## MeasureStack
String | Measure Code | Number | Include this Measure | Measure Type | Name | Description | Baseline Description | Sector | Vintage | Segment | Zone | End Use | Equip Type/Competition Group | Program Category | Parent Category/Competition Group | Unit | Utility Rate Class | Load Profile | Adoption Curve Tech | Adoption Curve AchBase | Adoption Curve AchMod | Adoption Curve AchHigh | Applicability | Baseline EUI (kWh) | Measure EUI (kWh) | Savings EUI (kWh) | Energy Savings % | Demand Reduction % | Full Measure Life (yrs) | Lifetime of First Year Savings (yrs) | Adjusted Baseline Energy Savings (% of 1st Year Savings post-adjustment) (electricity) | Adjusted Baseline Demand Savings (% of 1st Year Savings post-adjustment) (electricity) | Annual Gross Energy Savings at Meter (kWh) | Secondary Fuel Annual Gross Energy Savings at Meter (Not Selected) | Net-to-Gross Ratio, Energy | Demand-to-Energy Ratio | Net-to-Gross Ratio, Demand | Freeridership Rate, Energy | Freeridership Rate, Demand | Spillover Rate, Energy | Spillover Rate, Demand | Baseline Material Cost ($) | Efficient Case Material Cost ($) | Base Labor Cost ($) | Efficient Labor Cost ($) | Full Cost (base) ($) | Full Cost (efficient) ($) | Incremental Cost per Measure ($) | Incremental O&M Cost per Measure ($) | Gross Tax Benefits per Measure ($) | Water Savings (gal) | NEB 2 | Notes | Annual Gross Demand Savings at Meter | Secondary Fuel Annual Gross Demand Savings at Meter
FL Zone 2AssemblyTurnover |  | XXXXXXXX | Yes | Equipment | 10HP Open Drip-Proof(ODP) Motor | High Efficiency 10 HP Open-Drip Proof Motor, 4-Pole, 1800 RPM | 10 HP Open-Drip Proof Motor with EPACT 1992 Efficiency | Commercial | Turnover | Assembly | FL Zone 2 | Ventilation and Circulation | Motor/Fan |  | 0 | Per Unit | [7 empty] | 20689.9073 | 20466.7152 | 223.1921 | 0.010787 |  | 15 |  |  |  | 223.1921 | [8 empty] | 0 | 0 | 0 | 0 | 0 | 0 | 0 | [5 empty] | 0
FL Zone 2College and UniversityTurnover |  | XXXXXXXX | Yes | Equipment | 10HP Open Drip-Proof(ODP) Motor | High Efficiency 10 HP Open-Drip Proof Motor, 4-Pole, 1800 RPM | 10 HP Open-Drip Proof Motor with EPACT 1992 Efficiency | Commercial | Turnover | College and University | FL Zone 2 | Ventilation and Circulation | Motor/Fan |  | 0 | Per Unit | [7 empty] | 20689.9073 | 20466.7152 | 223.1921 | 0.010787 |  | 15 |  |  |  | 223.1921 | [8 empty] | 0 | 0 | 0 | 0 | 0 | 0 | 0 | [5 empty] | 0
FL Zone 2GroceryTurnover |  | XXXXXXXX | Yes | Equipment | 10HP Open Drip-Proof(ODP) Motor | High Efficiency 10 HP Open-Drip Proof Motor, 4-Pole, 1800 RPM | 10 HP Open-Drip Proof Motor with EPACT 1992 Efficiency | Commercial | Turnover | Grocery | FL Zone 2 | Ventilation and Circulation | Motor/Fan |  | 0 | Per Unit | [7 empty] | 20689.9073 | 20466.7152 | 223.1921 | 0.010787 |  | 15 |  |  |  | 223.1921 | [8 empty] | 0 | 0 | 0 | 0 | 0 | 0 | 0 | [5 empty] | 0
FL Zone 2HealthcareTurnover |  | XXXXXXXX | Yes | Equipment | 10HP Open Drip-Proof(ODP) Motor | High Efficiency 10 HP Open-Drip Proof Motor, 4-Pole, 1800 RPM | 10 HP Open-Drip Proof Motor with EPACT 1992 Efficiency | Commercial | Turnover | Healthcare | FL Zone 2 | Ventilation and Circulation | Motor/Fan |  | 0 | Per Unit | [7 empty] | 20689.9073 | 20466.7152 | 223.1921 | 0.010787 |  | 15 |  |  |  | 223.1921 | [8 empty] | 0 | 0 | 0 | 0 | 0 | 0 | 0 | [5 empty] | 0
FL Zone 2HospitalsTurnover |  | XXXXXXXX | Yes | Equipment | 10HP Open Drip-Proof(ODP) Motor | High Efficiency 10 HP Open-Drip Proof Motor, 4-Pole, 1800 RPM | 10 HP Open-Drip Proof Motor with EPACT 1992 Efficiency | Commercial | Turnover | Hospitals | FL Zone 2 | Ventilation and Circulation | Motor/Fan |  | 0 | Per Unit | [7 empty] | 20689.9073 | 20466.7152 | 223.1921 | 0.010787 |  | 15 |  |  |  | 223.1921 | [8 empty] | 0 | 0 | 0 | 0 | 0 | 0 | 0 | [5 empty] | 0
FL Zone 2InstitutionalTurnover |  | XXXXXXXX | Yes | Equipment | 10HP Open Drip-Proof(ODP) Motor | High Efficiency 10 HP Open-Drip Proof Motor, 4-Pole, 1800 RPM | 10 HP Open-Drip Proof Motor with EPACT 1992 Efficiency | Commercial | Turnover | Institutional | FL Zone 2 | Ventilation and Circulation | Motor/Fan |  | 0 | Per Unit | [7 empty] | 20689.9073 | 20466.7152 | 223.1921 | 0.010787 |  | 15 |  |  |  | 223.1921 | [8 empty] | 0 | 0 | 0 | 0 | 0 | 0 | 0 | [5 empty] | 0
FL Zone 2Lodging/HospitalityTurnover |  | XXXXXXXX | Yes | Equipment | 10HP Open Drip-Proof(ODP) Motor | High Efficiency 10 HP Open-Drip Proof Motor, 4-Pole, 1800 RPM | 10 HP Open-Drip Proof Motor with EPACT 1992 Efficiency | Commercial | Turnover | Lodging/Hospitality | FL Zone 2 | Ventilation and Circulation | Motor/Fan |  | 0 | Per Unit | [7 empty] | 20689.9073 | 20466.7152 | 223.1921 | 0.010787 |  | 15 |  |  |  | 223.1921 | [8 empty] | 0 | 0 | 0 | 0 | 0 | 0 | 0 | [5 empty] | 0
FL Zone 2MiscellaneousTurnover |  | XXXXXXXX | Yes | Equipment | 10HP Open Drip-Proof(ODP) Motor | High Efficiency 10 HP Open-Drip Proof Motor, 4-Pole, 1800 RPM | 10 HP Open-Drip Proof Motor with EPACT 1992 Efficiency | Commercial | Turnover | Miscellaneous | FL Zone 2 | Ventilation and Circulation | Motor/Fan |  | 0 | Per Unit | [7 empty] | 20689.9073 | 20466.7152 | 223.1921 | 0.010787 |  | 15 |  |  |  | 223.1921 | [8 empty] | 0 | 0 | 0 | 0 | 0 | 0 | 0 | [5 empty] | 0
FL Zone 2OfficesTurnover |  | XXXXXXXX | Yes | Equipment | 10HP Open Drip-Proof(ODP) Motor | High Efficiency 10 HP Open-Drip Proof Motor, 4-Pole, 1800 RPM | 10 HP Open-Drip Proof Motor with EPACT 1992 Efficiency | Commercial | Turnover | Offices | FL Zone 2 | Ventilation and Circulation | Motor/Fan |  | 0 | Per Unit | [7 empty] | 20689.9073 | 20466.7152 | 223.1921 | 0.010787 |  | 15 |  |  |  | 223.1921 | [8 empty] | 0 | 0 | 0 | 0 | 0 | 0 | 0 | [5 empty] | 0
FL Zone 2RestaurantsTurnover |  | XXXXXXXX | Yes | Equipment | 10HP Open Drip-Proof(ODP) Motor | High Efficiency 10 HP Open-Drip Proof Motor, 4-Pole, 1800 RPM | 10 HP Open-Drip Proof Motor with EPACT 1992 Efficiency | Commercial | Turnover | Restaurants | FL Zone 2 | Ventilation and Circulation | Motor/Fan |  | 0 | Per Unit | [7 empty] | 20689.9073 | 20466.7152 | 223.1921 | 0.010787 |  | 15 |  |  |  | 223.1921 | [8 empty] | 0 | 0 | 0 | 0 | 0 | 0 | 0 | [5 empty] | 0
FL Zone 2RetailTurnover |  | XXXXXXXX | Yes | Equipment | 10HP Open Drip-Proof(ODP) Motor | High Efficiency 10 HP Open-Drip Proof Motor, 4-Pole, 1800 RPM | 10 HP Open-Drip Proof Motor with EPACT 1992 Efficiency | Commercial | Turnover | Retail | FL Zone 2 | Ventilation and Circulation | Motor/Fan |  | 0 | Per Unit | [7 empty] | 20689.9073 | 20466.7152 | 223.1921 | 0.010787 |  | 15 |  |  |  | 223.1921 | [8 empty] | 0 | 0 | 0 | 0 | 0 | 0 | 0 | [5 empty] | 0
FL Zone 2Schools K-12Turnover |  | XXXXXXXX | Yes | Equipment | 10HP Open Drip-Proof(ODP) Motor | High Efficiency 10 HP Open-Drip Proof Motor, 4-Pole, 1800 RPM | 10 HP Open-Drip Proof Motor with EPACT 1992 Efficiency | Commercial | Turnover | Schools K-12 | FL Zone 2 | Ventilation and Circulation | Motor/Fan |  | 0 | Per Unit | [7 empty] | 20689.9073 | 20466.7152 | 223.1921 | 0.010787 |  | 15 |  |  |  | 223.1921 | [8 empty] | 0 | 0 | 0 | 0 | 0 | 0 | 0 | [5 empty] | 0
FL Zone 2WarehouseTurnover |  | XXXXXXXX | Yes | Equipment | 10HP Open Drip-Proof(ODP) Motor | High Efficiency 10 HP Open-Drip Proof Motor, 4-Pole, 1800 RPM | 10 HP Open-Drip Proof Motor with EPACT 1992 Efficiency | Commercial | Turnover | Warehouse | FL Zone 2 | Ventilation and Circulation | Motor/Fan |  | 0 | Per Unit | [7 empty] | 20689.9073 | 20466.7152 | 223.1921 | 0.010787 |  | 15 |  |  |  | 223.1921 | [8 empty] | 0 | 0 | 0 | 0 | 0 | 0 | 0 | [5 empty] | 0
FL Zone 2AssemblyNew |  | XXXXXXXX | Yes | Equipment | 10HP Open Drip-Proof(ODP) Motor | High Efficiency 10 HP Open-Drip Proof Motor, 4-Pole, 1800 RPM | 10 HP Open-Drip Proof Motor with EPACT 1992 Efficiency | Commercial | New | Assembly | FL Zone 2 | Ventilation and Circulation | Motor/Fan |  | 0 | Per Unit | [7 empty] | 20689.9073 | 20466.7152 | 223.1921 | 0.010787 |  | 15 |  |  |  | 223.1921 | [8 empty] | 0 | 0 | 0 | 0 | 0 | 0 | 0 | [5 empty] | 0
FL Zone 2College and UniversityNew |  | XXXXXXXX | Yes | Equipment | 10HP Open Drip-Proof(ODP) Motor | High Efficiency 10 HP Open-Drip Proof Motor, 4-Pole, 1800 RPM | 10 HP Open-Drip Proof Motor with EPACT 1992 Efficiency | Commercial | New | College and University | FL Zone 2 | Ventilation and Circulation | Motor/Fan |  | 0 | Per Unit | [7 empty] | 20689.9073 | 20466.7152 | 223.1921 | 0.010787 |  | 15 |  |  |  | 223.1921 | [8 empty] | 0 | 0 | 0 | 0 | 0 | 0 | 0 | [5 empty] | 0
FL Zone 2GroceryNew |  | XXXXXXXX | Yes | Equipment | 10HP Open Drip-Proof(ODP) Motor | High Efficiency 10 HP Open-Drip Proof Motor, 4-Pole, 1800 RPM | 10 HP Open-Drip Proof Motor with EPACT 1992 Efficiency | Commercial | New | Grocery | FL Zone 2 | Ventilation and Circulation | Motor/Fan |  | 0 | Per Unit | [7 empty] | 20689.9073 | 20466.7152 | 223.1921 | 0.010787 |  | 15 |  |  |  | 223.1921 | [8 empty] | 0 | 0 | 0 | 0 | 0 | 0 | 0 | [5 empty] | 0
FL Zone 2HealthcareNew |  | XXXXXXXX | Yes | Equipment | 10HP Open Drip-Proof(ODP) Motor | High Efficiency 10 HP Open-Drip Proof Motor, 4-Pole, 1800 RPM | 10 HP Open-Drip Proof Motor with EPACT 1992 Efficiency | Commercial | New | Healthcare | FL Zone 2 | Ventilation and Circulation | Motor/Fan |  | 0 | Per Unit | [7 empty] | 20689.9073 | 20466.7152 | 223.1921 | 0.010787 |  | 15 |  |  |  | 223.1921 | [8 empty] | 0 | 0 | 0 | 0 | 0 | 0 | 0 | [5 empty] | 0
FL Zone 2HospitalsNew |  | XXXXXXXX | Yes | Equipment | 10HP Open Drip-Proof(ODP) Motor | High Efficiency 10 HP Open-Drip Proof Motor, 4-Pole, 1800 RPM | 10 HP Open-Drip Proof Motor with EPACT 1992 Efficiency | Commercial | New | Hospitals | FL Zone 2 | Ventilation and Circulation | Motor/Fan |  | 0 | Per Unit | [7 empty] | 20689.9073 | 20466.7152 | 223.1921 | 0.010787 |  | 15 |  |  |  | 223.1921 | [8 empty] | 0 | 0 | 0 | 0 | 0 | 0 | 0 | [5 empty] | 0
FL Zone 2InstitutionalNew |  | XXXXXXXX | Yes | Equipment | 10HP Open Drip-Proof(ODP) Motor | High Efficiency 10 HP Open-Drip Proof Motor, 4-Pole, 1800 RPM | 10 HP Open-Drip Proof Motor with EPACT 1992 Efficiency | Commercial | New | Institutional | FL Zone 2 | Ventilation and Circulation | Motor/Fan |  | 0 | Per Unit | [7 empty] | 20689.9073 | 20466.7152 | 223.1921 | 0.010787 |  | 15 |  |  |  | 223.1921 | [8 empty] | 0 | 0 | 0 | 0 | 0 | 0 | 0 | [5 empty] | 0
FL Zone 2Lodging/HospitalityNew |  | XXXXXXXX | Yes | Equipment | 10HP Open Drip-Proof(ODP) Motor | High Efficiency 10 HP Open-Drip Proof Motor, 4-Pole, 1800 RPM | 10 HP Open-Drip Proof Motor with EPACT 1992 Efficiency | Commercial | New | Lodging/Hospitality | FL Zone 2 | Ventilation and Circulation | Motor/Fan |  | 0 | Per Unit | [7 empty] | 20689.9073 | 20466.7152 | 223.1921 | 0.010787 |  | 15 |  |  |  | 223.1921 | [8 empty] | 0 | 0 | 0 | 0 | 0 | 0 | 0 | [5 empty] | 0
FL Zone 2MiscellaneousNew |  | XXXXXXXX | Yes | Equipment | 10HP Open Drip-Proof(ODP) Motor | High Efficiency 10 HP Open-Drip Proof Motor, 4-Pole, 1800 RPM | 10 HP Open-Drip Proof Motor with EPACT 1992 Efficiency | Commercial | New | Miscellaneous | FL Zone 2 | Ventilation and Circulation | Motor/Fan |  | 0 | Per Unit | [7 empty] | 20689.9073 | 20466.7152 | 223.1921 | 0.010787 |  | 15 |  |  |  | 223.1921 | [8 empty] | 0 | 0 | 0 | 0 | 0 | 0 | 0 | [5 empty] | 0
FL Zone 2OfficesNew |  | XXXXXXXX | Yes | Equipment | 10HP Open Drip-Proof(ODP) Motor | High Efficiency 10 HP Open-Drip Proof Motor, 4-Pole, 1800 RPM | 10 HP Open-Drip Proof Motor with EPACT 1992 Efficiency | Commercial | New | Offices | FL Zone 2 | Ventilation and Circulation | Motor/Fan |  | 0 | Per Unit | [7 empty] | 20689.9073 | 20466.7152 | 223.1921 | 0.010787 |  | 15 |  |  |  | 223.1921 | [8 empty] | 0 | 0 | 0 | 0 | 0 | 0 | 0 | [5 empty] | 0
FL Zone 2RestaurantsNew |  | XXXXXXXX | Yes | Equipment | 10HP Open Drip-Proof(ODP) Motor | High Efficiency 10 HP Open-Drip Proof Motor, 4-Pole, 1800 RPM | 10 HP Open-Drip Proof Motor with EPACT 1992 Efficiency | Commercial | New | Restaurants | FL Zone 2 | Ventilation and Circulation | Motor/Fan |  | 0 | Per Unit | [7 empty] | 20689.9073 | 20466.7152 | 223.1921 | 0.010787 |  | 15 |  |  |  | 223.1921 | [8 empty] | 0 | 0 | 0 | 0 | 0 | 0 | 0 | [5 empty] | 0
FL Zone 2RetailNew |  | XXXXXXXX | Yes | Equipment | 10HP Open Drip-Proof(ODP) Motor | High Efficiency 10 HP Open-Drip Proof Motor, 4-Pole, 1800 RPM | 10 HP Open-Drip Proof Motor with EPACT 1992 Efficiency | Commercial | New | Retail | FL Zone 2 | Ventilation and Circulation | Motor/Fan |  | 0 | Per Unit | [7 empty] | 20689.9073 | 20466.7152 | 223.1921 | 0.010787 |  | 15 |  |  |  | 223.1921 | [8 empty] | 0 | 0 | 0 | 0 | 0 | 0 | 0 | [5 empty] | 0
FL Zone 2Schools K-12New |  | XXXXXXXX | Yes | Equipment | 10HP Open Drip-Proof(ODP) Motor | High Efficiency 10 HP Open-Drip Proof Motor, 4-Pole, 1800 RPM | 10 HP Open-Drip Proof Motor with EPACT 1992 Efficiency | Commercial | New | Schools K-12 | FL Zone 2 | Ventilation and Circulation | Motor/Fan |  | 0 | Per Unit | [7 empty] | 20689.9073 | 20466.7152 | 223.1921 | 0.010787 |  | 15 |  |  |  | 223.1921 | [8 empty] | 0 | 0 | 0 | 0 | 0 | 0 | 0 | [5 empty] | 0
FL Zone 2WarehouseNew |  | XXXXXXXX | Yes | Equipment | 10HP Open Drip-Proof(ODP) Motor | High Efficiency 10 HP Open-Drip Proof Motor, 4-Pole, 1800 RPM | 10 HP Open-Drip Proof Motor with EPACT 1992 Efficiency | Commercial | New | Warehouse | FL Zone 2 | Ventilation and Circulation | Motor/Fan |  | 0 | Per Unit | [7 empty] | 20689.9073 | 20466.7152 | 223.1921 | 0.010787 |  | 15 |  |  |  | 223.1921 | [8 empty] | 0 | 0 | 0 | 0 | 0 | 0 | 0 | [5 empty] | 0
FL Zone 2AssemblyExisting |  | XXXXXXXX | Yes | Nonequipment | Air Curtains | Air Curtains | 0 | Commercial | Existing | Assembly | FL Zone 2 | Space Heating |  |  | 0 | Unit | [7 empty] | 7520.072 | 7442.069 | 78.003 | 0.010373 |  | 8 |  |  |  | 78.003 | [8 empty] | 0 | 0 | 0 | 0 | 0 | 0 | 0 | [5 empty] | 0
FL Zone 2College and UniversityExisting |  | XXXXXXXX | Yes | Nonequipment | Air Curtains | Air Curtains | 0 | Commercial | Existing | College and University | FL Zone 2 | Space Heating |  |  | 0 | Unit | [7 empty] | 44914.4217 | 44836.4187 | 78.003 | 0.0017367 |  | 8 |  |  |  | 78.003 | [8 empty] | 0 | 0 | 0 | 0 | 0 | 0 | 0 | [5 empty] | 0
FL Zone 2GroceryExisting |  | XXXXXXXX | Yes | Nonequipment | Air Curtains | Air Curtains | 0 | Commercial | Existing | Grocery | FL Zone 2 | Space Heating |  |  | 0 | Unit | [7 empty] | 18105.3019 | 18027.2989 | 78.003 | 0.0043083 |  | 8 |  |  |  | 78.003 | [8 empty] | 0 | 0 | 0 | 0 | 0 | 0 | 0 | [5 empty] | 0
FL Zone 2HealthcareExisting |  | XXXXXXXX | Yes | Nonequipment | Air Curtains | Air Curtains | 0 | Commercial | Existing | Healthcare | FL Zone 2 | Space Heating |  |  | 0 | Unit | [7 empty] | 31602.8836 | 31524.8806 | 78.003 | 0.0024682 |  | 8 |  |  |  | 78.003 | [8 empty] | 0 | 0 | 0 | 0 | 0 | 0 | 0 | [5 empty] | 0
FL Zone 2HospitalsExisting |  | XXXXXXXX | Yes | Nonequipment | Air Curtains | Air Curtains | 0 | Commercial | Existing | Hospitals | FL Zone 2 | Space Heating |  |  | 0 | Unit | [7 empty] | 329297.0743 | 329219.0713 | 78.003 | 0.00023688 |  | 8 |  |  |  | 78.003 | [8 empty] | 0 | 0 | 0 | 0 | 0 | 0 | 0 | [5 empty] | 0
FL Zone 2InstitutionalExisting |  | XXXXXXXX | Yes | Nonequipment | Air Curtains | Air Curtains | 0 | Commercial | Existing | Institutional | FL Zone 2 | Space Heating |  |  | 0 | Unit | [7 empty] | 36533.2699 | 36455.2669 | 78.003 | 0.0021351 |  | 8 |  |  |  | 78.003 | [8 empty] | 0 | 0 | 0 | 0 | 0 | 0 | 0 | [5 empty] | 0
FL Zone 2Lodging/HospitalityExisting |  | XXXXXXXX | Yes | Nonequipment | Air Curtains | Air Curtains | 0 | Commercial | Existing | Lodging/Hospitality | FL Zone 2 | Space Heating |  |  | 0 | Unit | [7 empty] | 29969.1152 | 29891.1122 | 78.003 | 0.0026028 |  | 8 |  |  |  | 78.003 | [8 empty] | 0 | 0 | 0 | 0 | 0 | 0 | 0 | [5 empty] | 0
FL Zone 2MiscellaneousExisting |  | XXXXXXXX | Yes | Nonequipment | Air Curtains | Air Curtains | 0 | Commercial | Existing | Miscellaneous | FL Zone 2 | Space Heating |  |  | 0 | Unit | [7 empty] | 348296.6521 | 348218.6491 | 78.003 | 0.00022396 |  | 8 |  |  |  | 78.003 | [8 empty] | 0 | 0 | 0 | 0 | 0 | 0 | 0 | [5 empty] | 0
FL Zone 2OfficesExisting |  | XXXXXXXX | Yes | Nonequipment | Air Curtains | Air Curtains | 0 | Commercial | Existing | Offices | FL Zone 2 | Space Heating |  |  | 0 | Unit | [7 empty] | 26035.3087 | 25957.3057 | 78.003 | 0.002996 |  | 8 |  |  |  | 78.003 | [8 empty] | 0 | 0 | 0 | 0 | 0 | 0 | 0 | [5 empty] | 0
FL Zone 2RestaurantsExisting |  | XXXXXXXX | Yes | Nonequipment | Air Curtains | Air Curtains | 0 | Commercial | Existing | Restaurants | FL Zone 2 | Space Heating |  |  | 0 | Unit | [7 empty] | 18865.8351 | 18787.8321 | 78.003 | 0.0041346 |  | 8 |  |  |  | 78.003 | [8 empty] | 0 | 0 | 0 | 0 | 0 | 0 | 0 | [5 empty] | 0
FL Zone 2RetailExisting |  | XXXXXXXX | Yes | Nonequipment | Air Curtains | Air Curtains | 0 | Commercial | Existing | Retail | FL Zone 2 | Space Heating |  |  | 0 | Unit | [7 empty] | 8240.1374 | 8162.1344 | 78.003 | 0.0094662 |  | 8 |  |  |  | 78.003 | [8 empty] | 0 | 0 | 0 | 0 | 0 | 0 | 0 | [5 empty] | 0
FL Zone 2Schools K-12Existing |  | XXXXXXXX | Yes | Nonequipment | Air Curtains | Air Curtains | 0 | Commercial | Existing | Schools K-12 | FL Zone 2 | Space Heating |  |  | 0 | Unit | [7 empty] | 30794.1632 | 30716.1602 | 78.003 | 0.002533 |  | 8 |  |  |  | 78.003 | [8 empty] | 0 | 0 | 0 | 0 | 0 | 0 | 0 | [5 empty] | 0
FL Zone 2WarehouseExisting |  | XXXXXXXX | Yes | Nonequipment | Air Curtains | Air Curtains | 0 | Commercial | Existing | Warehouse | FL Zone 2 | Space Heating |  |  | 0 | Unit | [7 empty] | 3059.104 | 2981.101 | 78.003 | 0.025499 |  | 8 |  |  |  | 78.003 | [8 empty] | 0 | 0 | 0 | 0 | 0 | 0 | 0 | [5 empty] | 0
FL Zone 2AssemblyNew |  | XXXXXXXX | Yes | Nonequipment | Air Curtains | Air Curtains | 0 | Commercial | New | Assembly | FL Zone 2 | Space Heating |  |  | 0 | Unit | [7 empty] | 7520.072 | 7442.069 | 78.003 | 0.010373 |  | 8 |  |  |  | 78.003 | [8 empty] | 0 | 0 | 0 | 0 | 0 | 0 | 0 | [5 empty] | 0
FL Zone 2College and UniversityNew |  | XXXXXXXX | Yes | Nonequipment | Air Curtains | Air Curtains | 0 | Commercial | New | College and University | FL Zone 2 | Space Heating |  |  | 0 | Unit | [7 empty] | 44914.4217 | 44836.4187 | 78.003 | 0.0017367 |  | 8 |  |  |  | 78.003 | [8 empty] | 0 | 0 | 0 | 0 | 0 | 0 | 0 | [5 empty] | 0
FL Zone 2GroceryNew |  | XXXXXXXX | Yes | Nonequipment | Air Curtains | Air Curtains | 0 | Commercial | New | Grocery | FL Zone 2 | Space Heating |  |  | 0 | Unit | [7 empty] | 18105.3019 | 18027.2989 | 78.003 | 0.0043083 |  | 8 |  |  |  | 78.003 | [8 empty] | 0 | 0 | 0 | 0 | 0 | 0 | 0 | [5 empty] | 0
FL Zone 2HealthcareNew |  | XXXXXXXX | Yes | Nonequipment | Air Curtains | Air Curtains | 0 | Commercial | New | Healthcare | FL Zone 2 | Space Heating |  |  | 0 | Unit | [7 empty] | 31602.8836 | 31524.8806 | 78.003 | 0.0024682 |  | 8 |  |  |  | 78.003 | [8 empty] | 0 | 0 | 0 | 0 | 0 | 0 | 0 | [5 empty] | 0
FL Zone 2HospitalsNew |  | XXXXXXXX | Yes | Nonequipment | Air Curtains | Air Curtains | 0 | Commercial | New | Hospitals | FL Zone 2 | Space Heating |  |  | 0 | Unit | [7 empty] | 329297.0743 | 329219.0713 | 78.003 | 0.00023688 |  | 8 |  |  |  | 78.003 | [8 empty] | 0 | 0 | 0 | 0 | 0 | 0 | 0 | [5 empty] | 0
FL Zone 2InstitutionalNew |  | XXXXXXXX | Yes | Nonequipment | Air Curtains | Air Curtains | 0 | Commercial | New | Institutional | FL Zone 2 | Space Heating |  |  | 0 | Unit | [7 empty] | 36533.2699 | 36455.2669 | 78.003 | 0.0021351 |  | 8 |  |  |  | 78.003 | [8 empty] | 0 | 0 | 0 | 0 | 0 | 0 | 0 | [5 empty] | 0
FL Zone 2Lodging/HospitalityNew |  | XXXXXXXX | Yes | Nonequipment | Air Curtains | Air Curtains | 0 | Commercial | New | Lodging/Hospitality | FL Zone 2 | Space Heating |  |  | 0 | Unit | [7 empty] | 29969.1152 | 29891.1122 | 78.003 | 0.0026028 |  | 8 |  |  |  | 78.003 | [8 empty] | 0 | 0 | 0 | 0 | 0 | 0 | 0 | [5 empty] | 0
FL Zone 2MiscellaneousNew |  | XXXXXXXX | Yes | Nonequipment | Air Curtains | Air Curtains | 0 | Commercial | New | Miscellaneous | FL Zone 2 | Space Heating |  |  | 0 | Unit | [7 empty] | 348296.6521 | 348218.6491 | 78.003 | 0.00022396 |  | 8 |  |  |  | 78.003 | [8 empty] | 0 | 0 | 0 | 0 | 0 | 0 | 0 | [5 empty] | 0
FL Zone 2OfficesNew |  | XXXXXXXX | Yes | Nonequipment | Air Curtains | Air Curtains | 0 | Commercial | New | Offices | FL Zone 2 | Space Heating |  |  | 0 | Unit | [7 empty] | 26035.3087 | 25957.3057 | 78.003 | 0.002996 |  | 8 |  |  |  | 78.003 | [8 empty] | 0 | 0 | 0 | 0 | 0 | 0 | 0 | [5 empty] | 0
FL Zone 2RestaurantsNew |  | XXXXXXXX | Yes | Nonequipment | Air Curtains | Air Curtains | 0 | Commercial | New | Restaurants | FL Zone 2 | Space Heating |  |  | 0 | Unit | [7 empty] | 18865.8351 | 18787.8321 | 78.003 | 0.0041346 |  | 8 |  |  |  | 78.003 | [8 empty] | 0 | 0 | 0 | 0 | 0 | 0 | 0 | [5 empty] | 0
FL Zone 2RetailNew |  | XXXXXXXX | Yes | Nonequipment | Air Curtains | Air Curtains | 0 | Commercial | New | Retail | FL Zone 2 | Space Heating |  |  | 0 | Unit | [7 empty] | 8240.1374 | 8162.1344 | 78.003 | 0.0094662 |  | 8 |  |  |  | 78.003 | [8 empty] | 0 | 0 | 0 | 0 | 0 | 0 | 0 | [5 empty] | 0
FL Zone 2Schools K-12New |  | XXXXXXXX | Yes | Nonequipment | Air Curtains | Air Curtains | 0 | Commercial | New | Schools K-12 | FL Zone 2 | Space Heating |  |  | 0 | Unit | [7 empty] | 30794.1632 | 30716.1602 | 78.003 | 0.002533 |  | 8 |  |  |  | 78.003 | [8 empty] | 0 | 0 | 0 | 0 | 0 | 0 | 0 | [5 empty] | 0
FL Zone 2WarehouseNew |  | XXXXXXXX | Yes | Nonequipment | Air Curtains | Air Curtains | 0 | Commercial | New | Warehouse | FL Zone 2 | Space Heating |  |  | 0 | Unit | [7 empty] | 3059.104 | 2981.101 | 78.003 | 0.025499 |  | 8 |  |  |  | 78.003 | [8 empty] | 0 | 0 | 0 | 0 | 0 | 0 | 0 | [5 empty] | 0
FL Zone 2AssemblyExisting |  | XXXXXXXX | Yes | Nonequipment | Air Curtains | Air Curtains | 0 | Commercial | Existing | Assembly | FL Zone 2 | Space Cooling |  |  | 0 | Unit | [7 empty] | 40558.1631 | 40555.0851 | 3.078 | 7.5891e-05 |  | 8 |  |  |  | 3.078 | [8 empty] | 0 | 0 | 0 | 0 | 0 | 0 | 0 | [5 empty] | 0
FL Zone 2College and UniversityExisting |  | XXXXXXXX | Yes | Nonequipment | Air Curtains | Air Curtains | 0 | Commercial | Existing | College and University | FL Zone 2 | Space Cooling |  |  | 0 | Unit | [7 empty] | 242237.8979 | 242234.8199 | 3.078 | 1.2707e-05 |  | 8 |  |  |  | 3.078 | [8 empty] | 0 | 0 | 0 | 0 | 0 | 0 | 0 | [5 empty] | 0
FL Zone 2GroceryExisting |  | XXXXXXXX | Yes | Nonequipment | Air Curtains | Air Curtains | 0 | Commercial | Existing | Grocery | FL Zone 2 | Space Cooling |  |  | 0 | Unit | [7 empty] | 97647.7064 | 97644.6284 | 3.078 | 3.1521e-05 |  | 8 |  |  |  | 3.078 | [8 empty] | 0 | 0 | 0 | 0 | 0 | 0 | 0 | [5 empty] | 0
FL Zone 2HealthcareExisting |  | XXXXXXXX | Yes | Nonequipment | Air Curtains | Air Curtains | 0 | Commercial | Existing | Healthcare | FL Zone 2 | Space Cooling |  |  | 0 | Unit | [7 empty] | 170444.4983 | 170441.4203 | 3.078 | 1.8059e-05 |  | 8 |  |  |  | 3.078 | [8 empty] | 0 | 0 | 0 | 0 | 0 | 0 | 0 | [5 empty] | 0
FL Zone 2HospitalsExisting |  | XXXXXXXX | Yes | Nonequipment | Air Curtains | Air Curtains | 0 | Commercial | Existing | Hospitals | FL Zone 2 | Space Cooling |  |  | 0 | Unit | [7 empty] | 1776004.8545 | 1776001.7765 | 3.078 | 1.7331e-06 |  | 8 |  |  |  | 3.078 | [8 empty] | 0 | 0 | 0 | 0 | 0 | 0 | 0 | [5 empty] | 0
FL Zone 2InstitutionalExisting |  | XXXXXXXX | Yes | Nonequipment | Air Curtains | Air Curtains | 0 | Commercial | Existing | Institutional | FL Zone 2 | Space Cooling |  |  | 0 | Unit | [7 empty] | 197035.6551 | 197032.5771 | 3.078 | 1.5622e-05 |  | 8 |  |  |  | 3.078 | [8 empty] | 0 | 0 | 0 | 0 | 0 | 0 | 0 | [5 empty] | 0
FL Zone 2Lodging/HospitalityExisting |  | XXXXXXXX | Yes | Nonequipment | Air Curtains | Air Curtains | 0 | Commercial | Existing | Lodging/Hospitality | FL Zone 2 | Space Cooling |  |  | 0 | Unit | [7 empty] | 161633.0609 | 161629.9829 | 3.078 | 1.9043e-05 |  | 8 |  |  |  | 3.078 | [8 empty] | 0 | 0 | 0 | 0 | 0 | 0 | 0 | [5 empty] | 0
FL Zone 2MiscellaneousExisting |  | XXXXXXXX | Yes | Nonequipment | Air Curtains | Air Curtains | 0 | Commercial | Existing | Miscellaneous | FL Zone 2 | Space Cooling |  |  | 0 | Unit | [7 empty] | 1878475.6776 | 1878472.5996 | 3.078 | 1.6386e-06 |  | 8 |  |  |  | 3.078 | [8 empty] | 0 | 0 | 0 | 0 | 0 | 0 | 0 | [5 empty] | 0
FL Zone 2OfficesExisting |  | XXXXXXXX | Yes | Nonequipment | Air Curtains | Air Curtains | 0 | Commercial | Existing | Offices | FL Zone 2 | Space Cooling |  |  | 0 | Unit | [7 empty] | 140416.7794 | 140413.7014 | 3.078 | 2.192e-05 |  | 8 |  |  |  | 3.078 | [8 empty] | 0 | 0 | 0 | 0 | 0 | 0 | 0 | [5 empty] | 0
FL Zone 2RestaurantsExisting |  | XXXXXXXX | Yes | Nonequipment | Air Curtains | Air Curtains | 0 | Commercial | Existing | Restaurants | FL Zone 2 | Space Cooling |  |  | 0 | Unit | [7 empty] | 101749.5064 | 101746.4284 | 3.078 | 3.0251e-05 |  | 8 |  |  |  | 3.078 | [8 empty] | 0 | 0 | 0 | 0 | 0 | 0 | 0 | [5 empty] | 0
FL Zone 2RetailExisting |  | XXXXXXXX | Yes | Nonequipment | Air Curtains | Air Curtains | 0 | Commercial | Existing | Retail | FL Zone 2 | Space Cooling |  |  | 0 | Unit | [7 empty] | 44441.7066 | 44438.6286 | 3.078 | 6.9259e-05 |  | 8 |  |  |  | 3.078 | [8 empty] | 0 | 0 | 0 | 0 | 0 | 0 | 0 | [5 empty] | 0
FL Zone 2Schools K-12Existing |  | XXXXXXXX | Yes | Nonequipment | Air Curtains | Air Curtains | 0 | Commercial | Existing | Schools K-12 | FL Zone 2 | Space Cooling |  |  | 0 | Unit | [7 empty] | 166082.8099 | 166079.7319 | 3.078 | 1.8533e-05 |  | 8 |  |  |  | 3.078 | [8 empty] | 0 | 0 | 0 | 0 | 0 | 0 | 0 | [5 empty] | 0
FL Zone 2WarehouseExisting |  | XXXXXXXX | Yes | Nonequipment | Air Curtains | Air Curtains | 0 | Commercial | Existing | Warehouse | FL Zone 2 | Space Cooling |  |  | 0 | Unit | [7 empty] | 16498.7301 | 16495.6521 | 3.078 | 0.00018656 |  | 8 |  |  |  | 3.078 | [8 empty] | 0 | 0 | 0 | 0 | 0 | 0 | 0 | [5 empty] | 0
FL Zone 2AssemblyNew |  | XXXXXXXX | Yes | Nonequipment | Air Curtains | Air Curtains | 0 | Commercial | New | Assembly | FL Zone 2 | Space Cooling |  |  | 0 | Unit | [7 empty] | 40558.1631 | 40555.0851 | 3.078 | 7.5891e-05 |  | 8 |  |  |  | 3.078 | [8 empty] | 0 | 0 | 0 | 0 | 0 | 0 | 0 | [5 empty] | 0
FL Zone 2College and UniversityNew |  | XXXXXXXX | Yes | Nonequipment | Air Curtains | Air Curtains | 0 | Commercial | New | College and University | FL Zone 2 | Space Cooling |  |  | 0 | Unit | [7 empty] | 242237.8979 | 242234.8199 | 3.078 | 1.2707e-05 |  | 8 |  |  |  | 3.078 | [8 empty] | 0 | 0 | 0 | 0 | 0 | 0 | 0 | [5 empty] | 0
FL Zone 2GroceryNew |  | XXXXXXXX | Yes | Nonequipment | Air Curtains | Air Curtains | 0 | Commercial | New | Grocery | FL Zone 2 | Space Cooling |  |  | 0 | Unit | [7 empty] | 97647.7064 | 97644.6284 | 3.078 | 3.1521e-05 |  | 8 |  |  |  | 3.078 | [8 empty] | 0 | 0 | 0 | 0 | 0 | 0 | 0 | [5 empty] | 0
FL Zone 2HealthcareNew |  | XXXXXXXX | Yes | Nonequipment | Air Curtains | Air Curtains | 0 | Commercial | New | Healthcare | FL Zone 2 | Space Cooling |  |  | 0 | Unit | [7 empty] | 170444.4983 | 170441.4203 | 3.078 | 1.8059e-05 |  | 8 |  |  |  | 3.078 | [8 empty] | 0 | 0 | 0 | 0 | 0 | 0 | 0 | [5 empty] | 0
FL Zone 2HospitalsNew |  | XXXXXXXX | Yes | Nonequipment | Air Curtains | Air Curtains | 0 | Commercial | New | Hospitals | FL Zone 2 | Space Cooling |  |  | 0 | Unit | [7 empty] | 1776004.8545 | 1776001.7765 | 3.078 | 1.7331e-06 |  | 8 |  |  |  | 3.078 | [8 empty] | 0 | 0 | 0 | 0 | 0 | 0 | 0 | [5 empty] | 0
FL Zone 2InstitutionalNew |  | XXXXXXXX | Yes | Nonequipment | Air Curtains | Air Curtains | 0 | Commercial | New | Institutional | FL Zone 2 | Space Cooling |  |  | 0 | Unit | [7 empty] | 197035.6551 | 197032.5771 | 3.078 | 1.5622e-05 |  | 8 |  |  |  | 3.078 | [8 empty] | 0 | 0 | 0 | 0 | 0 | 0 | 0 | [5 empty] | 0
FL Zone 2Lodging/HospitalityNew |  | XXXXXXXX | Yes | Nonequipment | Air Curtains | Air Curtains | 0 | Commercial | New | Lodging/Hospitality | FL Zone 2 | Space Cooling |  |  | 0 | Unit | [7 empty] | 161633.0609 | 161629.9829 | 3.078 | 1.9043e-05 |  | 8 |  |  |  | 3.078 | [8 empty] | 0 | 0 | 0 | 0 | 0 | 0 | 0 | [5 empty] | 0
FL Zone 2MiscellaneousNew |  | XXXXXXXX | Yes | Nonequipment | Air Curtains | Air Curtains | 0 | Commercial | New | Miscellaneous | FL Zone 2 | Space Cooling |  |  | 0 | Unit | [7 empty] | 1878475.6776 | 1878472.5996 | 3.078 | 1.6386e-06 |  | 8 |  |  |  | 3.078 | [8 empty] | 0 | 0 | 0 | 0 | 0 | 0 | 0 | [5 empty] | 0
FL Zone 2OfficesNew |  | XXXXXXXX | Yes | Nonequipment | Air Curtains | Air Curtains | 0 | Commercial | New | Offices | FL Zone 2 | Space Cooling |  |  | 0 | Unit | [7 empty] | 140416.7794 | 140413.7014 | 3.078 | 2.192e-05 |  | 8 |  |  |  | 3.078 | [8 empty] | 0 | 0 | 0 | 0 | 0 | 0 | 0 | [5 empty] | 0
FL Zone 2RestaurantsNew |  | XXXXXXXX | Yes | Nonequipment | Air Curtains | Air Curtains | 0 | Commercial | New | Restaurants | FL Zone 2 | Space Cooling |  |  | 0 | Unit | [7 empty] | 101749.5064 | 101746.4284 | 3.078 | 3.0251e-05 |  | 8 |  |  |  | 3.078 | [8 empty] | 0 | 0 | 0 | 0 | 0 | 0 | 0 | [5 empty] | 0
FL Zone 2RetailNew |  | XXXXXXXX | Yes | Nonequipment | Air Curtains | Air Curtains | 0 | Commercial | New | Retail | FL Zone 2 | Space Cooling |  |  | 0 | Unit | [7 empty] | 44441.7066 | 44438.6286 | 3.078 | 6.9259e-05 |  | 8 |  |  |  | 3.078 | [8 empty] | 0 | 0 | 0 | 0 | 0 | 0 | 0 | [5 empty] | 0
FL Zone 2Schools K-12New |  | XXXXXXXX | Yes | Nonequipment | Air Curtains | Air Curtains | 0 | Commercial | New | Schools K-12 | FL Zone 2 | Space Cooling |  |  | 0 | Unit | [7 empty] | 166082.8099 | 166079.7319 | 3.078 | 1.8533e-05 |  | 8 |  |  |  | 3.078 | [8 empty] | 0 | 0 | 0 | 0 | 0 | 0 | 0 | [5 empty] | 0
FL Zone 2WarehouseNew |  | XXXXXXXX | Yes | Nonequipment | Air Curtains | Air Curtains | 0 | Commercial | New | Warehouse | FL Zone 2 | Space Cooling |  |  | 0 | Unit | [7 empty] | 16498.7301 | 16495.6521 | 3.078 | 0.00018656 |  | 8 |  |  |  | 3.078 | [8 empty] | 0 | 0 | 0 | 0 | 0 | 0 | 0 | [5 empty] | 0
FL Zone 2AssemblyExisting |  | XXXXXXXX | Yes | Nonequipment | Airside Economizer | Airside Economizer | No economizer | Commercial | Existing | Assembly | FL Zone 2 | Space Cooling |  |  | 0 | Per End Use Consumption | [7 empty] | 40558.1631 | 38304.9318 | 2253.2313 | 0.055556 |  | 10 |  |  |  | 2253.2313 | [8 empty] | 0 | 0 | 0 | 0 | 0 | 0 | 0 | [5 empty] | 0
FL Zone 2College and UniversityExisting |  | XXXXXXXX | Yes | Nonequipment | Airside Economizer | Airside Economizer | No economizer | Commercial | Existing | College and University | FL Zone 2 | Space Cooling |  |  | 0 | Per End Use Consumption | [7 empty] | 242237.8979 | 228780.2369 | 13457.661 | 0.055556 |  | 10 |  |  |  | 13457.661 | [8 empty] | 0 | 0 | 0 | 0 | 0 | 0 | 0 | [5 empty] | 0
FL Zone 2GroceryExisting |  | XXXXXXXX | Yes | Nonequipment | Airside Economizer | Airside Economizer | No economizer | Commercial | Existing | Grocery | FL Zone 2 | Space Cooling |  |  | 0 | Per End Use Consumption | [7 empty] | 97647.7064 | 92222.8338 | 5424.8726 | 0.055556 |  | 10 |  |  |  | 5424.8726 | [8 empty] | 0 | 0 | 0 | 0 | 0 | 0 | 0 | [5 empty] | 0
FL Zone 2HealthcareExisting |  | XXXXXXXX | Yes | Nonequipment | Airside Economizer | Airside Economizer | No economizer | Commercial | Existing | Healthcare | FL Zone 2 | Space Cooling |  |  | 0 | Per End Use Consumption | [7 empty] | 170444.4983 | 160975.3595 | 9469.1388 | 0.055556 |  | 10 |  |  |  | 9469.1388 | [8 empty] | 0 | 0 | 0 | 0 | 0 | 0 | 0 | [5 empty] | 0
FL Zone 2HospitalsExisting |  | XXXXXXXX | Yes | Nonequipment | Airside Economizer | Airside Economizer | No economizer | Commercial | Existing | Hospitals | FL Zone 2 | Space Cooling |  |  | 0 | Per End Use Consumption | [7 empty] | 1776004.8545 | 1677337.9181 | 98666.9364 | 0.055556 |  | 10 |  |  |  | 98666.9364 | [8 empty] | 0 | 0 | 0 | 0 | 0 | 0 | 0 | [5 empty] | 0
FL Zone 2InstitutionalExisting |  | XXXXXXXX | Yes | Nonequipment | Airside Economizer | Airside Economizer | No economizer | Commercial | Existing | Institutional | FL Zone 2 | Space Cooling |  |  | 0 | Per End Use Consumption | [7 empty] | 197035.6551 | 186089.2298 | 10946.4253 | 0.055556 |  | 10 |  |  |  | 10946.4253 | [8 empty] | 0 | 0 | 0 | 0 | 0 | 0 | 0 | [5 empty] | 0
FL Zone 2Lodging/HospitalityExisting |  | XXXXXXXX | Yes | Nonequipment | Airside Economizer | Airside Economizer | No economizer | Commercial | Existing | Lodging/Hospitality | FL Zone 2 | Space Cooling |  |  | 0 | Per End Use Consumption | [7 empty] | 161633.0609 | 152653.4465 | 8979.6145 | 0.055556 |  | 10 |  |  |  | 8979.6145 | [8 empty] | 0 | 0 | 0 | 0 | 0 | 0 | 0 | [5 empty] | 0
FL Zone 2MiscellaneousExisting |  | XXXXXXXX | Yes | Nonequipment | Airside Economizer | Airside Economizer | No economizer | Commercial | Existing | Miscellaneous | FL Zone 2 | Space Cooling |  |  | 0 | Per End Use Consumption | [7 empty] | 1878475.6776 | 1774115.9178 | 104359.7599 | 0.055556 |  | 10 |  |  |  | 104359.7599 | [8 empty] | 0 | 0 | 0 | 0 | 0 | 0 | 0 | [5 empty] | 0
FL Zone 2OfficesExisting |  | XXXXXXXX | Yes | Nonequipment | Airside Economizer | Airside Economizer | No economizer | Commercial | Existing | Offices | FL Zone 2 | Space Cooling |  |  | 0 | Per End Use Consumption | [7 empty] | 140416.7794 | 132615.8472 | 7800.9322 | 0.055556 |  | 10 |  |  |  | 7800.9322 | [8 empty] | 0 | 0 | 0 | 0 | 0 | 0 | 0 | [5 empty] | 0
FL Zone 2RestaurantsExisting |  | XXXXXXXX | Yes | Nonequipment | Airside Economizer | Airside Economizer | No economizer | Commercial | Existing | Restaurants | FL Zone 2 | Space Cooling |  |  | 0 | Per End Use Consumption | [7 empty] | 101749.5064 | 96096.7561 | 5652.7504 | 0.055556 |  | 10 |  |  |  | 5652.7504 | [8 empty] | 0 | 0 | 0 | 0 | 0 | 0 | 0 | [5 empty] | 0
FL Zone 2RetailExisting |  | XXXXXXXX | Yes | Nonequipment | Airside Economizer | Airside Economizer | No economizer | Commercial | Existing | Retail | FL Zone 2 | Space Cooling |  |  | 0 | Per End Use Consumption | [7 empty] | 44441.7066 | 41972.7229 | 2468.9837 | 0.055556 |  | 10 |  |  |  | 2468.9837 | [8 empty] | 0 | 0 | 0 | 0 | 0 | 0 | 0 | [5 empty] | 0
FL Zone 2Schools K-12Existing |  | XXXXXXXX | Yes | Nonequipment | Airside Economizer | Airside Economizer | No economizer | Commercial | Existing | Schools K-12 | FL Zone 2 | Space Cooling |  |  | 0 | Per End Use Consumption | [7 empty] | 166082.8099 | 156855.9872 | 9226.8228 | 0.055556 |  | 10 |  |  |  | 9226.8228 | [8 empty] | 0 | 0 | 0 | 0 | 0 | 0 | 0 | [5 empty] | 0
FL Zone 2WarehouseExisting |  | XXXXXXXX | Yes | Nonequipment | Airside Economizer | Airside Economizer | No economizer | Commercial | Existing | Warehouse | FL Zone 2 | Space Cooling |  |  | 0 | Per End Use Consumption | [7 empty] | 16498.7301 | 15582.134 | 916.5961 | 0.055556 |  | 10 |  |  |  | 916.5961 | [8 empty] | 0 | 0 | 0 | 0 | 0 | 0 | 0 | [5 empty] | 0
FL Zone 2AssemblyNew |  | XXXXXXXX | Yes | Nonequipment | Airside Economizer | Airside Economizer | No economizer | Commercial | New | Assembly | FL Zone 2 | Space Cooling |  |  | 0 | Per End Use Consumption | [7 empty] | 40558.1631 | 38304.9318 | 2253.2313 | 0.055556 |  | 10 |  |  |  | 2253.2313 | [8 empty] | 0 | 0 | 0 | 0 | 0 | 0 | 0 | [5 empty] | 0
FL Zone 2College and UniversityNew |  | XXXXXXXX | Yes | Nonequipment | Airside Economizer | Airside Economizer | No economizer | Commercial | New | College and University | FL Zone 2 | Space Cooling |  |  | 0 | Per End Use Consumption | [7 empty] | 242237.8979 | 228780.2369 | 13457.661 | 0.055556 |  | 10 |  |  |  | 13457.661 | [8 empty] | 0 | 0 | 0 | 0 | 0 | 0 | 0 | [5 empty] | 0
FL Zone 2GroceryNew |  | XXXXXXXX | Yes | Nonequipment | Airside Economizer | Airside Economizer | No economizer | Commercial | New | Grocery | FL Zone 2 | Space Cooling |  |  | 0 | Per End Use Consumption | [7 empty] | 97647.7064 | 92222.8338 | 5424.8726 | 0.055556 |  | 10 |  |  |  | 5424.8726 | [8 empty] | 0 | 0 | 0 | 0 | 0 | 0 | 0 | [5 empty] | 0
FL Zone 2HealthcareNew |  | XXXXXXXX | Yes | Nonequipment | Airside Economizer | Airside Economizer | No economizer | Commercial | New | Healthcare | FL Zone 2 | Space Cooling |  |  | 0 | Per End Use Consumption | [7 empty] | 170444.4983 | 160975.3595 | 9469.1388 | 0.055556 |  | 10 |  |  |  | 9469.1388 | [8 empty] | 0 | 0 | 0 | 0 | 0 | 0 | 0 | [5 empty] | 0
FL Zone 2HospitalsNew |  | XXXXXXXX | Yes | Nonequipment | Airside Economizer | Airside Economizer | No economizer | Commercial | New | Hospitals | FL Zone 2 | Space Cooling |  |  | 0 | Per End Use Consumption | [7 empty] | 1776004.8545 | 1677337.9181 | 98666.9364 | 0.055556 |  | 10 |  |  |  | 98666.9364 | [8 empty] | 0 | 0 | 0 | 0 | 0 | 0 | 0 | [5 empty] | 0
FL Zone 2InstitutionalNew |  | XXXXXXXX | Yes | Nonequipment | Airside Economizer | Airside Economizer | No economizer | Commercial | New | Institutional | FL Zone 2 | Space Cooling |  |  | 0 | Per End Use Consumption | [7 empty] | 197035.6551 | 186089.2298 | 10946.4253 | 0.055556 |  | 10 |  |  |  | 10946.4253 | [8 empty] | 0 | 0 | 0 | 0 | 0 | 0 | 0 | [5 empty] | 0
FL Zone 2Lodging/HospitalityNew |  | XXXXXXXX | Yes | Nonequipment | Airside Economizer | Airside Economizer | No economizer | Commercial | New | Lodging/Hospitality | FL Zone 2 | Space Cooling |  |  | 0 | Per End Use Consumption | [7 empty] | 161633.0609 | 152653.4465 | 8979.6145 | 0.055556 |  | 10 |  |  |  | 8979.6145 | [8 empty] | 0 | 0 | 0 | 0 | 0 | 0 | 0 | [5 empty] | 0
FL Zone 2MiscellaneousNew |  | XXXXXXXX | Yes | Nonequipment | Airside Economizer | Airside Economizer | No economizer | Commercial | New | Miscellaneous | FL Zone 2 | Space Cooling |  |  | 0 | Per End Use Consumption | [7 empty] | 1878475.6776 | 1774115.9178 | 104359.7599 | 0.055556 |  | 10 |  |  |  | 104359.7599 | [8 empty] | 0 | 0 | 0 | 0 | 0 | 0 | 0 | [5 empty] | 0
FL Zone 2OfficesNew |  | XXXXXXXX | Yes | Nonequipment | Airside Economizer | Airside Economizer | No economizer | Commercial | New | Offices | FL Zone 2 | Space Cooling |  |  | 0 | Per End Use Consumption | [7 empty] | 140416.7794 | 132615.8472 | 7800.9322 | 0.055556 |  | 10 |  |  |  | 7800.9322 | [8 empty] | 0 | 0 | 0 | 0 | 0 | 0 | 0 | [5 empty] | 0
FL Zone 2RestaurantsNew |  | XXXXXXXX | Yes | Nonequipment | Airside Economizer | Airside Economizer | No economizer | Commercial | New | Restaurants | FL Zone 2 | Space Cooling |  |  | 0 | Per End Use Consumption | [7 empty] | 101749.5064 | 96096.7561 | 5652.7504 | 0.055556 |  | 10 |  |  |  | 5652.7504 | [8 empty] | 0 | 0 | 0 | 0 | 0 | 0 | 0 | [5 empty] | 0
FL Zone 2RetailNew |  | XXXXXXXX | Yes | Nonequipment | Airside Economizer | Airside Economizer | No economizer | Commercial | New | Retail | FL Zone 2 | Space Cooling |  |  | 0 | Per End Use Consumption | [7 empty] | 44441.7066 | 41972.7229 | 2468.9837 | 0.055556 |  | 10 |  |  |  | 2468.9837 | [8 empty] | 0 | 0 | 0 | 0 | 0 | 0 | 0 | [5 empty] | 0
FL Zone 2Schools K-12New |  | XXXXXXXX | Yes | Nonequipment | Airside Economizer | Airside Economizer | No economizer | Commercial | New | Schools K-12 | FL Zone 2 | Space Cooling |  |  | 0 | Per End Use Consumption | [7 empty] | 166082.8099 | 156855.9872 | 9226.8228 | 0.055556 |  | 10 |  |  |  | 9226.8228 | [8 empty] | 0 | 0 | 0 | 0 | 0 | 0 | 0 | [5 empty] | 0
FL Zone 2WarehouseNew |  | XXXXXXXX | Yes | Nonequipment | Airside Economizer | Airside Economizer | No economizer | Commercial | New | Warehouse | FL Zone 2 | Space Cooling |  |  | 0 | Per End Use Consumption | [7 empty] | 16498.7301 | 15582.134 | 916.5961 | 0.055556 |  | 10 |  |  |  | 916.5961 | [8 empty] | 0 | 0 | 0 | 0 | 0 | 0 | 0 | [5 empty] | 0
FL Zone 2AssemblyExisting |  | XXXXXXXX | Yes | Nonequipment | Anti-Sweat Controls | One Medium Temperature Reach-In Case with Anti-Sweat Heater Controls | One Medium Temperature Reach-In Case without Anti-Sweat Heater Controls | Commercial | Existing | Assembly | FL Zone 2 | Refrigeration |  |  | 0 | Per Refrigerated Case | [7 empty] | 1203.0984 | 180.4648 | 1022.6336 | 0.85 |  | 8 |  |  |  | 1022.6336 | [8 empty] | 0 | 0 | 0 | 0 | 0 | 0 | 0 | [5 empty] | 0
FL Zone 2College and UniversityExisting |  | XXXXXXXX | Yes | Nonequipment | Anti-Sweat Controls | One Medium Temperature Reach-In Case with Anti-Sweat Heater Controls | One Medium Temperature Reach-In Case without Anti-Sweat Heater Controls | Commercial | Existing | College and University | FL Zone 2 | Refrigeration |  |  | 0 | Per Refrigerated Case | [7 empty] | 1203.0984 | 180.4648 | 1022.6336 | 0.85 |  | 8 |  |  |  | 1022.6336 | [8 empty] | 0 | 0 | 0 | 0 | 0 | 0 | 0 | [5 empty] | 0
FL Zone 2GroceryExisting |  | XXXXXXXX | Yes | Nonequipment | Anti-Sweat Controls | One Medium Temperature Reach-In Case with Anti-Sweat Heater Controls | One Medium Temperature Reach-In Case without Anti-Sweat Heater Controls | Commercial | Existing | Grocery | FL Zone 2 | Refrigeration |  |  | 0 | Per Refrigerated Case | [7 empty] | 1203.0984 | 180.4648 | 1022.6336 | 0.85 |  | 8 |  |  |  | 1022.6336 | [8 empty] | 0 | 0 | 0 | 0 | 0 | 0 | 0 | [5 empty] | 0
FL Zone 2HealthcareExisting |  | XXXXXXXX | Yes | Nonequipment | Anti-Sweat Controls | One Medium Temperature Reach-In Case with Anti-Sweat Heater Controls | One Medium Temperature Reach-In Case without Anti-Sweat Heater Controls | Commercial | Existing | Healthcare | FL Zone 2 | Refrigeration |  |  | 0 | Per Refrigerated Case | [7 empty] | 1203.0984 | 180.4648 | 1022.6336 | 0.85 |  | 8 |  |  |  | 1022.6336 | [8 empty] | 0 | 0 | 0 | 0 | 0 | 0 | 0 | [5 empty] | 0
FL Zone 2HospitalsExisting |  | XXXXXXXX | Yes | Nonequipment | Anti-Sweat Controls | One Medium Temperature Reach-In Case with Anti-Sweat Heater Controls | One Medium Temperature Reach-In Case without Anti-Sweat Heater Controls | Commercial | Existing | Hospitals | FL Zone 2 | Refrigeration |  |  | 0 | Per Refrigerated Case | [7 empty] | 1203.0984 | 180.4648 | 1022.6336 | 0.85 |  | 8 |  |  |  | 1022.6336 | [8 empty] | 0 | 0 | 0 | 0 | 0 | 0 | 0 | [5 empty] | 0
FL Zone 2InstitutionalExisting |  | XXXXXXXX | Yes | Nonequipment | Anti-Sweat Controls | One Medium Temperature Reach-In Case with Anti-Sweat Heater Controls | One Medium Temperature Reach-In Case without Anti-Sweat Heater Controls | Commercial | Existing | Institutional | FL Zone 2 | Refrigeration |  |  | 0 | Per Refrigerated Case | [7 empty] | 1203.0984 | 180.4648 | 1022.6336 | 0.85 |  | 8 |  |  |  | 1022.6336 | [8 empty] | 0 | 0 | 0 | 0 | 0 | 0 | 0 | [5 empty] | 0
FL Zone 2Lodging/HospitalityExisting |  | XXXXXXXX | Yes | Nonequipment | Anti-Sweat Controls | One Medium Temperature Reach-In Case with Anti-Sweat Heater Controls | One Medium Temperature Reach-In Case without Anti-Sweat Heater Controls | Commercial | Existing | Lodging/Hospitality | FL Zone 2 | Refrigeration |  |  | 0 | Per Refrigerated Case | [7 empty] | 1203.0984 | 180.4648 | 1022.6336 | 0.85 |  | 8 |  |  |  | 1022.6336 | [8 empty] | 0 | 0 | 0 | 0 | 0 | 0 | 0 | [5 empty] | 0
FL Zone 2MiscellaneousExisting |  | XXXXXXXX | Yes | Nonequipment | Anti-Sweat Controls | One Medium Temperature Reach-In Case with Anti-Sweat Heater Controls | One Medium Temperature Reach-In Case without Anti-Sweat Heater Controls | Commercial | Existing | Miscellaneous | FL Zone 2 | Refrigeration |  |  | 0 | Per Refrigerated Case | [7 empty] | 1203.0984 | 180.4648 | 1022.6336 | 0.85 |  | 8 |  |  |  | 1022.6336 | [8 empty] | 0 | 0 | 0 | 0 | 0 | 0 | 0 | [5 empty] | 0
FL Zone 2OfficesExisting |  | XXXXXXXX | Yes | Nonequipment | Anti-Sweat Controls | One Medium Temperature Reach-In Case with Anti-Sweat Heater Controls | One Medium Temperature Reach-In Case without Anti-Sweat Heater Controls | Commercial | Existing | Offices | FL Zone 2 | Refrigeration |  |  | 0 | Per Refrigerated Case | [7 empty] | 1203.0984 | 180.4648 | 1022.6336 | 0.85 |  | 8 |  |  |  | 1022.6336 | [8 empty] | 0 | 0 | 0 | 0 | 0 | 0 | 0 | [5 empty] | 0
FL Zone 2RestaurantsExisting |  | XXXXXXXX | Yes | Nonequipment | Anti-Sweat Controls | One Medium Temperature Reach-In Case with Anti-Sweat Heater Controls | One Medium Temperature Reach-In Case without Anti-Sweat Heater Controls | Commercial | Existing | Restaurants | FL Zone 2 | Refrigeration |  |  | 0 | Per Refrigerated Case | [7 empty] | 1203.0984 | 180.4648 | 1022.6336 | 0.85 |  | 8 |  |  |  | 1022.6336 | [8 empty] | 0 | 0 | 0 | 0 | 0 | 0 | 0 | [5 empty] | 0
FL Zone 2RetailExisting |  | XXXXXXXX | Yes | Nonequipment | Anti-Sweat Controls | One Medium Temperature Reach-In Case with Anti-Sweat Heater Controls | One Medium Temperature Reach-In Case without Anti-Sweat Heater Controls | Commercial | Existing | Retail | FL Zone 2 | Refrigeration |  |  | 0 | Per Refrigerated Case | [7 empty] | 1203.0984 | 180.4648 | 1022.6336 | 0.85 |  | 8 |  |  |  | 1022.6336 | [8 empty] | 0 | 0 | 0 | 0 | 0 | 0 | 0 | [5 empty] | 0
FL Zone 2Schools K-12Existing |  | XXXXXXXX | Yes | Nonequipment | Anti-Sweat Controls | One Medium Temperature Reach-In Case with Anti-Sweat Heater Controls | One Medium Temperature Reach-In Case without Anti-Sweat Heater Controls | Commercial | Existing | Schools K-12 | FL Zone 2 | Refrigeration |  |  | 0 | Per Refrigerated Case | [7 empty] | 1203.0984 | 180.4648 | 1022.6336 | 0.85 |  | 8 |  |  |  | 1022.6336 | [8 empty] | 0 | 0 | 0 | 0 | 0 | 0 | 0 | [5 empty] | 0
FL Zone 2WarehouseExisting |  | XXXXXXXX | Yes | Nonequipment | Anti-Sweat Controls | One Medium Temperature Reach-In Case with Anti-Sweat Heater Controls | One Medium Temperature Reach-In Case without Anti-Sweat Heater Controls | Commercial | Existing | Warehouse | FL Zone 2 | Refrigeration |  |  | 0 | Per Refrigerated Case | [7 empty] | 1203.0984 | 180.4648 | 1022.6336 | 0.85 |  | 8 |  |  |  | 1022.6336 | [8 empty] | 0 | 0 | 0 | 0 | 0 | 0 | 0 | [5 empty] | 0
FL Zone 2AssemblyNew |  | XXXXXXXX | Yes | Nonequipment | Anti-Sweat Controls | One Medium Temperature Reach-In Case with Anti-Sweat Heater Controls | One Medium Temperature Reach-In Case without Anti-Sweat Heater Controls | Commercial | New | Assembly | FL Zone 2 | Refrigeration |  |  | 0 | Per Refrigerated Case | [7 empty] | 1203.0984 | 180.4648 | 1022.6336 | 0.85 |  | 8 |  |  |  | 1022.6336 | [8 empty] | 0 | 0 | 0 | 0 | 0 | 0 | 0 | [5 empty] | 0
FL Zone 2College and UniversityNew |  | XXXXXXXX | Yes | Nonequipment | Anti-Sweat Controls | One Medium Temperature Reach-In Case with Anti-Sweat Heater Controls | One Medium Temperature Reach-In Case without Anti-Sweat Heater Controls | Commercial | New | College and University | FL Zone 2 | Refrigeration |  |  | 0 | Per Refrigerated Case | [7 empty] | 1203.0984 | 180.4648 | 1022.6336 | 0.85 |  | 8 |  |  |  | 1022.6336 | [8 empty] | 0 | 0 | 0 | 0 | 0 | 0 | 0 | [5 empty] | 0
FL Zone 2GroceryNew |  | XXXXXXXX | Yes | Nonequipment | Anti-Sweat Controls | One Medium Temperature Reach-In Case with Anti-Sweat Heater Controls | One Medium Temperature Reach-In Case without Anti-Sweat Heater Controls | Commercial | New | Grocery | FL Zone 2 | Refrigeration |  |  | 0 | Per Refrigerated Case | [7 empty] | 1203.0984 | 180.4648 | 1022.6336 | 0.85 |  | 8 |  |  |  | 1022.6336 | [8 empty] | 0 | 0 | 0 | 0 | 0 | 0 | 0 | [5 empty] | 0
FL Zone 2HealthcareNew |  | XXXXXXXX | Yes | Nonequipment | Anti-Sweat Controls | One Medium Temperature Reach-In Case with Anti-Sweat Heater Controls | One Medium Temperature Reach-In Case without Anti-Sweat Heater Controls | Commercial | New | Healthcare | FL Zone 2 | Refrigeration |  |  | 0 | Per Refrigerated Case | [7 empty] | 1203.0984 | 180.4648 | 1022.6336 | 0.85 |  | 8 |  |  |  | 1022.6336 | [8 empty] | 0 | 0 | 0 | 0 | 0 | 0 | 0 | [5 empty] | 0
FL Zone 2HospitalsNew |  | XXXXXXXX | Yes | Nonequipment | Anti-Sweat Controls | One Medium Temperature Reach-In Case with Anti-Sweat Heater Controls | One Medium Temperature Reach-In Case without Anti-Sweat Heater Controls | Commercial | New | Hospitals | FL Zone 2 | Refrigeration |  |  | 0 | Per Refrigerated Case | [7 empty] | 1203.0984 | 180.4648 | 1022.6336 | 0.85 |  | 8 |  |  |  | 1022.6336 | [8 empty] | 0 | 0 | 0 | 0 | 0 | 0 | 0 | [5 empty] | 0
FL Zone 2InstitutionalNew |  | XXXXXXXX | Yes | Nonequipment | Anti-Sweat Controls | One Medium Temperature Reach-In Case with Anti-Sweat Heater Controls | One Medium Temperature Reach-In Case without Anti-Sweat Heater Controls | Commercial | New | Institutional | FL Zone 2 | Refrigeration |  |  | 0 | Per Refrigerated Case | [7 empty] | 1203.0984 | 180.4648 | 1022.6336 | 0.85 |  | 8 |  |  |  | 1022.6336 | [8 empty] | 0 | 0 | 0 | 0 | 0 | 0 | 0 | [5 empty] | 0
FL Zone 2Lodging/HospitalityNew |  | XXXXXXXX | Yes | Nonequipment | Anti-Sweat Controls | One Medium Temperature Reach-In Case with Anti-Sweat Heater Controls | One Medium Temperature Reach-In Case without Anti-Sweat Heater Controls | Commercial | New | Lodging/Hospitality | FL Zone 2 | Refrigeration |  |  | 0 | Per Refrigerated Case | [7 empty] | 1203.0984 | 180.4648 | 1022.6336 | 0.85 |  | 8 |  |  |  | 1022.6336 | [8 empty] | 0 | 0 | 0 | 0 | 0 | 0 | 0 | [5 empty] | 0
FL Zone 2MiscellaneousNew |  | XXXXXXXX | Yes | Nonequipment | Anti-Sweat Controls | One Medium Temperature Reach-In Case with Anti-Sweat Heater Controls | One Medium Temperature Reach-In Case without Anti-Sweat Heater Controls | Commercial | New | Miscellaneous | FL Zone 2 | Refrigeration |  |  | 0 | Per Refrigerated Case | [7 empty] | 1203.0984 | 180.4648 | 1022.6336 | 0.85 |  | 8 |  |  |  | 1022.6336 | [8 empty] | 0 | 0 | 0 | 0 | 0 | 0 | 0 | [5 empty] | 0
FL Zone 2OfficesNew |  | XXXXXXXX | Yes | Nonequipment | Anti-Sweat Controls | One Medium Temperature Reach-In Case with Anti-Sweat Heater Controls | One Medium Temperature Reach-In Case without Anti-Sweat Heater Controls | Commercial | New | Offices | FL Zone 2 | Refrigeration |  |  | 0 | Per Refrigerated Case | [7 empty] | 1203.0984 | 180.4648 | 1022.6336 | 0.85 |  | 8 |  |  |  | 1022.6336 | [8 empty] | 0 | 0 | 0 | 0 | 0 | 0 | 0 | [5 empty] | 0
FL Zone 2RestaurantsNew |  | XXXXXXXX | Yes | Nonequipment | Anti-Sweat Controls | One Medium Temperature Reach-In Case with Anti-Sweat Heater Controls | One Medium Temperature Reach-In Case without Anti-Sweat Heater Controls | Commercial | New | Restaurants | FL Zone 2 | Refrigeration |  |  | 0 | Per Refrigerated Case | [7 empty] | 1203.0984 | 180.4648 | 1022.6336 | 0.85 |  | 8 |  |  |  | 1022.6336 | [8 empty] | 0 | 0 | 0 | 0 | 0 | 0 | 0 | [5 empty] | 0
FL Zone 2RetailNew |  | XXXXXXXX | Yes | Nonequipment | Anti-Sweat Controls | One Medium Temperature Reach-In Case with Anti-Sweat Heater Controls | One Medium Temperature Reach-In Case without Anti-Sweat Heater Controls | Commercial | New | Retail | FL Zone 2 | Refrigeration |  |  | 0 | Per Refrigerated Case | [7 empty] | 1203.0984 | 180.4648 | 1022.6336 | 0.85 |  | 8 |  |  |  | 1022.6336 | [8 empty] | 0 | 0 | 0 | 0 | 0 | 0 | 0 | [5 empty] | 0
FL Zone 2Schools K-12New |  | XXXXXXXX | Yes | Nonequipment | Anti-Sweat Controls | One Medium Temperature Reach-In Case with Anti-Sweat Heater Controls | One Medium Temperature Reach-In Case without Anti-Sweat Heater Controls | Commercial | New | Schools K-12 | FL Zone 2 | Refrigeration |  |  | 0 | Per Refrigerated Case | [7 empty] | 1203.0984 | 180.4648 | 1022.6336 | 0.85 |  | 8 |  |  |  | 1022.6336 | [8 empty] | 0 | 0 | 0 | 0 | 0 | 0 | 0 | [5 empty] | 0
FL Zone 2WarehouseNew |  | XXXXXXXX | Yes | Nonequipment | Anti-Sweat Controls | One Medium Temperature Reach-In Case with Anti-Sweat Heater Controls | One Medium Temperature Reach-In Case without Anti-Sweat Heater Controls | Commercial | New | Warehouse | FL Zone 2 | Refrigeration |  |  | 0 | Per Refrigerated Case | [7 empty] | 1203.0984 | 180.4648 | 1022.6336 | 0.85 |  | 8 |  |  |  | 1022.6336 | [8 empty] | 0 | 0 | 0 | 0 | 0 | 0 | 0 | [5 empty] | 0
FL Zone 2AssemblyExisting |  | XXXXXXXX | Yes | Nonequipment | Automatic Door Closer for Walk-in Coolers and Freezers | One Medium Temperature Walk-In Refrigerator Door with Auto-Closer | One Medium Temperature Walk-In Refrigerator Door without Auto-Closer | Commercial | Existing | Assembly | FL Zone 2 | Refrigeration |  |  | 0 | Per End Use Consumption | [7 empty] | 1248.3532 | 1209.2703 | 39.0829 | 0.031308 |  | 8 |  |  |  | 39.0829 | [8 empty] | 0 | 0 | 0 | 0 | 0 | 0 | 0 | [5 empty] | 0
FL Zone 2College and UniversityExisting |  | XXXXXXXX | Yes | Nonequipment | Automatic Door Closer for Walk-in Coolers and Freezers | One Medium Temperature Walk-In Refrigerator Door with Auto-Closer | One Medium Temperature Walk-In Refrigerator Door without Auto-Closer | Commercial | Existing | College and University | FL Zone 2 | Refrigeration |  |  | 0 | Per End Use Consumption | [7 empty] | 1248.3532 | 1209.2703 | 39.0829 | 0.031308 |  | 8 |  |  |  | 39.0829 | [8 empty] | 0 | 0 | 0 | 0 | 0 | 0 | 0 | [5 empty] | 0
FL Zone 2GroceryExisting |  | XXXXXXXX | Yes | Nonequipment | Automatic Door Closer for Walk-in Coolers and Freezers | One Medium Temperature Walk-In Refrigerator Door with Auto-Closer | One Medium Temperature Walk-In Refrigerator Door without Auto-Closer | Commercial | Existing | Grocery | FL Zone 2 | Refrigeration |  |  | 0 | Per End Use Consumption | [7 empty] | 1248.3532 | 1209.2703 | 39.0829 | 0.031308 |  | 8 |  |  |  | 39.0829 | [8 empty] | 0 | 0 | 0 | 0 | 0 | 0 | 0 | [5 empty] | 0
FL Zone 2HealthcareExisting |  | XXXXXXXX | Yes | Nonequipment | Automatic Door Closer for Walk-in Coolers and Freezers | One Medium Temperature Walk-In Refrigerator Door with Auto-Closer | One Medium Temperature Walk-In Refrigerator Door without Auto-Closer | Commercial | Existing | Healthcare | FL Zone 2 | Refrigeration |  |  | 0 | Per End Use Consumption | [7 empty] | 1248.3532 | 1209.2703 | 39.0829 | 0.031308 |  | 8 |  |  |  | 39.0829 | [8 empty] | 0 | 0 | 0 | 0 | 0 | 0 | 0 | [5 empty] | 0
FL Zone 2HospitalsExisting |  | XXXXXXXX | Yes | Nonequipment | Automatic Door Closer for Walk-in Coolers and Freezers | One Medium Temperature Walk-In Refrigerator Door with Auto-Closer | One Medium Temperature Walk-In Refrigerator Door without Auto-Closer | Commercial | Existing | Hospitals | FL Zone 2 | Refrigeration |  |  | 0 | Per End Use Consumption | [7 empty] | 1248.3532 | 1209.2703 | 39.0829 | 0.031308 |  | 8 |  |  |  | 39.0829 | [8 empty] | 0 | 0 | 0 | 0 | 0 | 0 | 0 | [5 empty] | 0
FL Zone 2InstitutionalExisting |  | XXXXXXXX | Yes | Nonequipment | Automatic Door Closer for Walk-in Coolers and Freezers | One Medium Temperature Walk-In Refrigerator Door with Auto-Closer | One Medium Temperature Walk-In Refrigerator Door without Auto-Closer | Commercial | Existing | Institutional | FL Zone 2 | Refrigeration |  |  | 0 | Per End Use Consumption | [7 empty] | 1248.3532 | 1209.2703 | 39.0829 | 0.031308 |  | 8 |  |  |  | 39.0829 | [8 empty] | 0 | 0 | 0 | 0 | 0 | 0 | 0 | [5 empty] | 0
FL Zone 2Lodging/HospitalityExisting |  | XXXXXXXX | Yes | Nonequipment | Automatic Door Closer for Walk-in Coolers and Freezers | One Medium Temperature Walk-In Refrigerator Door with Auto-Closer | One Medium Temperature Walk-In Refrigerator Door without Auto-Closer | Commercial | Existing | Lodging/Hospitality | FL Zone 2 | Refrigeration |  |  | 0 | Per End Use Consumption | [7 empty] | 1248.3532 | 1209.2703 | 39.0829 | 0.031308 |  | 8 |  |  |  | 39.0829 | [8 empty] | 0 | 0 | 0 | 0 | 0 | 0 | 0 | [5 empty] | 0
FL Zone 2MiscellaneousExisting |  | XXXXXXXX | Yes | Nonequipment | Automatic Door Closer for Walk-in Coolers and Freezers | One Medium Temperature Walk-In Refrigerator Door with Auto-Closer | One Medium Temperature Walk-In Refrigerator Door without Auto-Closer | Commercial | Existing | Miscellaneous | FL Zone 2 | Refrigeration |  |  | 0 | Per End Use Consumption | [7 empty] | 1248.3532 | 1209.2703 | 39.0829 | 0.031308 |  | 8 |  |  |  | 39.0829 | [8 empty] | 0 | 0 | 0 | 0 | 0 | 0 | 0 | [5 empty] | 0
FL Zone 2OfficesExisting |  | XXXXXXXX | Yes | Nonequipment | Automatic Door Closer for Walk-in Coolers and Freezers | One Medium Temperature Walk-In Refrigerator Door with Auto-Closer | One Medium Temperature Walk-In Refrigerator Door without Auto-Closer | Commercial | Existing | Offices | FL Zone 2 | Refrigeration |  |  | 0 | Per End Use Consumption | [7 empty] | 1248.3532 | 1209.2703 | 39.0829 | 0.031308 |  | 8 |  |  |  | 39.0829 | [8 empty] | 0 | 0 | 0 | 0 | 0 | 0 | 0 | [5 empty] | 0
FL Zone 2RestaurantsExisting |  | XXXXXXXX | Yes | Nonequipment | Automatic Door Closer for Walk-in Coolers and Freezers | One Medium Temperature Walk-In Refrigerator Door with Auto-Closer | One Medium Temperature Walk-In Refrigerator Door without Auto-Closer | Commercial | Existing | Restaurants | FL Zone 2 | Refrigeration |  |  | 0 | Per End Use Consumption | [7 empty] | 1248.3532 | 1209.2703 | 39.0829 | 0.031308 |  | 8 |  |  |  | 39.0829 | [8 empty] | 0 | 0 | 0 | 0 | 0 | 0 | 0 | [5 empty] | 0
FL Zone 2RetailExisting |  | XXXXXXXX | Yes | Nonequipment | Automatic Door Closer for Walk-in Coolers and Freezers | One Medium Temperature Walk-In Refrigerator Door with Auto-Closer | One Medium Temperature Walk-In Refrigerator Door without Auto-Closer | Commercial | Existing | Retail | FL Zone 2 | Refrigeration |  |  | 0 | Per End Use Consumption | [7 empty] | 1248.3532 | 1209.2703 | 39.0829 | 0.031308 |  | 8 |  |  |  | 39.0829 | [8 empty] | 0 | 0 | 0 | 0 | 0 | 0 | 0 | [5 empty] | 0
FL Zone 2Schools K-12Existing |  | XXXXXXXX | Yes | Nonequipment | Automatic Door Closer for Walk-in Coolers and Freezers | One Medium Temperature Walk-In Refrigerator Door with Auto-Closer | One Medium Temperature Walk-In Refrigerator Door without Auto-Closer | Commercial | Existing | Schools K-12 | FL Zone 2 | Refrigeration |  |  | 0 | Per End Use Consumption | [7 empty] | 1248.3532 | 1209.2703 | 39.0829 | 0.031308 |  | 8 |  |  |  | 39.0829 | [8 empty] | 0 | 0 | 0 | 0 | 0 | 0 | 0 | [5 empty] | 0
FL Zone 2WarehouseExisting |  | XXXXXXXX | Yes | Nonequipment | Automatic Door Closer for Walk-in Coolers and Freezers | One Medium Temperature Walk-In Refrigerator Door with Auto-Closer | One Medium Temperature Walk-In Refrigerator Door without Auto-Closer | Commercial | Existing | Warehouse | FL Zone 2 | Refrigeration |  |  | 0 | Per End Use Consumption | [7 empty] | 1248.3532 | 1209.2703 | 39.0829 | 0.031308 |  | 8 |  |  |  | 39.0829 | [8 empty] | 0 | 0 | 0 | 0 | 0 | 0 | 0 | [5 empty] | 0
FL Zone 2AssemblyNew |  | XXXXXXXX | Yes | Nonequipment | Automatic Door Closer for Walk-in Coolers and Freezers | One Medium Temperature Walk-In Refrigerator Door with Auto-Closer | One Medium Temperature Walk-In Refrigerator Door without Auto-Closer | Commercial | New | Assembly | FL Zone 2 | Refrigeration |  |  | 0 | Per End Use Consumption | [7 empty] | 1248.3532 | 1209.2703 | 39.0829 | 0.031308 |  | 8 |  |  |  | 39.0829 | [8 empty] | 0 | 0 | 0 | 0 | 0 | 0 | 0 | [5 empty] | 0
FL Zone 2College and UniversityNew |  | XXXXXXXX | Yes | Nonequipment | Automatic Door Closer for Walk-in Coolers and Freezers | One Medium Temperature Walk-In Refrigerator Door with Auto-Closer | One Medium Temperature Walk-In Refrigerator Door without Auto-Closer | Commercial | New | College and University | FL Zone 2 | Refrigeration |  |  | 0 | Per End Use Consumption | [7 empty] | 1248.3532 | 1209.2703 | 39.0829 | 0.031308 |  | 8 |  |  |  | 39.0829 | [8 empty] | 0 | 0 | 0 | 0 | 0 | 0 | 0 | [5 empty] | 0
FL Zone 2GroceryNew |  | XXXXXXXX | Yes | Nonequipment | Automatic Door Closer for Walk-in Coolers and Freezers | One Medium Temperature Walk-In Refrigerator Door with Auto-Closer | One Medium Temperature Walk-In Refrigerator Door without Auto-Closer | Commercial | New | Grocery | FL Zone 2 | Refrigeration |  |  | 0 | Per End Use Consumption | [7 empty] | 1248.3532 | 1209.2703 | 39.0829 | 0.031308 |  | 8 |  |  |  | 39.0829 | [8 empty] | 0 | 0 | 0 | 0 | 0 | 0 | 0 | [5 empty] | 0
FL Zone 2HealthcareNew |  | XXXXXXXX | Yes | Nonequipment | Automatic Door Closer for Walk-in Coolers and Freezers | One Medium Temperature Walk-In Refrigerator Door with Auto-Closer | One Medium Temperature Walk-In Refrigerator Door without Auto-Closer | Commercial | New | Healthcare | FL Zone 2 | Refrigeration |  |  | 0 | Per End Use Consumption | [7 empty] | 1248.3532 | 1209.2703 | 39.0829 | 0.031308 |  | 8 |  |  |  | 39.0829 | [8 empty] | 0 | 0 | 0 | 0 | 0 | 0 | 0 | [5 empty] | 0
FL Zone 2HospitalsNew |  | XXXXXXXX | Yes | Nonequipment | Automatic Door Closer for Walk-in Coolers and Freezers | One Medium Temperature Walk-In Refrigerator Door with Auto-Closer | One Medium Temperature Walk-In Refrigerator Door without Auto-Closer | Commercial | New | Hospitals | FL Zone 2 | Refrigeration |  |  | 0 | Per End Use Consumption | [7 empty] | 1248.3532 | 1209.2703 | 39.0829 | 0.031308 |  | 8 |  |  |  | 39.0829 | [8 empty] | 0 | 0 | 0 | 0 | 0 | 0 | 0 | [5 empty] | 0
FL Zone 2InstitutionalNew |  | XXXXXXXX | Yes | Nonequipment | Automatic Door Closer for Walk-in Coolers and Freezers | One Medium Temperature Walk-In Refrigerator Door with Auto-Closer | One Medium Temperature Walk-In Refrigerator Door without Auto-Closer | Commercial | New | Institutional | FL Zone 2 | Refrigeration |  |  | 0 | Per End Use Consumption | [7 empty] | 1248.3532 | 1209.2703 | 39.0829 | 0.031308 |  | 8 |  |  |  | 39.0829 | [8 empty] | 0 | 0 | 0 | 0 | 0 | 0 | 0 | [5 empty] | 0
FL Zone 2Lodging/HospitalityNew |  | XXXXXXXX | Yes | Nonequipment | Automatic Door Closer for Walk-in Coolers and Freezers | One Medium Temperature Walk-In Refrigerator Door with Auto-Closer | One Medium Temperature Walk-In Refrigerator Door without Auto-Closer | Commercial | New | Lodging/Hospitality | FL Zone 2 | Refrigeration |  |  | 0 | Per End Use Consumption | [7 empty] | 1248.3532 | 1209.2703 | 39.0829 | 0.031308 |  | 8 |  |  |  | 39.0829 | [8 empty] | 0 | 0 | 0 | 0 | 0 | 0 | 0 | [5 empty] | 0
FL Zone 2MiscellaneousNew |  | XXXXXXXX | Yes | Nonequipment | Automatic Door Closer for Walk-in Coolers and Freezers | One Medium Temperature Walk-In Refrigerator Door with Auto-Closer | One Medium Temperature Walk-In Refrigerator Door without Auto-Closer | Commercial | New | Miscellaneous | FL Zone 2 | Refrigeration |  |  | 0 | Per End Use Consumption | [7 empty] | 1248.3532 | 1209.2703 | 39.0829 | 0.031308 |  | 8 |  |  |  | 39.0829 | [8 empty] | 0 | 0 | 0 | 0 | 0 | 0 | 0 | [5 empty] | 0
FL Zone 2OfficesNew |  | XXXXXXXX | Yes | Nonequipment | Automatic Door Closer for Walk-in Coolers and Freezers | One Medium Temperature Walk-In Refrigerator Door with Auto-Closer | One Medium Temperature Walk-In Refrigerator Door without Auto-Closer | Commercial | New | Offices | FL Zone 2 | Refrigeration |  |  | 0 | Per End Use Consumption | [7 empty] | 1248.3532 | 1209.2703 | 39.0829 | 0.031308 |  | 8 |  |  |  | 39.0829 | [8 empty] | 0 | 0 | 0 | 0 | 0 | 0 | 0 | [5 empty] | 0
FL Zone 2RestaurantsNew |  | XXXXXXXX | Yes | Nonequipment | Automatic Door Closer for Walk-in Coolers and Freezers | One Medium Temperature Walk-In Refrigerator Door with Auto-Closer | One Medium Temperature Walk-In Refrigerator Door without Auto-Closer | Commercial | New | Restaurants | FL Zone 2 | Refrigeration |  |  | 0 | Per End Use Consumption | [7 empty] | 1248.3532 | 1209.2703 | 39.0829 | 0.031308 |  | 8 |  |  |  | 39.0829 | [8 empty] | 0 | 0 | 0 | 0 | 0 | 0 | 0 | [5 empty] | 0
FL Zone 2RetailNew |  | XXXXXXXX | Yes | Nonequipment | Automatic Door Closer for Walk-in Coolers and Freezers | One Medium Temperature Walk-In Refrigerator Door with Auto-Closer | One Medium Temperature Walk-In Refrigerator Door without Auto-Closer | Commercial | New | Retail | FL Zone 2 | Refrigeration |  |  | 0 | Per End Use Consumption | [7 empty] | 1248.3532 | 1209.2703 | 39.0829 | 0.031308 |  | 8 |  |  |  | 39.0829 | [8 empty] | 0 | 0 | 0 | 0 | 0 | 0 | 0 | [5 empty] | 0
FL Zone 2Schools K-12New |  | XXXXXXXX | Yes | Nonequipment | Automatic Door Closer for Walk-in Coolers and Freezers | One Medium Temperature Walk-In Refrigerator Door with Auto-Closer | One Medium Temperature Walk-In Refrigerator Door without Auto-Closer | Commercial | New | Schools K-12 | FL Zone 2 | Refrigeration |  |  | 0 | Per End Use Consumption | [7 empty] | 1248.3532 | 1209.2703 | 39.0829 | 0.031308 |  | 8 |  |  |  | 39.0829 | [8 empty] | 0 | 0 | 0 | 0 | 0 | 0 | 0 | [5 empty] | 0
FL Zone 2WarehouseNew |  | XXXXXXXX | Yes | Nonequipment | Automatic Door Closer for Walk-in Coolers and Freezers | One Medium Temperature Walk-In Refrigerator Door with Auto-Closer | One Medium Temperature Walk-In Refrigerator Door without Auto-Closer | Commercial | New | Warehouse | FL Zone 2 | Refrigeration |  |  | 0 | Per End Use Consumption | [7 empty] | 1248.3532 | 1209.2703 | 39.0829 | 0.031308 |  | 8 |  |  |  | 39.0829 | [8 empty] | 0 | 0 | 0 | 0 | 0 | 0 | 0 | [5 empty] | 0
FL Zone 2AssemblyExisting |  | XXXXXXXX | Yes | Nonequipment | Bi-Level Lighting Control (Exterior) | Bi-Level Controls on Exterior Lighting, 500 Watts Controlled | 500 Watts of Lighting, Manually Controlled | Commercial | Existing | Assembly | FL Zone 2 | Exterior Lighting |  |  | 0 | Per 500W Controlled | [7 empty] | 4380 | 3022.2 | 1357.8 | 0.31 |  | 9 |  |  |  | 1357.8 | [8 empty] | 0 | 0 | 0 | 0 | 0 | 0 | 0 | [5 empty] | 0
FL Zone 2College and UniversityExisting |  | XXXXXXXX | Yes | Nonequipment | Bi-Level Lighting Control (Exterior) | Bi-Level Controls on Exterior Lighting, 500 Watts Controlled | 500 Watts of Lighting, Manually Controlled | Commercial | Existing | College and University | FL Zone 2 | Exterior Lighting |  |  | 0 | Per 500W Controlled | [7 empty] | 4380 | 3022.2 | 1357.8 | 0.31 |  | 9 |  |  |  | 1357.8 | [8 empty] | 0 | 0 | 0 | 0 | 0 | 0 | 0 | [5 empty] | 0
FL Zone 2GroceryExisting |  | XXXXXXXX | Yes | Nonequipment | Bi-Level Lighting Control (Exterior) | Bi-Level Controls on Exterior Lighting, 500 Watts Controlled | 500 Watts of Lighting, Manually Controlled | Commercial | Existing | Grocery | FL Zone 2 | Exterior Lighting |  |  | 0 | Per 500W Controlled | [7 empty] | 4380 | 3022.2 | 1357.8 | 0.31 |  | 9 |  |  |  | 1357.8 | [8 empty] | 0 | 0 | 0 | 0 | 0 | 0 | 0 | [5 empty] | 0
FL Zone 2HealthcareExisting |  | XXXXXXXX | Yes | Nonequipment | Bi-Level Lighting Control (Exterior) | Bi-Level Controls on Exterior Lighting, 500 Watts Controlled | 500 Watts of Lighting, Manually Controlled | Commercial | Existing | Healthcare | FL Zone 2 | Exterior Lighting |  |  | 0 | Per 500W Controlled | [7 empty] | 4380 | 3022.2 | 1357.8 | 0.31 |  | 9 |  |  |  | 1357.8 | [8 empty] | 0 | 0 | 0 | 0 | 0 | 0 | 0 | [5 empty] | 0
FL Zone 2HospitalsExisting |  | XXXXXXXX | Yes | Nonequipment | Bi-Level Lighting Control (Exterior) | Bi-Level Controls on Exterior Lighting, 500 Watts Controlled | 500 Watts of Lighting, Manually Controlled | Commercial | Existing | Hospitals | FL Zone 2 | Exterior Lighting |  |  | 0 | Per 500W Controlled | [7 empty] | 4380 | 3022.2 | 1357.8 | 0.31 |  | 9 |  |  |  | 1357.8 | [8 empty] | 0 | 0 | 0 | 0 | 0 | 0 | 0 | [5 empty] | 0
FL Zone 2InstitutionalExisting |  | XXXXXXXX | Yes | Nonequipment | Bi-Level Lighting Control (Exterior) | Bi-Level Controls on Exterior Lighting, 500 Watts Controlled | 500 Watts of Lighting, Manually Controlled | Commercial | Existing | Institutional | FL Zone 2 | Exterior Lighting |  |  | 0 | Per 500W Controlled | [7 empty] | 4380 | 3022.2 | 1357.8 | 0.31 |  | 9 |  |  |  | 1357.8 | [8 empty] | 0 | 0 | 0 | 0 | 0 | 0 | 0 | [5 empty] | 0
FL Zone 2Lodging/HospitalityExisting |  | XXXXXXXX | Yes | Nonequipment | Bi-Level Lighting Control (Exterior) | Bi-Level Controls on Exterior Lighting, 500 Watts Controlled | 500 Watts of Lighting, Manually Controlled | Commercial | Existing | Lodging/Hospitality | FL Zone 2 | Exterior Lighting |  |  | 0 | Per 500W Controlled | [7 empty] | 4380 | 3022.2 | 1357.8 | 0.31 |  | 9 |  |  |  | 1357.8 | [8 empty] | 0 | 0 | 0 | 0 | 0 | 0 | 0 | [5 empty] | 0
FL Zone 2MiscellaneousExisting |  | XXXXXXXX | Yes | Nonequipment | Bi-Level Lighting Control (Exterior) | Bi-Level Controls on Exterior Lighting, 500 Watts Controlled | 500 Watts of Lighting, Manually Controlled | Commercial | Existing | Miscellaneous | FL Zone 2 | Exterior Lighting |  |  | 0 | Per 500W Controlled | [7 empty] | 4380 | 3022.2 | 1357.8 | 0.31 |  | 9 |  |  |  | 1357.8 | [8 empty] | 0 | 0 | 0 | 0 | 0 | 0 | 0 | [5 empty] | 0
FL Zone 2OfficesExisting |  | XXXXXXXX | Yes | Nonequipment | Bi-Level Lighting Control (Exterior) | Bi-Level Controls on Exterior Lighting, 500 Watts Controlled | 500 Watts of Lighting, Manually Controlled | Commercial | Existing | Offices | FL Zone 2 | Exterior Lighting |  |  | 0 | Per 500W Controlled | [7 empty] | 4380 | 3022.2 | 1357.8 | 0.31 |  | 9 |  |  |  | 1357.8 | [8 empty] | 0 | 0 | 0 | 0 | 0 | 0 | 0 | [5 empty] | 0
FL Zone 2RestaurantsExisting |  | XXXXXXXX | Yes | Nonequipment | Bi-Level Lighting Control (Exterior) | Bi-Level Controls on Exterior Lighting, 500 Watts Controlled | 500 Watts of Lighting, Manually Controlled | Commercial | Existing | Restaurants | FL Zone 2 | Exterior Lighting |  |  | 0 | Per 500W Controlled | [7 empty] | 4380 | 3022.2 | 1357.8 | 0.31 |  | 9 |  |  |  | 1357.8 | [8 empty] | 0 | 0 | 0 | 0 | 0 | 0 | 0 | [5 empty] | 0
FL Zone 2RetailExisting |  | XXXXXXXX | Yes | Nonequipment | Bi-Level Lighting Control (Exterior) | Bi-Level Controls on Exterior Lighting, 500 Watts Controlled | 500 Watts of Lighting, Manually Controlled | Commercial | Existing | Retail | FL Zone 2 | Exterior Lighting |  |  | 0 | Per 500W Controlled | [7 empty] | 4380 | 3022.2 | 1357.8 | 0.31 |  | 9 |  |  |  | 1357.8 | [8 empty] | 0 | 0 | 0 | 0 | 0 | 0 | 0 | [5 empty] | 0
FL Zone 2Schools K-12Existing |  | XXXXXXXX | Yes | Nonequipment | Bi-Level Lighting Control (Exterior) | Bi-Level Controls on Exterior Lighting, 500 Watts Controlled | 500 Watts of Lighting, Manually Controlled | Commercial | Existing | Schools K-12 | FL Zone 2 | Exterior Lighting |  |  | 0 | Per 500W Controlled | [7 empty] | 4380 | 3022.2 | 1357.8 | 0.31 |  | 9 |  |  |  | 1357.8 | [8 empty] | 0 | 0 | 0 | 0 | 0 | 0 | 0 | [5 empty] | 0
FL Zone 2WarehouseExisting |  | XXXXXXXX | Yes | Nonequipment | Bi-Level Lighting Control (Exterior) | Bi-Level Controls on Exterior Lighting, 500 Watts Controlled | 500 Watts of Lighting, Manually Controlled | Commercial | Existing | Warehouse | FL Zone 2 | Exterior Lighting |  |  | 0 | Per 500W Controlled | [7 empty] | 4380 | 3022.2 | 1357.8 | 0.31 |  | 9 |  |  |  | 1357.8 | [8 empty] | 0 | 0 | 0 | 0 | 0 | 0 | 0 | [5 empty] | 0
FL Zone 2AssemblyNew |  | XXXXXXXX | Yes | Nonequipment | Bi-Level Lighting Control (Exterior) | Bi-Level Controls on Exterior Lighting, 500 Watts Controlled | 500 Watts of Lighting, Manually Controlled | Commercial | New | Assembly | FL Zone 2 | Exterior Lighting |  |  | 0 | Per 500W Controlled | [7 empty] | 4380 | 3022.2 | 1357.8 | 0.31 |  | 9 |  |  |  | 1357.8 | [8 empty] | 0 | 0 | 0 | 0 | 0 | 0 | 0 | [5 empty] | 0
FL Zone 2College and UniversityNew |  | XXXXXXXX | Yes | Nonequipment | Bi-Level Lighting Control (Exterior) | Bi-Level Controls on Exterior Lighting, 500 Watts Controlled | 500 Watts of Lighting, Manually Controlled | Commercial | New | College and University | FL Zone 2 | Exterior Lighting |  |  | 0 | Per 500W Controlled | [7 empty] | 4380 | 3022.2 | 1357.8 | 0.31 |  | 9 |  |  |  | 1357.8 | [8 empty] | 0 | 0 | 0 | 0 | 0 | 0 | 0 | [5 empty] | 0
FL Zone 2GroceryNew |  | XXXXXXXX | Yes | Nonequipment | Bi-Level Lighting Control (Exterior) | Bi-Level Controls on Exterior Lighting, 500 Watts Controlled | 500 Watts of Lighting, Manually Controlled | Commercial | New | Grocery | FL Zone 2 | Exterior Lighting |  |  | 0 | Per 500W Controlled | [7 empty] | 4380 | 3022.2 | 1357.8 | 0.31 |  | 9 |  |  |  | 1357.8 | [8 empty] | 0 | 0 | 0 | 0 | 0 | 0 | 0 | [5 empty] | 0
FL Zone 2HealthcareNew |  | XXXXXXXX | Yes | Nonequipment | Bi-Level Lighting Control (Exterior) | Bi-Level Controls on Exterior Lighting, 500 Watts Controlled | 500 Watts of Lighting, Manually Controlled | Commercial | New | Healthcare | FL Zone 2 | Exterior Lighting |  |  | 0 | Per 500W Controlled | [7 empty] | 4380 | 3022.2 | 1357.8 | 0.31 |  | 9 |  |  |  | 1357.8 | [8 empty] | 0 | 0 | 0 | 0 | 0 | 0 | 0 | [5 empty] | 0
FL Zone 2HospitalsNew |  | XXXXXXXX | Yes | Nonequipment | Bi-Level Lighting Control (Exterior) | Bi-Level Controls on Exterior Lighting, 500 Watts Controlled | 500 Watts of Lighting, Manually Controlled | Commercial | New | Hospitals | FL Zone 2 | Exterior Lighting |  |  | 0 | Per 500W Controlled | [7 empty] | 4380 | 3022.2 | 1357.8 | 0.31 |  | 9 |  |  |  | 1357.8 | [8 empty] | 0 | 0 | 0 | 0 | 0 | 0 | 0 | [5 empty] | 0
FL Zone 2InstitutionalNew |  | XXXXXXXX | Yes | Nonequipment | Bi-Level Lighting Control (Exterior) | Bi-Level Controls on Exterior Lighting, 500 Watts Controlled | 500 Watts of Lighting, Manually Controlled | Commercial | New | Institutional | FL Zone 2 | Exterior Lighting |  |  | 0 | Per 500W Controlled | [7 empty] | 4380 | 3022.2 | 1357.8 | 0.31 |  | 9 |  |  |  | 1357.8 | [8 empty] | 0 | 0 | 0 | 0 | 0 | 0 | 0 | [5 empty] | 0
FL Zone 2Lodging/HospitalityNew |  | XXXXXXXX | Yes | Nonequipment | Bi-Level Lighting Control (Exterior) | Bi-Level Controls on Exterior Lighting, 500 Watts Controlled | 500 Watts of Lighting, Manually Controlled | Commercial | New | Lodging/Hospitality | FL Zone 2 | Exterior Lighting |  |  | 0 | Per 500W Controlled | [7 empty] | 4380 | 3022.2 | 1357.8 | 0.31 |  | 9 |  |  |  | 1357.8 | [8 empty] | 0 | 0 | 0 | 0 | 0 | 0 | 0 | [5 empty] | 0
FL Zone 2MiscellaneousNew |  | XXXXXXXX | Yes | Nonequipment | Bi-Level Lighting Control (Exterior) | Bi-Level Controls on Exterior Lighting, 500 Watts Controlled | 500 Watts of Lighting, Manually Controlled | Commercial | New | Miscellaneous | FL Zone 2 | Exterior Lighting |  |  | 0 | Per 500W Controlled | [7 empty] | 4380 | 3022.2 | 1357.8 | 0.31 |  | 9 |  |  |  | 1357.8 | [8 empty] | 0 | 0 | 0 | 0 | 0 | 0 | 0 | [5 empty] | 0
FL Zone 2OfficesNew |  | XXXXXXXX | Yes | Nonequipment | Bi-Level Lighting Control (Exterior) | Bi-Level Controls on Exterior Lighting, 500 Watts Controlled | 500 Watts of Lighting, Manually Controlled | Commercial | New | Offices | FL Zone 2 | Exterior Lighting |  |  | 0 | Per 500W Controlled | [7 empty] | 4380 | 3022.2 | 1357.8 | 0.31 |  | 9 |  |  |  | 1357.8 | [8 empty] | 0 | 0 | 0 | 0 | 0 | 0 | 0 | [5 empty] | 0
FL Zone 2RestaurantsNew |  | XXXXXXXX | Yes | Nonequipment | Bi-Level Lighting Control (Exterior) | Bi-Level Controls on Exterior Lighting, 500 Watts Controlled | 500 Watts of Lighting, Manually Controlled | Commercial | New | Restaurants | FL Zone 2 | Exterior Lighting |  |  | 0 | Per 500W Controlled | [7 empty] | 4380 | 3022.2 | 1357.8 | 0.31 |  | 9 |  |  |  | 1357.8 | [8 empty] | 0 | 0 | 0 | 0 | 0 | 0 | 0 | [5 empty] | 0
FL Zone 2RetailNew |  | XXXXXXXX | Yes | Nonequipment | Bi-Level Lighting Control (Exterior) | Bi-Level Controls on Exterior Lighting, 500 Watts Controlled | 500 Watts of Lighting, Manually Controlled | Commercial | New | Retail | FL Zone 2 | Exterior Lighting |  |  | 0 | Per 500W Controlled | [7 empty] | 4380 | 3022.2 | 1357.8 | 0.31 |  | 9 |  |  |  | 1357.8 | [8 empty] | 0 | 0 | 0 | 0 | 0 | 0 | 0 | [5 empty] | 0
FL Zone 2Schools K-12New |  | XXXXXXXX | Yes | Nonequipment | Bi-Level Lighting Control (Exterior) | Bi-Level Controls on Exterior Lighting, 500 Watts Controlled | 500 Watts of Lighting, Manually Controlled | Commercial | New | Schools K-12 | FL Zone 2 | Exterior Lighting |  |  | 0 | Per 500W Controlled | [7 empty] | 4380 | 3022.2 | 1357.8 | 0.31 |  | 9 |  |  |  | 1357.8 | [8 empty] | 0 | 0 | 0 | 0 | 0 | 0 | 0 | [5 empty] | 0
FL Zone 2WarehouseNew |  | XXXXXXXX | Yes | Nonequipment | Bi-Level Lighting Control (Exterior) | Bi-Level Controls on Exterior Lighting, 500 Watts Controlled | 500 Watts of Lighting, Manually Controlled | Commercial | New | Warehouse | FL Zone 2 | Exterior Lighting |  |  | 0 | Per 500W Controlled | [7 empty] | 4380 | 3022.2 | 1357.8 | 0.31 |  | 9 |  |  |  | 1357.8 | [8 empty] | 0 | 0 | 0 | 0 | 0 | 0 | 0 | [5 empty] | 0
FL Zone 2AssemblyExisting |  | XXXXXXXX | Yes | Nonequipment | Bi-Level Lighting Control (Interior) | Bi-Level Controls on Interior Lighting, 500 Watts Controlled | 500 Watts of Lighting, Manually Controlled | Commercial | Existing | Assembly | FL Zone 2 | Interior Lighting |  |  | 0 | Per 500W Controlled | [7 empty] | 1438 | 992.22 | 445.78 | 0.31 |  | 8 |  |  |  | 445.78 | [8 empty] | 0 | 0 | 0 | 0 | 0 | 0 | 0 | [5 empty] | 0
FL Zone 2College and UniversityExisting |  | XXXXXXXX | Yes | Nonequipment | Bi-Level Lighting Control (Interior) | Bi-Level Controls on Interior Lighting, 500 Watts Controlled | 500 Watts of Lighting, Manually Controlled | Commercial | Existing | College and University | FL Zone 2 | Interior Lighting |  |  | 0 | Per 500W Controlled | [7 empty] | 2204 | 1520.76 | 683.24 | 0.31 |  | 8 |  |  |  | 683.24 | [8 empty] | 0 | 0 | 0 | 0 | 0 | 0 | 0 | [5 empty] | 0
FL Zone 2GroceryExisting |  | XXXXXXXX | Yes | Nonequipment | Bi-Level Lighting Control (Interior) | Bi-Level Controls on Interior Lighting, 500 Watts Controlled | 500 Watts of Lighting, Manually Controlled | Commercial | Existing | Grocery | FL Zone 2 | Interior Lighting |  |  | 0 | Per 500W Controlled | [7 empty] | 2772 | 1912.68 | 859.32 | 0.31 |  | 8 |  |  |  | 859.32 | [8 empty] | 0 | 0 | 0 | 0 | 0 | 0 | 0 | [5 empty] | 0
FL Zone 2HealthcareExisting |  | XXXXXXXX | Yes | Nonequipment | Bi-Level Lighting Control (Interior) | Bi-Level Controls on Interior Lighting, 500 Watts Controlled | 500 Watts of Lighting, Manually Controlled | Commercial | Existing | Healthcare | FL Zone 2 | Interior Lighting |  |  | 0 | Per 500W Controlled | [7 empty] | 2514 | 1734.66 | 779.34 | 0.31 |  | 8 |  |  |  | 779.34 | [8 empty] | 0 | 0 | 0 | 0 | 0 | 0 | 0 | [5 empty] | 0
FL Zone 2HospitalsExisting |  | XXXXXXXX | Yes | Nonequipment | Bi-Level Lighting Control (Interior) | Bi-Level Controls on Interior Lighting, 500 Watts Controlled | 500 Watts of Lighting, Manually Controlled | Commercial | Existing | Hospitals | FL Zone 2 | Interior Lighting |  |  | 0 | Per 500W Controlled | [7 empty] | 3401 | 2346.69 | 1054.31 | 0.31 |  | 8 |  |  |  | 1054.31 | [8 empty] | 0 | 0 | 0 | 0 | 0 | 0 | 0 | [5 empty] | 0
FL Zone 2InstitutionalExisting |  | XXXXXXXX | Yes | Nonequipment | Bi-Level Lighting Control (Interior) | Bi-Level Controls on Interior Lighting, 500 Watts Controlled | 500 Watts of Lighting, Manually Controlled | Commercial | Existing | Institutional | FL Zone 2 | Interior Lighting |  |  | 0 | Per 500W Controlled | [7 empty] | 1649.5 | 1138.155 | 511.345 | 0.31 |  | 8 |  |  |  | 511.345 | [8 empty] | 0 | 0 | 0 | 0 | 0 | 0 | 0 | [5 empty] | 0
FL Zone 2Lodging/HospitalityExisting |  | XXXXXXXX | Yes | Nonequipment | Bi-Level Lighting Control (Interior) | Bi-Level Controls on Interior Lighting, 500 Watts Controlled | 500 Watts of Lighting, Manually Controlled | Commercial | Existing | Lodging/Hospitality | FL Zone 2 | Interior Lighting |  |  | 0 | Per 500W Controlled | [7 empty] | 1877 | 1295.13 | 581.87 | 0.31 |  | 8 |  |  |  | 581.87 | [8 empty] | 0 | 0 | 0 | 0 | 0 | 0 | 0 | [5 empty] | 0
FL Zone 2MiscellaneousExisting |  | XXXXXXXX | Yes | Nonequipment | Bi-Level Lighting Control (Interior) | Bi-Level Controls on Interior Lighting, 500 Watts Controlled | 500 Watts of Lighting, Manually Controlled | Commercial | Existing | Miscellaneous | FL Zone 2 | Interior Lighting |  |  | 0 | Per 500W Controlled | [7 empty] | 2204 | 1520.76 | 683.24 | 0.31 |  | 8 |  |  |  | 683.24 | [8 empty] | 0 | 0 | 0 | 0 | 0 | 0 | 0 | [5 empty] | 0
FL Zone 2OfficesExisting |  | XXXXXXXX | Yes | Nonequipment | Bi-Level Lighting Control (Interior) | Bi-Level Controls on Interior Lighting, 500 Watts Controlled | 500 Watts of Lighting, Manually Controlled | Commercial | Existing | Offices | FL Zone 2 | Interior Lighting |  |  | 0 | Per 500W Controlled | [7 empty] | 1626.5 | 1122.285 | 504.215 | 0.31 |  | 8 |  |  |  | 504.215 | [8 empty] | 0 | 0 | 0 | 0 | 0 | 0 | 0 | [5 empty] | 0
FL Zone 2RestaurantsExisting |  | XXXXXXXX | Yes | Nonequipment | Bi-Level Lighting Control (Interior) | Bi-Level Controls on Interior Lighting, 500 Watts Controlled | 500 Watts of Lighting, Manually Controlled | Commercial | Existing | Restaurants | FL Zone 2 | Interior Lighting |  |  | 0 | Per 500W Controlled | [7 empty] | 1678.5 | 1158.165 | 520.335 | 0.31 |  | 8 |  |  |  | 520.335 | [8 empty] | 0 | 0 | 0 | 0 | 0 | 0 | 0 | [5 empty] | 0
FL Zone 2RetailExisting |  | XXXXXXXX | Yes | Nonequipment | Bi-Level Lighting Control (Interior) | Bi-Level Controls on Interior Lighting, 500 Watts Controlled | 500 Watts of Lighting, Manually Controlled | Commercial | Existing | Retail | FL Zone 2 | Interior Lighting |  |  | 0 | Per 500W Controlled | [7 empty] | 2492 | 1719.48 | 772.52 | 0.31 |  | 8 |  |  |  | 772.52 | [8 empty] | 0 | 0 | 0 | 0 | 0 | 0 | 0 | [5 empty] | 0
FL Zone 2Schools K-12Existing |  | XXXXXXXX | Yes | Nonequipment | Bi-Level Lighting Control (Interior) | Bi-Level Controls on Interior Lighting, 500 Watts Controlled | 500 Watts of Lighting, Manually Controlled | Commercial | Existing | Schools K-12 | FL Zone 2 | Interior Lighting |  |  | 0 | Per 500W Controlled | [7 empty] | 1189.5 | 820.755 | 368.745 | 0.31 |  | 8 |  |  |  | 368.745 | [8 empty] | 0 | 0 | 0 | 0 | 0 | 0 | 0 | [5 empty] | 0
FL Zone 2WarehouseExisting |  | XXXXXXXX | Yes | Nonequipment | Bi-Level Lighting Control (Interior) | Bi-Level Controls on Interior Lighting, 500 Watts Controlled | 500 Watts of Lighting, Manually Controlled | Commercial | Existing | Warehouse | FL Zone 2 | Interior Lighting |  |  | 0 | Per 500W Controlled | [7 empty] | 1912 | 1319.28 | 592.72 | 0.31 |  | 8 |  |  |  | 592.72 | [8 empty] | 0 | 0 | 0 | 0 | 0 | 0 | 0 | [5 empty] | 0
FL Zone 2AssemblyNew |  | XXXXXXXX | Yes | Nonequipment | Bi-Level Lighting Control (Interior) | Bi-Level Controls on Interior Lighting, 500 Watts Controlled | 500 Watts of Lighting, Manually Controlled | Commercial | New | Assembly | FL Zone 2 | Interior Lighting |  |  | 0 | Per 500W Controlled | [7 empty] | 1438 | 992.22 | 445.78 | 0.31 |  | 8 |  |  |  | 445.78 | [8 empty] | 0 | 0 | 0 | 0 | 0 | 0 | 0 | [5 empty] | 0
FL Zone 2College and UniversityNew |  | XXXXXXXX | Yes | Nonequipment | Bi-Level Lighting Control (Interior) | Bi-Level Controls on Interior Lighting, 500 Watts Controlled | 500 Watts of Lighting, Manually Controlled | Commercial | New | College and University | FL Zone 2 | Interior Lighting |  |  | 0 | Per 500W Controlled | [7 empty] | 2204 | 1520.76 | 683.24 | 0.31 |  | 8 |  |  |  | 683.24 | [8 empty] | 0 | 0 | 0 | 0 | 0 | 0 | 0 | [5 empty] | 0
FL Zone 2GroceryNew |  | XXXXXXXX | Yes | Nonequipment | Bi-Level Lighting Control (Interior) | Bi-Level Controls on Interior Lighting, 500 Watts Controlled | 500 Watts of Lighting, Manually Controlled | Commercial | New | Grocery | FL Zone 2 | Interior Lighting |  |  | 0 | Per 500W Controlled | [7 empty] | 2772 | 1912.68 | 859.32 | 0.31 |  | 8 |  |  |  | 859.32 | [8 empty] | 0 | 0 | 0 | 0 | 0 | 0 | 0 | [5 empty] | 0
FL Zone 2HealthcareNew |  | XXXXXXXX | Yes | Nonequipment | Bi-Level Lighting Control (Interior) | Bi-Level Controls on Interior Lighting, 500 Watts Controlled | 500 Watts of Lighting, Manually Controlled | Commercial | New | Healthcare | FL Zone 2 | Interior Lighting |  |  | 0 | Per 500W Controlled | [7 empty] | 2514 | 1734.66 | 779.34 | 0.31 |  | 8 |  |  |  | 779.34 | [8 empty] | 0 | 0 | 0 | 0 | 0 | 0 | 0 | [5 empty] | 0
FL Zone 2HospitalsNew |  | XXXXXXXX | Yes | Nonequipment | Bi-Level Lighting Control (Interior) | Bi-Level Controls on Interior Lighting, 500 Watts Controlled | 500 Watts of Lighting, Manually Controlled | Commercial | New | Hospitals | FL Zone 2 | Interior Lighting |  |  | 0 | Per 500W Controlled | [7 empty] | 3401 | 2346.69 | 1054.31 | 0.31 |  | 8 |  |  |  | 1054.31 | [8 empty] | 0 | 0 | 0 | 0 | 0 | 0 | 0 | [5 empty] | 0
FL Zone 2InstitutionalNew |  | XXXXXXXX | Yes | Nonequipment | Bi-Level Lighting Control (Interior) | Bi-Level Controls on Interior Lighting, 500 Watts Controlled | 500 Watts of Lighting, Manually Controlled | Commercial | New | Institutional | FL Zone 2 | Interior Lighting |  |  | 0 | Per 500W Controlled | [7 empty] | 1649.5 | 1138.155 | 511.345 | 0.31 |  | 8 |  |  |  | 511.345 | [8 empty] | 0 | 0 | 0 | 0 | 0 | 0 | 0 | [5 empty] | 0
FL Zone 2Lodging/HospitalityNew |  | XXXXXXXX | Yes | Nonequipment | Bi-Level Lighting Control (Interior) | Bi-Level Controls on Interior Lighting, 500 Watts Controlled | 500 Watts of Lighting, Manually Controlled | Commercial | New | Lodging/Hospitality | FL Zone 2 | Interior Lighting |  |  | 0 | Per 500W Controlled | [7 empty] | 1877 | 1295.13 | 581.87 | 0.31 |  | 8 |  |  |  | 581.87 | [8 empty] | 0 | 0 | 0 | 0 | 0 | 0 | 0 | [5 empty] | 0
FL Zone 2MiscellaneousNew |  | XXXXXXXX | Yes | Nonequipment | Bi-Level Lighting Control (Interior) | Bi-Level Controls on Interior Lighting, 500 Watts Controlled | 500 Watts of Lighting, Manually Controlled | Commercial | New | Miscellaneous | FL Zone 2 | Interior Lighting |  |  | 0 | Per 500W Controlled | [7 empty] | 2204 | 1520.76 | 683.24 | 0.31 |  | 8 |  |  |  | 683.24 | [8 empty] | 0 | 0 | 0 | 0 | 0 | 0 | 0 | [5 empty] | 0
FL Zone 2OfficesNew |  | XXXXXXXX | Yes | Nonequipment | Bi-Level Lighting Control (Interior) | Bi-Level Controls on Interior Lighting, 500 Watts Controlled | 500 Watts of Lighting, Manually Controlled | Commercial | New | Offices | FL Zone 2 | Interior Lighting |  |  | 0 | Per 500W Controlled | [7 empty] | 1626.5 | 1122.285 | 504.215 | 0.31 |  | 8 |  |  |  | 504.215 | [8 empty] | 0 | 0 | 0 | 0 | 0 | 0 | 0 | [5 empty] | 0
FL Zone 2RestaurantsNew |  | XXXXXXXX | Yes | Nonequipment | Bi-Level Lighting Control (Interior) | Bi-Level Controls on Interior Lighting, 500 Watts Controlled | 500 Watts of Lighting, Manually Controlled | Commercial | New | Restaurants | FL Zone 2 | Interior Lighting |  |  | 0 | Per 500W Controlled | [7 empty] | 1678.5 | 1158.165 | 520.335 | 0.31 |  | 8 |  |  |  | 520.335 | [8 empty] | 0 | 0 | 0 | 0 | 0 | 0 | 0 | [5 empty] | 0
FL Zone 2RetailNew |  | XXXXXXXX | Yes | Nonequipment | Bi-Level Lighting Control (Interior) | Bi-Level Controls on Interior Lighting, 500 Watts Controlled | 500 Watts of Lighting, Manually Controlled | Commercial | New | Retail | FL Zone 2 | Interior Lighting |  |  | 0 | Per 500W Controlled | [7 empty] | 2492 | 1719.48 | 772.52 | 0.31 |  | 8 |  |  |  | 772.52 | [8 empty] | 0 | 0 | 0 | 0 | 0 | 0 | 0 | [5 empty] | 0
FL Zone 2Schools K-12New |  | XXXXXXXX | Yes | Nonequipment | Bi-Level Lighting Control (Interior) | Bi-Level Controls on Interior Lighting, 500 Watts Controlled | 500 Watts of Lighting, Manually Controlled | Commercial | New | Schools K-12 | FL Zone 2 | Interior Lighting |  |  | 0 | Per 500W Controlled | [7 empty] | 1189.5 | 820.755 | 368.745 | 0.31 |  | 8 |  |  |  | 368.745 | [8 empty] | 0 | 0 | 0 | 0 | 0 | 0 | 0 | [5 empty] | 0
FL Zone 2WarehouseNew |  | XXXXXXXX | Yes | Nonequipment | Bi-Level Lighting Control (Interior) | Bi-Level Controls on Interior Lighting, 500 Watts Controlled | 500 Watts of Lighting, Manually Controlled | Commercial | New | Warehouse | FL Zone 2 | Interior Lighting |  |  | 0 | Per 500W Controlled | [7 empty] | 1912 | 1319.28 | 592.72 | 0.31 |  | 8 |  |  |  | 592.72 | [8 empty] | 0 | 0 | 0 | 0 | 0 | 0 | 0 | [5 empty] | 0
FL Zone 2AssemblyExisting |  | XXXXXXXX | Yes | Nonequipment | Ceiling Insulation(R12 to R38) | Blown-in insulation in ceiling cavity/attic | Market Average Existing Ceiling Insulation in older steep slope, residential style commercial building | Commercial | Existing | Assembly | FL Zone 2 | Space Heating |  |  | 0 | Square feet | [7 empty] | 0.59244 | 0.49489 | 0.097552 | 0.16466 |  | 20 |  |  |  | 0.097552 | [8 empty] | 0 | 0 | 0 | 0 | 0 | 0 | 0 | [5 empty] | 0
FL Zone 2College and UniversityExisting |  | XXXXXXXX | Yes | Nonequipment | Ceiling Insulation(R12 to R38) | Blown-in insulation in ceiling cavity/attic | Market Average Existing Ceiling Insulation in older steep slope, residential style commercial building | Commercial | Existing | College and University | FL Zone 2 | Space Heating |  |  | 0 | Square feet | [7 empty] | 1.7285 | 1.6309 | 0.097552 | 0.056438 |  | 20 |  |  |  | 0.097552 | [8 empty] | 0 | 0 | 0 | 0 | 0 | 0 | 0 | [5 empty] | 0
FL Zone 2GroceryExisting |  | XXXXXXXX | Yes | Nonequipment | Ceiling Insulation(R12 to R38) | Blown-in insulation in ceiling cavity/attic | Market Average Existing Ceiling Insulation in older steep slope, residential style commercial building | Commercial | Existing | Grocery | FL Zone 2 | Space Heating |  |  | 0 | Square feet | [7 empty] | 4.8505 | 4.7529 | 0.097552 | 0.020112 |  | 20 |  |  |  | 0.097552 | [8 empty] | 0 | 0 | 0 | 0 | 0 | 0 | 0 | [5 empty] | 0
FL Zone 2HealthcareExisting |  | XXXXXXXX | Yes | Nonequipment | Ceiling Insulation(R12 to R38) | Blown-in insulation in ceiling cavity/attic | Market Average Existing Ceiling Insulation in older steep slope, residential style commercial building | Commercial | Existing | Healthcare | FL Zone 2 | Space Heating |  |  | 0 | Square feet | [7 empty] | 2.3592 | 2.2616 | 0.097552 | 0.04135 |  | 20 |  |  |  | 0.097552 | [8 empty] | 0 | 0 | 0 | 0 | 0 | 0 | 0 | [5 empty] | 0
FL Zone 2HospitalsExisting |  | XXXXXXXX | Yes | Nonequipment | Ceiling Insulation(R12 to R38) | Blown-in insulation in ceiling cavity/attic | Market Average Existing Ceiling Insulation in older steep slope, residential style commercial building | Commercial | Existing | Hospitals | FL Zone 2 | Space Heating |  |  | 0 | Square feet | [7 empty] | 12.716 | 12.6184 | 0.097552 | 0.0076716 |  | 20 |  |  |  | 0.097552 | [8 empty] | 0 | 0 | 0 | 0 | 0 | 0 | 0 | [5 empty] | 0
FL Zone 2InstitutionalExisting |  | XXXXXXXX | Yes | Nonequipment | Ceiling Insulation(R12 to R38) | Blown-in insulation in ceiling cavity/attic | Market Average Existing Ceiling Insulation in older steep slope, residential style commercial building | Commercial | Existing | Institutional | FL Zone 2 | Space Heating |  |  | 0 | Square feet | [7 empty] | 8.8017 | 8.7042 | 0.097552 | 0.011083 |  | 20 |  |  |  | 0.097552 | [8 empty] | 0 | 0 | 0 | 0 | 0 | 0 | 0 | [5 empty] | 0
FL Zone 2Lodging/HospitalityExisting |  | XXXXXXXX | Yes | Nonequipment | Ceiling Insulation(R12 to R38) | Blown-in insulation in ceiling cavity/attic | Market Average Existing Ceiling Insulation in older steep slope, residential style commercial building | Commercial | Existing | Lodging/Hospitality | FL Zone 2 | Space Heating |  |  | 0 | Square feet | [7 empty] | 5.4316 | 5.334 | 0.097552 | 0.01796 |  | 20 |  |  |  | 0.097552 | [8 empty] | 0 | 0 | 0 | 0 | 0 | 0 | 0 | [5 empty] | 0
FL Zone 2MiscellaneousExisting |  | XXXXXXXX | Yes | Nonequipment | Ceiling Insulation(R12 to R38) | Blown-in insulation in ceiling cavity/attic | Market Average Existing Ceiling Insulation in older steep slope, residential style commercial building | Commercial | Existing | Miscellaneous | FL Zone 2 | Space Heating |  |  | 0 | Square feet | [7 empty] | 16.7729 | 16.6753 | 0.097552 | 0.005816 |  | 20 |  |  |  | 0.097552 | [8 empty] | 0 | 0 | 0 | 0 | 0 | 0 | 0 | [5 empty] | 0
FL Zone 2OfficesExisting |  | XXXXXXXX | Yes | Nonequipment | Ceiling Insulation(R12 to R38) | Blown-in insulation in ceiling cavity/attic | Market Average Existing Ceiling Insulation in older steep slope, residential style commercial building | Commercial | Existing | Offices | FL Zone 2 | Space Heating |  |  | 0 | Square feet | [7 empty] | 9.1029 | 9.0054 | 0.097552 | 0.010717 |  | 20 |  |  |  | 0.097552 | [8 empty] | 0 | 0 | 0 | 0 | 0 | 0 | 0 | [5 empty] | 0
FL Zone 2RestaurantsExisting |  | XXXXXXXX | Yes | Nonequipment | Ceiling Insulation(R12 to R38) | Blown-in insulation in ceiling cavity/attic | Market Average Existing Ceiling Insulation in older steep slope, residential style commercial building | Commercial | Existing | Restaurants | FL Zone 2 | Space Heating |  |  | 0 | Square feet | [7 empty] | 4.9042 | 4.8066 | 0.097552 | 0.019892 |  | 20 |  |  |  | 0.097552 | [8 empty] | 0 | 0 | 0 | 0 | 0 | 0 | 0 | [5 empty] | 0
FL Zone 2RetailExisting |  | XXXXXXXX | Yes | Nonequipment | Ceiling Insulation(R12 to R38) | Blown-in insulation in ceiling cavity/attic | Market Average Existing Ceiling Insulation in older steep slope, residential style commercial building | Commercial | Existing | Retail | FL Zone 2 | Space Heating |  |  | 0 | Square feet | [7 empty] | 0.93572 | 0.83817 | 0.097552 | 0.10425 |  | 20 |  |  |  | 0.097552 | [8 empty] | 0 | 0 | 0 | 0 | 0 | 0 | 0 | [5 empty] | 0
FL Zone 2Schools K-12Existing |  | XXXXXXXX | Yes | Nonequipment | Ceiling Insulation(R12 to R38) | Blown-in insulation in ceiling cavity/attic | Market Average Existing Ceiling Insulation in older steep slope, residential style commercial building | Commercial | Existing | Schools K-12 | FL Zone 2 | Space Heating |  |  | 0 | Square feet | [7 empty] | 0.79861 | 0.70106 | 0.097552 | 0.12215 |  | 20 |  |  |  | 0.097552 | [8 empty] | 0 | 0 | 0 | 0 | 0 | 0 | 0 | [5 empty] | 0
FL Zone 2WarehouseExisting |  | XXXXXXXX | Yes | Nonequipment | Ceiling Insulation(R12 to R38) | Blown-in insulation in ceiling cavity/attic | Market Average Existing Ceiling Insulation in older steep slope, residential style commercial building | Commercial | Existing | Warehouse | FL Zone 2 | Space Heating |  |  | 0 | Square feet | [7 empty] | 0.21938 | 0.12183 | 0.097552 | 0.44467 |  | 20 |  |  |  | 0.097552 | [8 empty] | 0 | 0 | 0 | 0 | 0 | 0 | 0 | [5 empty] | 0
FL Zone 2AssemblyNew |  | XXXXXXXX | Yes | Nonequipment | Ceiling Insulation(R12 to R38) | Blown-in insulation in ceiling cavity/attic | Code-Compliant Ceiling Insulation | Commercial | New | Assembly | FL Zone 2 | Space Heating |  |  | 0 | Square feet | [7 empty] | 0.59244 | 0.50404 | 0.088406 | 0.14922 |  | 20 |  |  |  | 0.088406 | [8 empty] | 0 | 0 | 0 | 0 | 0 | 0 | 0 | [5 empty] | 0
FL Zone 2College and UniversityNew |  | XXXXXXXX | Yes | Nonequipment | Ceiling Insulation(R12 to R38) | Blown-in insulation in ceiling cavity/attic | Code-Compliant Ceiling Insulation | Commercial | New | College and University | FL Zone 2 | Space Heating |  |  | 0 | Square feet | [7 empty] | 1.7285 | 1.6401 | 0.088406 | 0.051147 |  | 20 |  |  |  | 0.088406 | [8 empty] | 0 | 0 | 0 | 0 | 0 | 0 | 0 | [5 empty] | 0
FL Zone 2GroceryNew |  | XXXXXXXX | Yes | Nonequipment | Ceiling Insulation(R12 to R38) | Blown-in insulation in ceiling cavity/attic | Code-Compliant Ceiling Insulation | Commercial | New | Grocery | FL Zone 2 | Space Heating |  |  | 0 | Square feet | [7 empty] | 4.8505 | 4.762 | 0.088406 | 0.018226 |  | 20 |  |  |  | 0.088406 | [8 empty] | 0 | 0 | 0 | 0 | 0 | 0 | 0 | [5 empty] | 0
FL Zone 2HealthcareNew |  | XXXXXXXX | Yes | Nonequipment | Ceiling Insulation(R12 to R38) | Blown-in insulation in ceiling cavity/attic | Code-Compliant Ceiling Insulation | Commercial | New | Healthcare | FL Zone 2 | Space Heating |  |  | 0 | Square feet | [7 empty] | 2.3592 | 2.2708 | 0.088406 | 0.037473 |  | 20 |  |  |  | 0.088406 | [8 empty] | 0 | 0 | 0 | 0 | 0 | 0 | 0 | [5 empty] | 0
FL Zone 2HospitalsNew |  | XXXXXXXX | Yes | Nonequipment | Ceiling Insulation(R12 to R38) | Blown-in insulation in ceiling cavity/attic | Code-Compliant Ceiling Insulation | Commercial | New | Hospitals | FL Zone 2 | Space Heating |  |  | 0 | Square feet | [7 empty] | 12.716 | 12.6276 | 0.088406 | 0.0069524 |  | 20 |  |  |  | 0.088406 | [8 empty] | 0 | 0 | 0 | 0 | 0 | 0 | 0 | [5 empty] | 0
FL Zone 2InstitutionalNew |  | XXXXXXXX | Yes | Nonequipment | Ceiling Insulation(R12 to R38) | Blown-in insulation in ceiling cavity/attic | Code-Compliant Ceiling Insulation | Commercial | New | Institutional | FL Zone 2 | Space Heating |  |  | 0 | Square feet | [7 empty] | 8.8017 | 8.7133 | 0.088406 | 0.010044 |  | 20 |  |  |  | 0.088406 | [8 empty] | 0 | 0 | 0 | 0 | 0 | 0 | 0 | [5 empty] | 0
FL Zone 2Lodging/HospitalityNew |  | XXXXXXXX | Yes | Nonequipment | Ceiling Insulation(R12 to R38) | Blown-in insulation in ceiling cavity/attic | Code-Compliant Ceiling Insulation | Commercial | New | Lodging/Hospitality | FL Zone 2 | Space Heating |  |  | 0 | Square feet | [7 empty] | 5.4316 | 5.3432 | 0.088406 | 0.016276 |  | 20 |  |  |  | 0.088406 | [8 empty] | 0 | 0 | 0 | 0 | 0 | 0 | 0 | [5 empty] | 0
FL Zone 2MiscellaneousNew |  | XXXXXXXX | Yes | Nonequipment | Ceiling Insulation(R12 to R38) | Blown-in insulation in ceiling cavity/attic | Code-Compliant Ceiling Insulation | Commercial | New | Miscellaneous | FL Zone 2 | Space Heating |  |  | 0 | Square feet | [7 empty] | 16.7729 | 16.6845 | 0.088406 | 0.0052708 |  | 20 |  |  |  | 0.088406 | [8 empty] | 0 | 0 | 0 | 0 | 0 | 0 | 0 | [5 empty] | 0
FL Zone 2OfficesNew |  | XXXXXXXX | Yes | Nonequipment | Ceiling Insulation(R12 to R38) | Blown-in insulation in ceiling cavity/attic | Code-Compliant Ceiling Insulation | Commercial | New | Offices | FL Zone 2 | Space Heating |  |  | 0 | Square feet | [7 empty] | 9.1029 | 9.0145 | 0.088406 | 0.0097119 |  | 20 |  |  |  | 0.088406 | [8 empty] | 0 | 0 | 0 | 0 | 0 | 0 | 0 | [5 empty] | 0
FL Zone 2RestaurantsNew |  | XXXXXXXX | Yes | Nonequipment | Ceiling Insulation(R12 to R38) | Blown-in insulation in ceiling cavity/attic | Code-Compliant Ceiling Insulation | Commercial | New | Restaurants | FL Zone 2 | Space Heating |  |  | 0 | Square feet | [7 empty] | 4.9042 | 4.8158 | 0.088406 | 0.018027 |  | 20 |  |  |  | 0.088406 | [8 empty] | 0 | 0 | 0 | 0 | 0 | 0 | 0 | [5 empty] | 0
FL Zone 2RetailNew |  | XXXXXXXX | Yes | Nonequipment | Ceiling Insulation(R12 to R38) | Blown-in insulation in ceiling cavity/attic | Code-Compliant Ceiling Insulation | Commercial | New | Retail | FL Zone 2 | Space Heating |  |  | 0 | Square feet | [7 empty] | 0.93572 | 0.84731 | 0.088406 | 0.094479 |  | 20 |  |  |  | 0.088406 | [8 empty] | 0 | 0 | 0 | 0 | 0 | 0 | 0 | [5 empty] | 0
FL Zone 2Schools K-12New |  | XXXXXXXX | Yes | Nonequipment | Ceiling Insulation(R12 to R38) | Blown-in insulation in ceiling cavity/attic | Code-Compliant Ceiling Insulation | Commercial | New | Schools K-12 | FL Zone 2 | Space Heating |  |  | 0 | Square feet | [7 empty] | 0.79861 | 0.7102 | 0.088406 | 0.1107 |  | 20 |  |  |  | 0.088406 | [8 empty] | 0 | 0 | 0 | 0 | 0 | 0 | 0 | [5 empty] | 0
FL Zone 2WarehouseNew |  | XXXXXXXX | Yes | Nonequipment | Ceiling Insulation(R12 to R38) | Blown-in insulation in ceiling cavity/attic | Code-Compliant Ceiling Insulation | Commercial | New | Warehouse | FL Zone 2 | Space Heating |  |  | 0 | Square feet | [7 empty] | 0.21938 | 0.13097 | 0.088406 | 0.40298 |  | 20 |  |  |  | 0.088406 | [8 empty] | 0 | 0 | 0 | 0 | 0 | 0 | 0 | [5 empty] | 0
FL Zone 2AssemblyExisting |  | XXXXXXXX | Yes | Nonequipment | Ceiling Insulation(R12 to R38) | Blown-in insulation in ceiling cavity/attic | Market Average Existing Ceiling Insulation in older steep slope, residential style commercial building | Commercial | Existing | Assembly | FL Zone 2 | Space Cooling |  |  | 0 | Square feet | [7 empty] | 3.1952 | 3.0624 | 0.13287 | 0.041584 |  | 20 |  |  |  | 0.13287 | [8 empty] | 0 | 0 | 0 | 0 | 0 | 0 | 0 | [5 empty] | 0
FL Zone 2College and UniversityExisting |  | XXXXXXXX | Yes | Nonequipment | Ceiling Insulation(R12 to R38) | Blown-in insulation in ceiling cavity/attic | Market Average Existing Ceiling Insulation in older steep slope, residential style commercial building | Commercial | Existing | College and University | FL Zone 2 | Space Cooling |  |  | 0 | Square feet | [7 empty] | 9.3222 | 9.1893 | 0.13287 | 0.014253 |  | 20 |  |  |  | 0.13287 | [8 empty] | 0 | 0 | 0 | 0 | 0 | 0 | 0 | [5 empty] | 0
FL Zone 2GroceryExisting |  | XXXXXXXX | Yes | Nonequipment | Ceiling Insulation(R12 to R38) | Blown-in insulation in ceiling cavity/attic | Market Average Existing Ceiling Insulation in older steep slope, residential style commercial building | Commercial | Existing | Grocery | FL Zone 2 | Space Cooling |  |  | 0 | Square feet | [7 empty] | 26.16 | 26.0272 | 0.13287 | 0.0050791 |  | 20 |  |  |  | 0.13287 | [8 empty] | 0 | 0 | 0 | 0 | 0 | 0 | 0 | [5 empty] | 0
FL Zone 2HealthcareExisting |  | XXXXXXXX | Yes | Nonequipment | Ceiling Insulation(R12 to R38) | Blown-in insulation in ceiling cavity/attic | Market Average Existing Ceiling Insulation in older steep slope, residential style commercial building | Commercial | Existing | Healthcare | FL Zone 2 | Space Cooling |  |  | 0 | Square feet | [7 empty] | 12.7238 | 12.5909 | 0.13287 | 0.010443 |  | 20 |  |  |  | 0.13287 | [8 empty] | 0 | 0 | 0 | 0 | 0 | 0 | 0 | [5 empty] | 0
FL Zone 2HospitalsExisting |  | XXXXXXXX | Yes | Nonequipment | Ceiling Insulation(R12 to R38) | Blown-in insulation in ceiling cavity/attic | Market Average Existing Ceiling Insulation in older steep slope, residential style commercial building | Commercial | Existing | Hospitals | FL Zone 2 | Space Cooling |  |  | 0 | Square feet | [7 empty] | 68.5815 | 68.4486 | 0.13287 | 0.0019374 |  | 20 |  |  |  | 0.13287 | [8 empty] | 0 | 0 | 0 | 0 | 0 | 0 | 0 | [5 empty] | 0
FL Zone 2InstitutionalExisting |  | XXXXXXXX | Yes | Nonequipment | Ceiling Insulation(R12 to R38) | Blown-in insulation in ceiling cavity/attic | Market Average Existing Ceiling Insulation in older steep slope, residential style commercial building | Commercial | Existing | Institutional | FL Zone 2 | Space Cooling |  |  | 0 | Square feet | [7 empty] | 47.4704 | 47.3376 | 0.13287 | 0.002799 |  | 20 |  |  |  | 0.13287 | [8 empty] | 0 | 0 | 0 | 0 | 0 | 0 | 0 | [5 empty] | 0
FL Zone 2Lodging/HospitalityExisting |  | XXXXXXXX | Yes | Nonequipment | Ceiling Insulation(R12 to R38) | Blown-in insulation in ceiling cavity/attic | Market Average Existing Ceiling Insulation in older steep slope, residential style commercial building | Commercial | Existing | Lodging/Hospitality | FL Zone 2 | Space Cooling |  |  | 0 | Square feet | [7 empty] | 29.2942 | 29.1613 | 0.13287 | 0.0045357 |  | 20 |  |  |  | 0.13287 | [8 empty] | 0 | 0 | 0 | 0 | 0 | 0 | 0 | [5 empty] | 0
FL Zone 2MiscellaneousExisting |  | XXXXXXXX | Yes | Nonequipment | Ceiling Insulation(R12 to R38) | Blown-in insulation in ceiling cavity/attic | Market Average Existing Ceiling Insulation in older steep slope, residential style commercial building | Commercial | Existing | Miscellaneous | FL Zone 2 | Space Cooling |  |  | 0 | Square feet | [7 empty] | 90.4615 | 90.3287 | 0.13287 | 0.0014688 |  | 20 |  |  |  | 0.13287 | [8 empty] | 0 | 0 | 0 | 0 | 0 | 0 | 0 | [5 empty] | 0
FL Zone 2OfficesExisting |  | XXXXXXXX | Yes | Nonequipment | Ceiling Insulation(R12 to R38) | Blown-in insulation in ceiling cavity/attic | Market Average Existing Ceiling Insulation in older steep slope, residential style commercial building | Commercial | Existing | Offices | FL Zone 2 | Space Cooling |  |  | 0 | Square feet | [7 empty] | 49.095 | 48.9621 | 0.13287 | 0.0027064 |  | 20 |  |  |  | 0.13287 | [8 empty] | 0 | 0 | 0 | 0 | 0 | 0 | 0 | [5 empty] | 0
FL Zone 2RestaurantsExisting |  | XXXXXXXX | Yes | Nonequipment | Ceiling Insulation(R12 to R38) | Blown-in insulation in ceiling cavity/attic | Market Average Existing Ceiling Insulation in older steep slope, residential style commercial building | Commercial | Existing | Restaurants | FL Zone 2 | Space Cooling |  |  | 0 | Square feet | [7 empty] | 26.4498 | 26.3169 | 0.13287 | 0.0050235 |  | 20 |  |  |  | 0.13287 | [8 empty] | 0 | 0 | 0 | 0 | 0 | 0 | 0 | [5 empty] | 0
FL Zone 2RetailExisting |  | XXXXXXXX | Yes | Nonequipment | Ceiling Insulation(R12 to R38) | Blown-in insulation in ceiling cavity/attic | Market Average Existing Ceiling Insulation in older steep slope, residential style commercial building | Commercial | Existing | Retail | FL Zone 2 | Space Cooling |  |  | 0 | Square feet | [7 empty] | 5.0466 | 4.9138 | 0.13287 | 0.026328 |  | 20 |  |  |  | 0.13287 | [8 empty] | 0 | 0 | 0 | 0 | 0 | 0 | 0 | [5 empty] | 0
FL Zone 2Schools K-12Existing |  | XXXXXXXX | Yes | Nonequipment | Ceiling Insulation(R12 to R38) | Blown-in insulation in ceiling cavity/attic | Market Average Existing Ceiling Insulation in older steep slope, residential style commercial building | Commercial | Existing | Schools K-12 | FL Zone 2 | Space Cooling |  |  | 0 | Square feet | [7 empty] | 4.3072 | 4.1743 | 0.13287 | 0.030849 |  | 20 |  |  |  | 0.13287 | [8 empty] | 0 | 0 | 0 | 0 | 0 | 0 | 0 | [5 empty] | 0
FL Zone 2WarehouseExisting |  | XXXXXXXX | Yes | Nonequipment | Ceiling Insulation(R12 to R38) | Blown-in insulation in ceiling cavity/attic | Market Average Existing Ceiling Insulation in older steep slope, residential style commercial building | Commercial | Existing | Warehouse | FL Zone 2 | Space Cooling |  |  | 0 | Square feet | [7 empty] | 1.1832 | 1.0503 | 0.13287 | 0.1123 |  | 20 |  |  |  | 0.13287 | [8 empty] | 0 | 0 | 0 | 0 | 0 | 0 | 0 | [5 empty] | 0
FL Zone 2AssemblyNew |  | XXXXXXXX | Yes | Nonequipment | Ceiling Insulation(R12 to R38) | Blown-in insulation in ceiling cavity/attic | Code-Compliant Ceiling Insulation | Commercial | New | Assembly | FL Zone 2 | Space Cooling |  |  | 0 | Square feet | [7 empty] | 3.1952 | 3.0624 | 0.13287 | 0.041584 |  | 20 |  |  |  | 0.13287 | [8 empty] | 0 | 0 | 0 | 0 | 0 | 0 | 0 | [5 empty] | 0
FL Zone 2College and UniversityNew |  | XXXXXXXX | Yes | Nonequipment | Ceiling Insulation(R12 to R38) | Blown-in insulation in ceiling cavity/attic | Code-Compliant Ceiling Insulation | Commercial | New | College and University | FL Zone 2 | Space Cooling |  |  | 0 | Square feet | [7 empty] | 9.3222 | 9.1893 | 0.13287 | 0.014253 |  | 20 |  |  |  | 0.13287 | [8 empty] | 0 | 0 | 0 | 0 | 0 | 0 | 0 | [5 empty] | 0
FL Zone 2GroceryNew |  | XXXXXXXX | Yes | Nonequipment | Ceiling Insulation(R12 to R38) | Blown-in insulation in ceiling cavity/attic | Code-Compliant Ceiling Insulation | Commercial | New | Grocery | FL Zone 2 | Space Cooling |  |  | 0 | Square feet | [7 empty] | 26.16 | 26.0272 | 0.13287 | 0.0050791 |  | 20 |  |  |  | 0.13287 | [8 empty] | 0 | 0 | 0 | 0 | 0 | 0 | 0 | [5 empty] | 0
FL Zone 2HealthcareNew |  | XXXXXXXX | Yes | Nonequipment | Ceiling Insulation(R12 to R38) | Blown-in insulation in ceiling cavity/attic | Code-Compliant Ceiling Insulation | Commercial | New | Healthcare | FL Zone 2 | Space Cooling |  |  | 0 | Square feet | [7 empty] | 12.7238 | 12.5909 | 0.13287 | 0.010443 |  | 20 |  |  |  | 0.13287 | [8 empty] | 0 | 0 | 0 | 0 | 0 | 0 | 0 | [5 empty] | 0
FL Zone 2HospitalsNew |  | XXXXXXXX | Yes | Nonequipment | Ceiling Insulation(R12 to R38) | Blown-in insulation in ceiling cavity/attic | Code-Compliant Ceiling Insulation | Commercial | New | Hospitals | FL Zone 2 | Space Cooling |  |  | 0 | Square feet | [7 empty] | 68.5815 | 68.4486 | 0.13287 | 0.0019374 |  | 20 |  |  |  | 0.13287 | [8 empty] | 0 | 0 | 0 | 0 | 0 | 0 | 0 | [5 empty] | 0
FL Zone 2InstitutionalNew |  | XXXXXXXX | Yes | Nonequipment | Ceiling Insulation(R12 to R38) | Blown-in insulation in ceiling cavity/attic | Code-Compliant Ceiling Insulation | Commercial | New | Institutional | FL Zone 2 | Space Cooling |  |  | 0 | Square feet | [7 empty] | 47.4704 | 47.3376 | 0.13287 | 0.002799 |  | 20 |  |  |  | 0.13287 | [8 empty] | 0 | 0 | 0 | 0 | 0 | 0 | 0 | [5 empty] | 0
FL Zone 2Lodging/HospitalityNew |  | XXXXXXXX | Yes | Nonequipment | Ceiling Insulation(R12 to R38) | Blown-in insulation in ceiling cavity/attic | Code-Compliant Ceiling Insulation | Commercial | New | Lodging/Hospitality | FL Zone 2 | Space Cooling |  |  | 0 | Square feet | [7 empty] | 29.2942 | 29.1613 | 0.13287 | 0.0045357 |  | 20 |  |  |  | 0.13287 | [8 empty] | 0 | 0 | 0 | 0 | 0 | 0 | 0 | [5 empty] | 0
FL Zone 2MiscellaneousNew |  | XXXXXXXX | Yes | Nonequipment | Ceiling Insulation(R12 to R38) | Blown-in insulation in ceiling cavity/attic | Code-Compliant Ceiling Insulation | Commercial | New | Miscellaneous | FL Zone 2 | Space Cooling |  |  | 0 | Square feet | [7 empty] | 90.4615 | 90.3287 | 0.13287 | 0.0014688 |  | 20 |  |  |  | 0.13287 | [8 empty] | 0 | 0 | 0 | 0 | 0 | 0 | 0 | [5 empty] | 0
FL Zone 2OfficesNew |  | XXXXXXXX | Yes | Nonequipment | Ceiling Insulation(R12 to R38) | Blown-in insulation in ceiling cavity/attic | Code-Compliant Ceiling Insulation | Commercial | New | Offices | FL Zone 2 | Space Cooling |  |  | 0 | Square feet | [7 empty] | 49.095 | 48.9621 | 0.13287 | 0.0027064 |  | 20 |  |  |  | 0.13287 | [8 empty] | 0 | 0 | 0 | 0 | 0 | 0 | 0 | [5 empty] | 0
FL Zone 2RestaurantsNew |  | XXXXXXXX | Yes | Nonequipment | Ceiling Insulation(R12 to R38) | Blown-in insulation in ceiling cavity/attic | Code-Compliant Ceiling Insulation | Commercial | New | Restaurants | FL Zone 2 | Space Cooling |  |  | 0 | Square feet | [7 empty] | 26.4498 | 26.3169 | 0.13287 | 0.0050235 |  | 20 |  |  |  | 0.13287 | [8 empty] | 0 | 0 | 0 | 0 | 0 | 0 | 0 | [5 empty] | 0
FL Zone 2RetailNew |  | XXXXXXXX | Yes | Nonequipment | Ceiling Insulation(R12 to R38) | Blown-in insulation in ceiling cavity/attic | Code-Compliant Ceiling Insulation | Commercial | New | Retail | FL Zone 2 | Space Cooling |  |  | 0 | Square feet | [7 empty] | 5.0466 | 4.9138 | 0.13287 | 0.026328 |  | 20 |  |  |  | 0.13287 | [8 empty] | 0 | 0 | 0 | 0 | 0 | 0 | 0 | [5 empty] | 0
FL Zone 2Schools K-12New |  | XXXXXXXX | Yes | Nonequipment | Ceiling Insulation(R12 to R38) | Blown-in insulation in ceiling cavity/attic | Code-Compliant Ceiling Insulation | Commercial | New | Schools K-12 | FL Zone 2 | Space Cooling |  |  | 0 | Square feet | [7 empty] | 4.3072 | 4.1743 | 0.13287 | 0.030849 |  | 20 |  |  |  | 0.13287 | [8 empty] | 0 | 0 | 0 | 0 | 0 | 0 | 0 | [5 empty] | 0
FL Zone 2WarehouseNew |  | XXXXXXXX | Yes | Nonequipment | Ceiling Insulation(R12 to R38) | Blown-in insulation in ceiling cavity/attic | Code-Compliant Ceiling Insulation | Commercial | New | Warehouse | FL Zone 2 | Space Cooling |  |  | 0 | Square feet | [7 empty] | 1.1832 | 1.0503 | 0.13287 | 0.1123 |  | 20 |  |  |  | 0.13287 | [8 empty] | 0 | 0 | 0 | 0 | 0 | 0 | 0 | [5 empty] | 0
FL Zone 2AssemblyExisting |  | XXXXXXXX | Yes | Nonequipment | Ceiling Insulation(R19 to R38) | Blown-in insulation in ceiling cavity/attic | Market Average Existing Ceiling Insulation in older steep slope, residential style commercial building | Commercial | Existing | Assembly | FL Zone 2 | Space Heating |  |  | 0 | Square feet | [7 empty] | 0.59244 | 0.54742 | 0.045024 | 0.075997 |  | 20 |  |  |  | 0.045024 | [8 empty] | 0 | 0 | 0 | 0 | 0 | 0 | 0 | [5 empty] | 0
FL Zone 2College and UniversityExisting |  | XXXXXXXX | Yes | Nonequipment | Ceiling Insulation(R19 to R38) | Blown-in insulation in ceiling cavity/attic | Market Average Existing Ceiling Insulation in older steep slope, residential style commercial building | Commercial | Existing | College and University | FL Zone 2 | Space Heating |  |  | 0 | Square feet | [7 empty] | 1.7285 | 1.6834 | 0.045024 | 0.026048 |  | 20 |  |  |  | 0.045024 | [8 empty] | 0 | 0 | 0 | 0 | 0 | 0 | 0 | [5 empty] | 0
FL Zone 2GroceryExisting |  | XXXXXXXX | Yes | Nonequipment | Ceiling Insulation(R19 to R38) | Blown-in insulation in ceiling cavity/attic | Market Average Existing Ceiling Insulation in older steep slope, residential style commercial building | Commercial | Existing | Grocery | FL Zone 2 | Space Heating |  |  | 0 | Square feet | [7 empty] | 4.8505 | 4.8054 | 0.045024 | 0.0092824 |  | 20 |  |  |  | 0.045024 | [8 empty] | 0 | 0 | 0 | 0 | 0 | 0 | 0 | [5 empty] | 0
FL Zone 2HealthcareExisting |  | XXXXXXXX | Yes | Nonequipment | Ceiling Insulation(R19 to R38) | Blown-in insulation in ceiling cavity/attic | Market Average Existing Ceiling Insulation in older steep slope, residential style commercial building | Commercial | Existing | Healthcare | FL Zone 2 | Space Heating |  |  | 0 | Square feet | [7 empty] | 2.3592 | 2.3141 | 0.045024 | 0.019085 |  | 20 |  |  |  | 0.045024 | [8 empty] | 0 | 0 | 0 | 0 | 0 | 0 | 0 | [5 empty] | 0
FL Zone 2HospitalsExisting |  | XXXXXXXX | Yes | Nonequipment | Ceiling Insulation(R19 to R38) | Blown-in insulation in ceiling cavity/attic | Market Average Existing Ceiling Insulation in older steep slope, residential style commercial building | Commercial | Existing | Hospitals | FL Zone 2 | Space Heating |  |  | 0 | Square feet | [7 empty] | 12.716 | 12.671 | 0.045024 | 0.0035407 |  | 20 |  |  |  | 0.045024 | [8 empty] | 0 | 0 | 0 | 0 | 0 | 0 | 0 | [5 empty] | 0
FL Zone 2InstitutionalExisting |  | XXXXXXXX | Yes | Nonequipment | Ceiling Insulation(R19 to R38) | Blown-in insulation in ceiling cavity/attic | Market Average Existing Ceiling Insulation in older steep slope, residential style commercial building | Commercial | Existing | Institutional | FL Zone 2 | Space Heating |  |  | 0 | Square feet | [7 empty] | 8.8017 | 8.7567 | 0.045024 | 0.0051154 |  | 20 |  |  |  | 0.045024 | [8 empty] | 0 | 0 | 0 | 0 | 0 | 0 | 0 | [5 empty] | 0
FL Zone 2Lodging/HospitalityExisting |  | XXXXXXXX | Yes | Nonequipment | Ceiling Insulation(R19 to R38) | Blown-in insulation in ceiling cavity/attic | Market Average Existing Ceiling Insulation in older steep slope, residential style commercial building | Commercial | Existing | Lodging/Hospitality | FL Zone 2 | Space Heating |  |  | 0 | Square feet | [7 empty] | 5.4316 | 5.3865 | 0.045024 | 0.0082893 |  | 20 |  |  |  | 0.045024 | [8 empty] | 0 | 0 | 0 | 0 | 0 | 0 | 0 | [5 empty] | 0
FL Zone 2MiscellaneousExisting |  | XXXXXXXX | Yes | Nonequipment | Ceiling Insulation(R19 to R38) | Blown-in insulation in ceiling cavity/attic | Market Average Existing Ceiling Insulation in older steep slope, residential style commercial building | Commercial | Existing | Miscellaneous | FL Zone 2 | Space Heating |  |  | 0 | Square feet | [7 empty] | 16.7729 | 16.7279 | 0.045024 | 0.0026843 |  | 20 |  |  |  | 0.045024 | [8 empty] | 0 | 0 | 0 | 0 | 0 | 0 | 0 | [5 empty] | 0
FL Zone 2OfficesExisting |  | XXXXXXXX | Yes | Nonequipment | Ceiling Insulation(R19 to R38) | Blown-in insulation in ceiling cavity/attic | Market Average Existing Ceiling Insulation in older steep slope, residential style commercial building | Commercial | Existing | Offices | FL Zone 2 | Space Heating |  |  | 0 | Square feet | [7 empty] | 9.1029 | 9.0579 | 0.045024 | 0.0049461 |  | 20 |  |  |  | 0.045024 | [8 empty] | 0 | 0 | 0 | 0 | 0 | 0 | 0 | [5 empty] | 0
FL Zone 2RestaurantsExisting |  | XXXXXXXX | Yes | Nonequipment | Ceiling Insulation(R19 to R38) | Blown-in insulation in ceiling cavity/attic | Market Average Existing Ceiling Insulation in older steep slope, residential style commercial building | Commercial | Existing | Restaurants | FL Zone 2 | Space Heating |  |  | 0 | Square feet | [7 empty] | 4.9042 | 4.8592 | 0.045024 | 0.0091807 |  | 20 |  |  |  | 0.045024 | [8 empty] | 0 | 0 | 0 | 0 | 0 | 0 | 0 | [5 empty] | 0
FL Zone 2RetailExisting |  | XXXXXXXX | Yes | Nonequipment | Ceiling Insulation(R19 to R38) | Blown-in insulation in ceiling cavity/attic | Market Average Existing Ceiling Insulation in older steep slope, residential style commercial building | Commercial | Existing | Retail | FL Zone 2 | Space Heating |  |  | 0 | Square feet | [7 empty] | 0.93572 | 0.8907 | 0.045024 | 0.048117 |  | 20 |  |  |  | 0.045024 | [8 empty] | 0 | 0 | 0 | 0 | 0 | 0 | 0 | [5 empty] | 0
FL Zone 2Schools K-12Existing |  | XXXXXXXX | Yes | Nonequipment | Ceiling Insulation(R19 to R38) | Blown-in insulation in ceiling cavity/attic | Market Average Existing Ceiling Insulation in older steep slope, residential style commercial building | Commercial | Existing | Schools K-12 | FL Zone 2 | Space Heating |  |  | 0 | Square feet | [7 empty] | 0.79861 | 0.75358 | 0.045024 | 0.056378 |  | 20 |  |  |  | 0.045024 | [8 empty] | 0 | 0 | 0 | 0 | 0 | 0 | 0 | [5 empty] | 0
FL Zone 2WarehouseExisting |  | XXXXXXXX | Yes | Nonequipment | Ceiling Insulation(R19 to R38) | Blown-in insulation in ceiling cavity/attic | Market Average Existing Ceiling Insulation in older steep slope, residential style commercial building | Commercial | Existing | Warehouse | FL Zone 2 | Space Heating |  |  | 0 | Square feet | [7 empty] | 0.21938 | 0.17435 | 0.045024 | 0.20523 |  | 20 |  |  |  | 0.045024 | [8 empty] | 0 | 0 | 0 | 0 | 0 | 0 | 0 | [5 empty] | 0
FL Zone 2AssemblyNew |  | XXXXXXXX | Yes | Nonequipment | Ceiling Insulation(R19 to R38) | Blown-in insulation in ceiling cavity/attic | Code-Compliant Ceiling Insulation | Commercial | New | Assembly | FL Zone 2 | Space Heating |  |  | 0 | Square feet | [7 empty] | 0.59244 | 0.55164 | 0.040803 | 0.068872 |  | 20 |  |  |  | 0.040803 | [8 empty] | 0 | 0 | 0 | 0 | 0 | 0 | 0 | [5 empty] | 0
FL Zone 2College and UniversityNew |  | XXXXXXXX | Yes | Nonequipment | Ceiling Insulation(R19 to R38) | Blown-in insulation in ceiling cavity/attic | Code-Compliant Ceiling Insulation | Commercial | New | College and University | FL Zone 2 | Space Heating |  |  | 0 | Square feet | [7 empty] | 1.7285 | 1.6877 | 0.040803 | 0.023606 |  | 20 |  |  |  | 0.040803 | [8 empty] | 0 | 0 | 0 | 0 | 0 | 0 | 0 | [5 empty] | 0
FL Zone 2GroceryNew |  | XXXXXXXX | Yes | Nonequipment | Ceiling Insulation(R19 to R38) | Blown-in insulation in ceiling cavity/attic | Code-Compliant Ceiling Insulation | Commercial | New | Grocery | FL Zone 2 | Space Heating |  |  | 0 | Square feet | [7 empty] | 4.8505 | 4.8096 | 0.040803 | 0.0084122 |  | 20 |  |  |  | 0.040803 | [8 empty] | 0 | 0 | 0 | 0 | 0 | 0 | 0 | [5 empty] | 0
FL Zone 2HealthcareNew |  | XXXXXXXX | Yes | Nonequipment | Ceiling Insulation(R19 to R38) | Blown-in insulation in ceiling cavity/attic | Code-Compliant Ceiling Insulation | Commercial | New | Healthcare | FL Zone 2 | Space Heating |  |  | 0 | Square feet | [7 empty] | 2.3592 | 2.3184 | 0.040803 | 0.017295 |  | 20 |  |  |  | 0.040803 | [8 empty] | 0 | 0 | 0 | 0 | 0 | 0 | 0 | [5 empty] | 0
FL Zone 2HospitalsNew |  | XXXXXXXX | Yes | Nonequipment | Ceiling Insulation(R19 to R38) | Blown-in insulation in ceiling cavity/attic | Code-Compliant Ceiling Insulation | Commercial | New | Hospitals | FL Zone 2 | Space Heating |  |  | 0 | Square feet | [7 empty] | 12.716 | 12.6752 | 0.040803 | 0.0032088 |  | 20 |  |  |  | 0.040803 | [8 empty] | 0 | 0 | 0 | 0 | 0 | 0 | 0 | [5 empty] | 0
FL Zone 2InstitutionalNew |  | XXXXXXXX | Yes | Nonequipment | Ceiling Insulation(R19 to R38) | Blown-in insulation in ceiling cavity/attic | Code-Compliant Ceiling Insulation | Commercial | New | Institutional | FL Zone 2 | Space Heating |  |  | 0 | Square feet | [7 empty] | 8.8017 | 8.7609 | 0.040803 | 0.0046358 |  | 20 |  |  |  | 0.040803 | [8 empty] | 0 | 0 | 0 | 0 | 0 | 0 | 0 | [5 empty] | 0
FL Zone 2Lodging/HospitalityNew |  | XXXXXXXX | Yes | Nonequipment | Ceiling Insulation(R19 to R38) | Blown-in insulation in ceiling cavity/attic | Code-Compliant Ceiling Insulation | Commercial | New | Lodging/Hospitality | FL Zone 2 | Space Heating |  |  | 0 | Square feet | [7 empty] | 5.4316 | 5.3908 | 0.040803 | 0.0075122 |  | 20 |  |  |  | 0.040803 | [8 empty] | 0 | 0 | 0 | 0 | 0 | 0 | 0 | [5 empty] | 0
FL Zone 2MiscellaneousNew |  | XXXXXXXX | Yes | Nonequipment | Ceiling Insulation(R19 to R38) | Blown-in insulation in ceiling cavity/attic | Code-Compliant Ceiling Insulation | Commercial | New | Miscellaneous | FL Zone 2 | Space Heating |  |  | 0 | Square feet | [7 empty] | 16.7729 | 16.7321 | 0.040803 | 0.0024327 |  | 20 |  |  |  | 0.040803 | [8 empty] | 0 | 0 | 0 | 0 | 0 | 0 | 0 | [5 empty] | 0
FL Zone 2OfficesNew |  | XXXXXXXX | Yes | Nonequipment | Ceiling Insulation(R19 to R38) | Blown-in insulation in ceiling cavity/attic | Code-Compliant Ceiling Insulation | Commercial | New | Offices | FL Zone 2 | Space Heating |  |  | 0 | Square feet | [7 empty] | 9.1029 | 9.0621 | 0.040803 | 0.0044824 |  | 20 |  |  |  | 0.040803 | [8 empty] | 0 | 0 | 0 | 0 | 0 | 0 | 0 | [5 empty] | 0
FL Zone 2RestaurantsNew |  | XXXXXXXX | Yes | Nonequipment | Ceiling Insulation(R19 to R38) | Blown-in insulation in ceiling cavity/attic | Code-Compliant Ceiling Insulation | Commercial | New | Restaurants | FL Zone 2 | Space Heating |  |  | 0 | Square feet | [7 empty] | 4.9042 | 4.8634 | 0.040803 | 0.00832 |  | 20 |  |  |  | 0.040803 | [8 empty] | 0 | 0 | 0 | 0 | 0 | 0 | 0 | [5 empty] | 0
FL Zone 2RetailNew |  | XXXXXXXX | Yes | Nonequipment | Ceiling Insulation(R19 to R38) | Blown-in insulation in ceiling cavity/attic | Code-Compliant Ceiling Insulation | Commercial | New | Retail | FL Zone 2 | Space Heating |  |  | 0 | Square feet | [7 empty] | 0.93572 | 0.89492 | 0.040803 | 0.043606 |  | 20 |  |  |  | 0.040803 | [8 empty] | 0 | 0 | 0 | 0 | 0 | 0 | 0 | [5 empty] | 0
FL Zone 2Schools K-12New |  | XXXXXXXX | Yes | Nonequipment | Ceiling Insulation(R19 to R38) | Blown-in insulation in ceiling cavity/attic | Code-Compliant Ceiling Insulation | Commercial | New | Schools K-12 | FL Zone 2 | Space Heating |  |  | 0 | Square feet | [7 empty] | 0.79861 | 0.75781 | 0.040803 | 0.051093 |  | 20 |  |  |  | 0.040803 | [8 empty] | 0 | 0 | 0 | 0 | 0 | 0 | 0 | [5 empty] | 0
FL Zone 2WarehouseNew |  | XXXXXXXX | Yes | Nonequipment | Ceiling Insulation(R19 to R38) | Blown-in insulation in ceiling cavity/attic | Code-Compliant Ceiling Insulation | Commercial | New | Warehouse | FL Zone 2 | Space Heating |  |  | 0 | Square feet | [7 empty] | 0.21938 | 0.17858 | 0.040803 | 0.18599 |  | 20 |  |  |  | 0.040803 | [8 empty] | 0 | 0 | 0 | 0 | 0 | 0 | 0 | [5 empty] | 0
FL Zone 2AssemblyExisting |  | XXXXXXXX | Yes | Nonequipment | Ceiling Insulation(R19 to R38) | Blown-in insulation in ceiling cavity/attic | Market Average Existing Ceiling Insulation in older steep slope, residential style commercial building | Commercial | Existing | Assembly | FL Zone 2 | Space Cooling |  |  | 0 | Square feet | [7 empty] | 3.1952 | 3.1339 | 0.061325 | 0.019193 |  | 20 |  |  |  | 0.061325 | [8 empty] | 0 | 0 | 0 | 0 | 0 | 0 | 0 | [5 empty] | 0
FL Zone 2College and UniversityExisting |  | XXXXXXXX | Yes | Nonequipment | Ceiling Insulation(R19 to R38) | Blown-in insulation in ceiling cavity/attic | Market Average Existing Ceiling Insulation in older steep slope, residential style commercial building | Commercial | Existing | College and University | FL Zone 2 | Space Cooling |  |  | 0 | Square feet | [7 empty] | 9.3222 | 9.2609 | 0.061325 | 0.0065784 |  | 20 |  |  |  | 0.061325 | [8 empty] | 0 | 0 | 0 | 0 | 0 | 0 | 0 | [5 empty] | 0
FL Zone 2GroceryExisting |  | XXXXXXXX | Yes | Nonequipment | Ceiling Insulation(R19 to R38) | Blown-in insulation in ceiling cavity/attic | Market Average Existing Ceiling Insulation in older steep slope, residential style commercial building | Commercial | Existing | Grocery | FL Zone 2 | Space Cooling |  |  | 0 | Square feet | [7 empty] | 26.16 | 26.0987 | 0.061325 | 0.0023442 |  | 20 |  |  |  | 0.061325 | [8 empty] | 0 | 0 | 0 | 0 | 0 | 0 | 0 | [5 empty] | 0
FL Zone 2HealthcareExisting |  | XXXXXXXX | Yes | Nonequipment | Ceiling Insulation(R19 to R38) | Blown-in insulation in ceiling cavity/attic | Market Average Existing Ceiling Insulation in older steep slope, residential style commercial building | Commercial | Existing | Healthcare | FL Zone 2 | Space Cooling |  |  | 0 | Square feet | [7 empty] | 12.7238 | 12.6624 | 0.061325 | 0.0048197 |  | 20 |  |  |  | 0.061325 | [8 empty] | 0 | 0 | 0 | 0 | 0 | 0 | 0 | [5 empty] | 0
FL Zone 2HospitalsExisting |  | XXXXXXXX | Yes | Nonequipment | Ceiling Insulation(R19 to R38) | Blown-in insulation in ceiling cavity/attic | Market Average Existing Ceiling Insulation in older steep slope, residential style commercial building | Commercial | Existing | Hospitals | FL Zone 2 | Space Cooling |  |  | 0 | Square feet | [7 empty] | 68.5815 | 68.5201 | 0.061325 | 0.00089419 |  | 20 |  |  |  | 0.061325 | [8 empty] | 0 | 0 | 0 | 0 | 0 | 0 | 0 | [5 empty] | 0
FL Zone 2InstitutionalExisting |  | XXXXXXXX | Yes | Nonequipment | Ceiling Insulation(R19 to R38) | Blown-in insulation in ceiling cavity/attic | Market Average Existing Ceiling Insulation in older steep slope, residential style commercial building | Commercial | Existing | Institutional | FL Zone 2 | Space Cooling |  |  | 0 | Square feet | [7 empty] | 47.4704 | 47.4091 | 0.061325 | 0.0012918 |  | 20 |  |  |  | 0.061325 | [8 empty] | 0 | 0 | 0 | 0 | 0 | 0 | 0 | [5 empty] | 0
FL Zone 2Lodging/HospitalityExisting |  | XXXXXXXX | Yes | Nonequipment | Ceiling Insulation(R19 to R38) | Blown-in insulation in ceiling cavity/attic | Market Average Existing Ceiling Insulation in older steep slope, residential style commercial building | Commercial | Existing | Lodging/Hospitality | FL Zone 2 | Space Cooling |  |  | 0 | Square feet | [7 empty] | 29.2942 | 29.2328 | 0.061325 | 0.0020934 |  | 20 |  |  |  | 0.061325 | [8 empty] | 0 | 0 | 0 | 0 | 0 | 0 | 0 | [5 empty] | 0
FL Zone 2MiscellaneousExisting |  | XXXXXXXX | Yes | Nonequipment | Ceiling Insulation(R19 to R38) | Blown-in insulation in ceiling cavity/attic | Market Average Existing Ceiling Insulation in older steep slope, residential style commercial building | Commercial | Existing | Miscellaneous | FL Zone 2 | Space Cooling |  |  | 0 | Square feet | [7 empty] | 90.4615 | 90.4002 | 0.061325 | 0.00067791 |  | 20 |  |  |  | 0.061325 | [8 empty] | 0 | 0 | 0 | 0 | 0 | 0 | 0 | [5 empty] | 0
FL Zone 2OfficesExisting |  | XXXXXXXX | Yes | Nonequipment | Ceiling Insulation(R19 to R38) | Blown-in insulation in ceiling cavity/attic | Market Average Existing Ceiling Insulation in older steep slope, residential style commercial building | Commercial | Existing | Offices | FL Zone 2 | Space Cooling |  |  | 0 | Square feet | [7 empty] | 49.095 | 49.0336 | 0.061325 | 0.0012491 |  | 20 |  |  |  | 0.061325 | [8 empty] | 0 | 0 | 0 | 0 | 0 | 0 | 0 | [5 empty] | 0
FL Zone 2RestaurantsExisting |  | XXXXXXXX | Yes | Nonequipment | Ceiling Insulation(R19 to R38) | Blown-in insulation in ceiling cavity/attic | Market Average Existing Ceiling Insulation in older steep slope, residential style commercial building | Commercial | Existing | Restaurants | FL Zone 2 | Space Cooling |  |  | 0 | Square feet | [7 empty] | 26.4498 | 26.3885 | 0.061325 | 0.0023185 |  | 20 |  |  |  | 0.061325 | [8 empty] | 0 | 0 | 0 | 0 | 0 | 0 | 0 | [5 empty] | 0
FL Zone 2RetailExisting |  | XXXXXXXX | Yes | Nonequipment | Ceiling Insulation(R19 to R38) | Blown-in insulation in ceiling cavity/attic | Market Average Existing Ceiling Insulation in older steep slope, residential style commercial building | Commercial | Existing | Retail | FL Zone 2 | Space Cooling |  |  | 0 | Square feet | [7 empty] | 5.0466 | 4.9853 | 0.061325 | 0.012152 |  | 20 |  |  |  | 0.061325 | [8 empty] | 0 | 0 | 0 | 0 | 0 | 0 | 0 | [5 empty] | 0
FL Zone 2Schools K-12Existing |  | XXXXXXXX | Yes | Nonequipment | Ceiling Insulation(R19 to R38) | Blown-in insulation in ceiling cavity/attic | Market Average Existing Ceiling Insulation in older steep slope, residential style commercial building | Commercial | Existing | Schools K-12 | FL Zone 2 | Space Cooling |  |  | 0 | Square feet | [7 empty] | 4.3072 | 4.2458 | 0.061325 | 0.014238 |  | 20 |  |  |  | 0.061325 | [8 empty] | 0 | 0 | 0 | 0 | 0 | 0 | 0 | [5 empty] | 0
FL Zone 2WarehouseExisting |  | XXXXXXXX | Yes | Nonequipment | Ceiling Insulation(R19 to R38) | Blown-in insulation in ceiling cavity/attic | Market Average Existing Ceiling Insulation in older steep slope, residential style commercial building | Commercial | Existing | Warehouse | FL Zone 2 | Space Cooling |  |  | 0 | Square feet | [7 empty] | 1.1832 | 1.1219 | 0.061325 | 0.05183 |  | 20 |  |  |  | 0.061325 | [8 empty] | 0 | 0 | 0 | 0 | 0 | 0 | 0 | [5 empty] | 0
FL Zone 2AssemblyNew |  | XXXXXXXX | Yes | Nonequipment | Ceiling Insulation(R19 to R38) | Blown-in insulation in ceiling cavity/attic | Code-Compliant Ceiling Insulation | Commercial | New | Assembly | FL Zone 2 | Space Cooling |  |  | 0 | Square feet | [7 empty] | 3.1952 | 3.1339 | 0.061325 | 0.019193 |  | 20 |  |  |  | 0.061325 | [8 empty] | 0 | 0 | 0 | 0 | 0 | 0 | 0 | [5 empty] | 0
FL Zone 2College and UniversityNew |  | XXXXXXXX | Yes | Nonequipment | Ceiling Insulation(R19 to R38) | Blown-in insulation in ceiling cavity/attic | Code-Compliant Ceiling Insulation | Commercial | New | College and University | FL Zone 2 | Space Cooling |  |  | 0 | Square feet | [7 empty] | 9.3222 | 9.2609 | 0.061325 | 0.0065784 |  | 20 |  |  |  | 0.061325 | [8 empty] | 0 | 0 | 0 | 0 | 0 | 0 | 0 | [5 empty] | 0
FL Zone 2GroceryNew |  | XXXXXXXX | Yes | Nonequipment | Ceiling Insulation(R19 to R38) | Blown-in insulation in ceiling cavity/attic | Code-Compliant Ceiling Insulation | Commercial | New | Grocery | FL Zone 2 | Space Cooling |  |  | 0 | Square feet | [7 empty] | 26.16 | 26.0987 | 0.061325 | 0.0023442 |  | 20 |  |  |  | 0.061325 | [8 empty] | 0 | 0 | 0 | 0 | 0 | 0 | 0 | [5 empty] | 0
FL Zone 2HealthcareNew |  | XXXXXXXX | Yes | Nonequipment | Ceiling Insulation(R19 to R38) | Blown-in insulation in ceiling cavity/attic | Code-Compliant Ceiling Insulation | Commercial | New | Healthcare | FL Zone 2 | Space Cooling |  |  | 0 | Square feet | [7 empty] | 12.7238 | 12.6624 | 0.061325 | 0.0048197 |  | 20 |  |  |  | 0.061325 | [8 empty] | 0 | 0 | 0 | 0 | 0 | 0 | 0 | [5 empty] | 0
FL Zone 2HospitalsNew |  | XXXXXXXX | Yes | Nonequipment | Ceiling Insulation(R19 to R38) | Blown-in insulation in ceiling cavity/attic | Code-Compliant Ceiling Insulation | Commercial | New | Hospitals | FL Zone 2 | Space Cooling |  |  | 0 | Square feet | [7 empty] | 68.5815 | 68.5201 | 0.061325 | 0.00089419 |  | 20 |  |  |  | 0.061325 | [8 empty] | 0 | 0 | 0 | 0 | 0 | 0 | 0 | [5 empty] | 0
FL Zone 2InstitutionalNew |  | XXXXXXXX | Yes | Nonequipment | Ceiling Insulation(R19 to R38) | Blown-in insulation in ceiling cavity/attic | Code-Compliant Ceiling Insulation | Commercial | New | Institutional | FL Zone 2 | Space Cooling |  |  | 0 | Square feet | [7 empty] | 47.4704 | 47.4091 | 0.061325 | 0.0012918 |  | 20 |  |  |  | 0.061325 | [8 empty] | 0 | 0 | 0 | 0 | 0 | 0 | 0 | [5 empty] | 0
FL Zone 2Lodging/HospitalityNew |  | XXXXXXXX | Yes | Nonequipment | Ceiling Insulation(R19 to R38) | Blown-in insulation in ceiling cavity/attic | Code-Compliant Ceiling Insulation | Commercial | New | Lodging/Hospitality | FL Zone 2 | Space Cooling |  |  | 0 | Square feet | [7 empty] | 29.2942 | 29.2328 | 0.061325 | 0.0020934 |  | 20 |  |  |  | 0.061325 | [8 empty] | 0 | 0 | 0 | 0 | 0 | 0 | 0 | [5 empty] | 0
FL Zone 2MiscellaneousNew |  | XXXXXXXX | Yes | Nonequipment | Ceiling Insulation(R19 to R38) | Blown-in insulation in ceiling cavity/attic | Code-Compliant Ceiling Insulation | Commercial | New | Miscellaneous | FL Zone 2 | Space Cooling |  |  | 0 | Square feet | [7 empty] | 90.4615 | 90.4002 | 0.061325 | 0.00067791 |  | 20 |  |  |  | 0.061325 | [8 empty] | 0 | 0 | 0 | 0 | 0 | 0 | 0 | [5 empty] | 0
FL Zone 2OfficesNew |  | XXXXXXXX | Yes | Nonequipment | Ceiling Insulation(R19 to R38) | Blown-in insulation in ceiling cavity/attic | Code-Compliant Ceiling Insulation | Commercial | New | Offices | FL Zone 2 | Space Cooling |  |  | 0 | Square feet | [7 empty] | 49.095 | 49.0336 | 0.061325 | 0.0012491 |  | 20 |  |  |  | 0.061325 | [8 empty] | 0 | 0 | 0 | 0 | 0 | 0 | 0 | [5 empty] | 0
FL Zone 2RestaurantsNew |  | XXXXXXXX | Yes | Nonequipment | Ceiling Insulation(R19 to R38) | Blown-in insulation in ceiling cavity/attic | Code-Compliant Ceiling Insulation | Commercial | New | Restaurants | FL Zone 2 | Space Cooling |  |  | 0 | Square feet | [7 empty] | 26.4498 | 26.3885 | 0.061325 | 0.0023185 |  | 20 |  |  |  | 0.061325 | [8 empty] | 0 | 0 | 0 | 0 | 0 | 0 | 0 | [5 empty] | 0
FL Zone 2RetailNew |  | XXXXXXXX | Yes | Nonequipment | Ceiling Insulation(R19 to R38) | Blown-in insulation in ceiling cavity/attic | Code-Compliant Ceiling Insulation | Commercial | New | Retail | FL Zone 2 | Space Cooling |  |  | 0 | Square feet | [7 empty] | 5.0466 | 4.9853 | 0.061325 | 0.012152 |  | 20 |  |  |  | 0.061325 | [8 empty] | 0 | 0 | 0 | 0 | 0 | 0 | 0 | [5 empty] | 0
FL Zone 2Schools K-12New |  | XXXXXXXX | Yes | Nonequipment | Ceiling Insulation(R19 to R38) | Blown-in insulation in ceiling cavity/attic | Code-Compliant Ceiling Insulation | Commercial | New | Schools K-12 | FL Zone 2 | Space Cooling |  |  | 0 | Square feet | [7 empty] | 4.3072 | 4.2458 | 0.061325 | 0.014238 |  | 20 |  |  |  | 0.061325 | [8 empty] | 0 | 0 | 0 | 0 | 0 | 0 | 0 | [5 empty] | 0
FL Zone 2WarehouseNew |  | XXXXXXXX | Yes | Nonequipment | Ceiling Insulation(R19 to R38) | Blown-in insulation in ceiling cavity/attic | Code-Compliant Ceiling Insulation | Commercial | New | Warehouse | FL Zone 2 | Space Cooling |  |  | 0 | Square feet | [7 empty] | 1.1832 | 1.1219 | 0.061325 | 0.05183 |  | 20 |  |  |  | 0.061325 | [8 empty] | 0 | 0 | 0 | 0 | 0 | 0 | 0 | [5 empty] | 0
FL Zone 2AssemblyExisting |  | XXXXXXXX | Yes | Nonequipment | Ceiling Insulation(R2 to R38) | Blown-in insulation in ceiling cavity/attic | Market Average Existing Ceiling Insulation in older steep slope, residential style commercial building | Commercial | Existing | Assembly | FL Zone 2 | Space Heating |  |  | 0 | Square feet | [7 empty] | 0.59244 | 0.031181 | 0.56126 | 0.94737 |  | 20 |  |  |  | 0.56126 | [8 empty] | 0 | 0 | 0 | 0 | 0 | 0 | 0 | [5 empty] | 0
FL Zone 2College and UniversityExisting |  | XXXXXXXX | Yes | Nonequipment | Ceiling Insulation(R2 to R38) | Blown-in insulation in ceiling cavity/attic | Market Average Existing Ceiling Insulation in older steep slope, residential style commercial building | Commercial | Existing | College and University | FL Zone 2 | Space Heating |  |  | 0 | Square feet | [7 empty] | 1.7285 | 0.91804 | 0.81043 | 0.46887 |  | 20 |  |  |  | 0.81043 | [8 empty] | 0 | 0 | 0 | 0 | 0 | 0 | 0 | [5 empty] | 0
FL Zone 2GroceryExisting |  | XXXXXXXX | Yes | Nonequipment | Ceiling Insulation(R2 to R38) | Blown-in insulation in ceiling cavity/attic | Market Average Existing Ceiling Insulation in older steep slope, residential style commercial building | Commercial | Existing | Grocery | FL Zone 2 | Space Heating |  |  | 0 | Square feet | [7 empty] | 4.8505 | 4.04 | 0.81043 | 0.16708 |  | 20 |  |  |  | 0.81043 | [8 empty] | 0 | 0 | 0 | 0 | 0 | 0 | 0 | [5 empty] | 0
FL Zone 2HealthcareExisting |  | XXXXXXXX | Yes | Nonequipment | Ceiling Insulation(R2 to R38) | Blown-in insulation in ceiling cavity/attic | Market Average Existing Ceiling Insulation in older steep slope, residential style commercial building | Commercial | Existing | Healthcare | FL Zone 2 | Space Heating |  |  | 0 | Square feet | [7 empty] | 2.3592 | 1.5487 | 0.81043 | 0.34352 |  | 20 |  |  |  | 0.81043 | [8 empty] | 0 | 0 | 0 | 0 | 0 | 0 | 0 | [5 empty] | 0
FL Zone 2HospitalsExisting |  | XXXXXXXX | Yes | Nonequipment | Ceiling Insulation(R2 to R38) | Blown-in insulation in ceiling cavity/attic | Market Average Existing Ceiling Insulation in older steep slope, residential style commercial building | Commercial | Existing | Hospitals | FL Zone 2 | Space Heating |  |  | 0 | Square feet | [7 empty] | 12.716 | 11.9056 | 0.81043 | 0.063733 |  | 20 |  |  |  | 0.81043 | [8 empty] | 0 | 0 | 0 | 0 | 0 | 0 | 0 | [5 empty] | 0
FL Zone 2InstitutionalExisting |  | XXXXXXXX | Yes | Nonequipment | Ceiling Insulation(R2 to R38) | Blown-in insulation in ceiling cavity/attic | Market Average Existing Ceiling Insulation in older steep slope, residential style commercial building | Commercial | Existing | Institutional | FL Zone 2 | Space Heating |  |  | 0 | Square feet | [7 empty] | 8.8017 | 7.9913 | 0.81043 | 0.092077 |  | 20 |  |  |  | 0.81043 | [8 empty] | 0 | 0 | 0 | 0 | 0 | 0 | 0 | [5 empty] | 0
FL Zone 2Lodging/HospitalityExisting |  | XXXXXXXX | Yes | Nonequipment | Ceiling Insulation(R2 to R38) | Blown-in insulation in ceiling cavity/attic | Market Average Existing Ceiling Insulation in older steep slope, residential style commercial building | Commercial | Existing | Lodging/Hospitality | FL Zone 2 | Space Heating |  |  | 0 | Square feet | [7 empty] | 5.4316 | 4.6211 | 0.81043 | 0.14921 |  | 20 |  |  |  | 0.81043 | [8 empty] | 0 | 0 | 0 | 0 | 0 | 0 | 0 | [5 empty] | 0
FL Zone 2MiscellaneousExisting |  | XXXXXXXX | Yes | Nonequipment | Ceiling Insulation(R2 to R38) | Blown-in insulation in ceiling cavity/attic | Market Average Existing Ceiling Insulation in older steep slope, residential style commercial building | Commercial | Existing | Miscellaneous | FL Zone 2 | Space Heating |  |  | 0 | Square feet | [7 empty] | 16.7729 | 15.9624 | 0.81043 | 0.048318 |  | 20 |  |  |  | 0.81043 | [8 empty] | 0 | 0 | 0 | 0 | 0 | 0 | 0 | [5 empty] | 0
FL Zone 2OfficesExisting |  | XXXXXXXX | Yes | Nonequipment | Ceiling Insulation(R2 to R38) | Blown-in insulation in ceiling cavity/attic | Market Average Existing Ceiling Insulation in older steep slope, residential style commercial building | Commercial | Existing | Offices | FL Zone 2 | Space Heating |  |  | 0 | Square feet | [7 empty] | 9.1029 | 8.2925 | 0.81043 | 0.08903 |  | 20 |  |  |  | 0.81043 | [8 empty] | 0 | 0 | 0 | 0 | 0 | 0 | 0 | [5 empty] | 0
FL Zone 2RestaurantsExisting |  | XXXXXXXX | Yes | Nonequipment | Ceiling Insulation(R2 to R38) | Blown-in insulation in ceiling cavity/attic | Market Average Existing Ceiling Insulation in older steep slope, residential style commercial building | Commercial | Existing | Restaurants | FL Zone 2 | Space Heating |  |  | 0 | Square feet | [7 empty] | 4.9042 | 4.0937 | 0.81043 | 0.16525 |  | 20 |  |  |  | 0.81043 | [8 empty] | 0 | 0 | 0 | 0 | 0 | 0 | 0 | [5 empty] | 0
FL Zone 2RetailExisting |  | XXXXXXXX | Yes | Nonequipment | Ceiling Insulation(R2 to R38) | Blown-in insulation in ceiling cavity/attic | Market Average Existing Ceiling Insulation in older steep slope, residential style commercial building | Commercial | Existing | Retail | FL Zone 2 | Space Heating |  |  | 0 | Square feet | [7 empty] | 0.93572 | 0.12529 | 0.81043 | 0.8661 |  | 20 |  |  |  | 0.81043 | [8 empty] | 0 | 0 | 0 | 0 | 0 | 0 | 0 | [5 empty] | 0
FL Zone 2Schools K-12Existing |  | XXXXXXXX | Yes | Nonequipment | Ceiling Insulation(R2 to R38) | Blown-in insulation in ceiling cavity/attic | Market Average Existing Ceiling Insulation in older steep slope, residential style commercial building | Commercial | Existing | Schools K-12 | FL Zone 2 | Space Heating |  |  | 0 | Square feet | [7 empty] | 0.79861 | 0.042032 | 0.75658 | 0.94737 |  | 20 |  |  |  | 0.75658 | [8 empty] | 0 | 0 | 0 | 0 | 0 | 0 | 0 | [5 empty] | 0
FL Zone 2WarehouseExisting |  | XXXXXXXX | Yes | Nonequipment | Ceiling Insulation(R2 to R38) | Blown-in insulation in ceiling cavity/attic | Market Average Existing Ceiling Insulation in older steep slope, residential style commercial building | Commercial | Existing | Warehouse | FL Zone 2 | Space Heating |  |  | 0 | Square feet | [7 empty] | 0.21938 | 0.011546 | 0.20783 | 0.94737 |  | 20 |  |  |  | 0.20783 | [8 empty] | 0 | 0 | 0 | 0 | 0 | 0 | 0 | [5 empty] | 0
FL Zone 2AssemblyNew |  | XXXXXXXX | Yes | Nonequipment | Ceiling Insulation(R2 to R38) | Blown-in insulation in ceiling cavity/attic | Code-Compliant Ceiling Insulation | Commercial | New | Assembly | FL Zone 2 | Space Heating |  |  | 0 | Square feet | [7 empty] | 0.59244 | 0.031181 | 0.56126 | 0.94737 |  | 20 |  |  |  | 0.56126 | [8 empty] | 0 | 0 | 0 | 0 | 0 | 0 | 0 | [5 empty] | 0
FL Zone 2College and UniversityNew |  | XXXXXXXX | Yes | Nonequipment | Ceiling Insulation(R2 to R38) | Blown-in insulation in ceiling cavity/attic | Code-Compliant Ceiling Insulation | Commercial | New | College and University | FL Zone 2 | Space Heating |  |  | 0 | Square feet | [7 empty] | 1.7285 | 0.99402 | 0.73445 | 0.42492 |  | 20 |  |  |  | 0.73445 | [8 empty] | 0 | 0 | 0 | 0 | 0 | 0 | 0 | [5 empty] | 0
FL Zone 2GroceryNew |  | XXXXXXXX | Yes | Nonequipment | Ceiling Insulation(R2 to R38) | Blown-in insulation in ceiling cavity/attic | Code-Compliant Ceiling Insulation | Commercial | New | Grocery | FL Zone 2 | Space Heating |  |  | 0 | Square feet | [7 empty] | 4.8505 | 4.116 | 0.73445 | 0.15142 |  | 20 |  |  |  | 0.73445 | [8 empty] | 0 | 0 | 0 | 0 | 0 | 0 | 0 | [5 empty] | 0
FL Zone 2HealthcareNew |  | XXXXXXXX | Yes | Nonequipment | Ceiling Insulation(R2 to R38) | Blown-in insulation in ceiling cavity/attic | Code-Compliant Ceiling Insulation | Commercial | New | Healthcare | FL Zone 2 | Space Heating |  |  | 0 | Square feet | [7 empty] | 2.3592 | 1.6247 | 0.73445 | 0.31132 |  | 20 |  |  |  | 0.73445 | [8 empty] | 0 | 0 | 0 | 0 | 0 | 0 | 0 | [5 empty] | 0
FL Zone 2HospitalsNew |  | XXXXXXXX | Yes | Nonequipment | Ceiling Insulation(R2 to R38) | Blown-in insulation in ceiling cavity/attic | Code-Compliant Ceiling Insulation | Commercial | New | Hospitals | FL Zone 2 | Space Heating |  |  | 0 | Square feet | [7 empty] | 12.716 | 11.9815 | 0.73445 | 0.057758 |  | 20 |  |  |  | 0.73445 | [8 empty] | 0 | 0 | 0 | 0 | 0 | 0 | 0 | [5 empty] | 0
FL Zone 2InstitutionalNew |  | XXXXXXXX | Yes | Nonequipment | Ceiling Insulation(R2 to R38) | Blown-in insulation in ceiling cavity/attic | Code-Compliant Ceiling Insulation | Commercial | New | Institutional | FL Zone 2 | Space Heating |  |  | 0 | Square feet | [7 empty] | 8.8017 | 8.0673 | 0.73445 | 0.083444 |  | 20 |  |  |  | 0.73445 | [8 empty] | 0 | 0 | 0 | 0 | 0 | 0 | 0 | [5 empty] | 0
FL Zone 2Lodging/HospitalityNew |  | XXXXXXXX | Yes | Nonequipment | Ceiling Insulation(R2 to R38) | Blown-in insulation in ceiling cavity/attic | Code-Compliant Ceiling Insulation | Commercial | New | Lodging/Hospitality | FL Zone 2 | Space Heating |  |  | 0 | Square feet | [7 empty] | 5.4316 | 4.6971 | 0.73445 | 0.13522 |  | 20 |  |  |  | 0.73445 | [8 empty] | 0 | 0 | 0 | 0 | 0 | 0 | 0 | [5 empty] | 0
FL Zone 2MiscellaneousNew |  | XXXXXXXX | Yes | Nonequipment | Ceiling Insulation(R2 to R38) | Blown-in insulation in ceiling cavity/attic | Code-Compliant Ceiling Insulation | Commercial | New | Miscellaneous | FL Zone 2 | Space Heating |  |  | 0 | Square feet | [7 empty] | 16.7729 | 16.0384 | 0.73445 | 0.043788 |  | 20 |  |  |  | 0.73445 | [8 empty] | 0 | 0 | 0 | 0 | 0 | 0 | 0 | [5 empty] | 0
FL Zone 2OfficesNew |  | XXXXXXXX | Yes | Nonequipment | Ceiling Insulation(R2 to R38) | Blown-in insulation in ceiling cavity/attic | Code-Compliant Ceiling Insulation | Commercial | New | Offices | FL Zone 2 | Space Heating |  |  | 0 | Square feet | [7 empty] | 9.1029 | 8.3685 | 0.73445 | 0.080683 |  | 20 |  |  |  | 0.73445 | [8 empty] | 0 | 0 | 0 | 0 | 0 | 0 | 0 | [5 empty] | 0
FL Zone 2RestaurantsNew |  | XXXXXXXX | Yes | Nonequipment | Ceiling Insulation(R2 to R38) | Blown-in insulation in ceiling cavity/attic | Code-Compliant Ceiling Insulation | Commercial | New | Restaurants | FL Zone 2 | Space Heating |  |  | 0 | Square feet | [7 empty] | 4.9042 | 4.1697 | 0.73445 | 0.14976 |  | 20 |  |  |  | 0.73445 | [8 empty] | 0 | 0 | 0 | 0 | 0 | 0 | 0 | [5 empty] | 0
FL Zone 2RetailNew |  | XXXXXXXX | Yes | Nonequipment | Ceiling Insulation(R2 to R38) | Blown-in insulation in ceiling cavity/attic | Code-Compliant Ceiling Insulation | Commercial | New | Retail | FL Zone 2 | Space Heating |  |  | 0 | Square feet | [7 empty] | 0.93572 | 0.20127 | 0.73445 | 0.78491 |  | 20 |  |  |  | 0.73445 | [8 empty] | 0 | 0 | 0 | 0 | 0 | 0 | 0 | [5 empty] | 0
FL Zone 2Schools K-12New |  | XXXXXXXX | Yes | Nonequipment | Ceiling Insulation(R2 to R38) | Blown-in insulation in ceiling cavity/attic | Code-Compliant Ceiling Insulation | Commercial | New | Schools K-12 | FL Zone 2 | Space Heating |  |  | 0 | Square feet | [7 empty] | 0.79861 | 0.064156 | 0.73445 | 0.91967 |  | 20 |  |  |  | 0.73445 | [8 empty] | 0 | 0 | 0 | 0 | 0 | 0 | 0 | [5 empty] | 0
FL Zone 2WarehouseNew |  | XXXXXXXX | Yes | Nonequipment | Ceiling Insulation(R2 to R38) | Blown-in insulation in ceiling cavity/attic | Code-Compliant Ceiling Insulation | Commercial | New | Warehouse | FL Zone 2 | Space Heating |  |  | 0 | Square feet | [7 empty] | 0.21938 | 0.011546 | 0.20783 | 0.94737 |  | 20 |  |  |  | 0.20783 | [8 empty] | 0 | 0 | 0 | 0 | 0 | 0 | 0 | [5 empty] | 0
FL Zone 2AssemblyExisting |  | XXXXXXXX | Yes | Nonequipment | Ceiling Insulation(R2 to R38) | Blown-in insulation in ceiling cavity/attic | Market Average Existing Ceiling Insulation in older steep slope, residential style commercial building | Commercial | Existing | Assembly | FL Zone 2 | Space Cooling |  |  | 0 | Square feet | [7 empty] | 3.1952 | 2.0914 | 1.1038 | 0.34547 |  | 20 |  |  |  | 1.1038 | [8 empty] | 0 | 0 | 0 | 0 | 0 | 0 | 0 | [5 empty] | 0
FL Zone 2College and UniversityExisting |  | XXXXXXXX | Yes | Nonequipment | Ceiling Insulation(R2 to R38) | Blown-in insulation in ceiling cavity/attic | Market Average Existing Ceiling Insulation in older steep slope, residential style commercial building | Commercial | Existing | College and University | FL Zone 2 | Space Cooling |  |  | 0 | Square feet | [7 empty] | 9.3222 | 8.2183 | 1.1038 | 0.11841 |  | 20 |  |  |  | 1.1038 | [8 empty] | 0 | 0 | 0 | 0 | 0 | 0 | 0 | [5 empty] | 0
FL Zone 2GroceryExisting |  | XXXXXXXX | Yes | Nonequipment | Ceiling Insulation(R2 to R38) | Blown-in insulation in ceiling cavity/attic | Market Average Existing Ceiling Insulation in older steep slope, residential style commercial building | Commercial | Existing | Grocery | FL Zone 2 | Space Cooling |  |  | 0 | Square feet | [7 empty] | 26.16 | 25.0562 | 1.1038 | 0.042196 |  | 20 |  |  |  | 1.1038 | [8 empty] | 0 | 0 | 0 | 0 | 0 | 0 | 0 | [5 empty] | 0
FL Zone 2HealthcareExisting |  | XXXXXXXX | Yes | Nonequipment | Ceiling Insulation(R2 to R38) | Blown-in insulation in ceiling cavity/attic | Market Average Existing Ceiling Insulation in older steep slope, residential style commercial building | Commercial | Existing | Healthcare | FL Zone 2 | Space Cooling |  |  | 0 | Square feet | [7 empty] | 12.7238 | 11.6199 | 1.1038 | 0.086754 |  | 20 |  |  |  | 1.1038 | [8 empty] | 0 | 0 | 0 | 0 | 0 | 0 | 0 | [5 empty] | 0
FL Zone 2HospitalsExisting |  | XXXXXXXX | Yes | Nonequipment | Ceiling Insulation(R2 to R38) | Blown-in insulation in ceiling cavity/attic | Market Average Existing Ceiling Insulation in older steep slope, residential style commercial building | Commercial | Existing | Hospitals | FL Zone 2 | Space Cooling |  |  | 0 | Square feet | [7 empty] | 68.5815 | 67.4776 | 1.1038 | 0.016095 |  | 20 |  |  |  | 1.1038 | [8 empty] | 0 | 0 | 0 | 0 | 0 | 0 | 0 | [5 empty] | 0
FL Zone 2InstitutionalExisting |  | XXXXXXXX | Yes | Nonequipment | Ceiling Insulation(R2 to R38) | Blown-in insulation in ceiling cavity/attic | Market Average Existing Ceiling Insulation in older steep slope, residential style commercial building | Commercial | Existing | Institutional | FL Zone 2 | Space Cooling |  |  | 0 | Square feet | [7 empty] | 47.4704 | 46.3666 | 1.1038 | 0.023253 |  | 20 |  |  |  | 1.1038 | [8 empty] | 0 | 0 | 0 | 0 | 0 | 0 | 0 | [5 empty] | 0
FL Zone 2Lodging/HospitalityExisting |  | XXXXXXXX | Yes | Nonequipment | Ceiling Insulation(R2 to R38) | Blown-in insulation in ceiling cavity/attic | Market Average Existing Ceiling Insulation in older steep slope, residential style commercial building | Commercial | Existing | Lodging/Hospitality | FL Zone 2 | Space Cooling |  |  | 0 | Square feet | [7 empty] | 29.2942 | 28.1903 | 1.1038 | 0.037681 |  | 20 |  |  |  | 1.1038 | [8 empty] | 0 | 0 | 0 | 0 | 0 | 0 | 0 | [5 empty] | 0
FL Zone 2MiscellaneousExisting |  | XXXXXXXX | Yes | Nonequipment | Ceiling Insulation(R2 to R38) | Blown-in insulation in ceiling cavity/attic | Market Average Existing Ceiling Insulation in older steep slope, residential style commercial building | Commercial | Existing | Miscellaneous | FL Zone 2 | Space Cooling |  |  | 0 | Square feet | [7 empty] | 90.4615 | 89.3577 | 1.1038 | 0.012202 |  | 20 |  |  |  | 1.1038 | [8 empty] | 0 | 0 | 0 | 0 | 0 | 0 | 0 | [5 empty] | 0
FL Zone 2OfficesExisting |  | XXXXXXXX | Yes | Nonequipment | Ceiling Insulation(R2 to R38) | Blown-in insulation in ceiling cavity/attic | Market Average Existing Ceiling Insulation in older steep slope, residential style commercial building | Commercial | Existing | Offices | FL Zone 2 | Space Cooling |  |  | 0 | Square feet | [7 empty] | 49.095 | 47.9911 | 1.1038 | 0.022484 |  | 20 |  |  |  | 1.1038 | [8 empty] | 0 | 0 | 0 | 0 | 0 | 0 | 0 | [5 empty] | 0
FL Zone 2RestaurantsExisting |  | XXXXXXXX | Yes | Nonequipment | Ceiling Insulation(R2 to R38) | Blown-in insulation in ceiling cavity/attic | Market Average Existing Ceiling Insulation in older steep slope, residential style commercial building | Commercial | Existing | Restaurants | FL Zone 2 | Space Cooling |  |  | 0 | Square feet | [7 empty] | 26.4498 | 25.346 | 1.1038 | 0.041734 |  | 20 |  |  |  | 1.1038 | [8 empty] | 0 | 0 | 0 | 0 | 0 | 0 | 0 | [5 empty] | 0
FL Zone 2RetailExisting |  | XXXXXXXX | Yes | Nonequipment | Ceiling Insulation(R2 to R38) | Blown-in insulation in ceiling cavity/attic | Market Average Existing Ceiling Insulation in older steep slope, residential style commercial building | Commercial | Existing | Retail | FL Zone 2 | Space Cooling |  |  | 0 | Square feet | [7 empty] | 5.0466 | 3.9428 | 1.1038 | 0.21873 |  | 20 |  |  |  | 1.1038 | [8 empty] | 0 | 0 | 0 | 0 | 0 | 0 | 0 | [5 empty] | 0
FL Zone 2Schools K-12Existing |  | XXXXXXXX | Yes | Nonequipment | Ceiling Insulation(R2 to R38) | Blown-in insulation in ceiling cavity/attic | Market Average Existing Ceiling Insulation in older steep slope, residential style commercial building | Commercial | Existing | Schools K-12 | FL Zone 2 | Space Cooling |  |  | 0 | Square feet | [7 empty] | 4.3072 | 3.2033 | 1.1038 | 0.25628 |  | 20 |  |  |  | 1.1038 | [8 empty] | 0 | 0 | 0 | 0 | 0 | 0 | 0 | [5 empty] | 0
FL Zone 2WarehouseExisting |  | XXXXXXXX | Yes | Nonequipment | Ceiling Insulation(R2 to R38) | Blown-in insulation in ceiling cavity/attic | Market Average Existing Ceiling Insulation in older steep slope, residential style commercial building | Commercial | Existing | Warehouse | FL Zone 2 | Space Cooling |  |  | 0 | Square feet | [7 empty] | 1.1832 | 0.079337 | 1.1038 | 0.93295 |  | 20 |  |  |  | 1.1038 | [8 empty] | 0 | 0 | 0 | 0 | 0 | 0 | 0 | [5 empty] | 0
FL Zone 2AssemblyNew |  | XXXXXXXX | Yes | Nonequipment | Ceiling Insulation(R2 to R38) | Blown-in insulation in ceiling cavity/attic | Code-Compliant Ceiling Insulation | Commercial | New | Assembly | FL Zone 2 | Space Cooling |  |  | 0 | Square feet | [7 empty] | 3.1952 | 2.0914 | 1.1038 | 0.34547 |  | 20 |  |  |  | 1.1038 | [8 empty] | 0 | 0 | 0 | 0 | 0 | 0 | 0 | [5 empty] | 0
FL Zone 2College and UniversityNew |  | XXXXXXXX | Yes | Nonequipment | Ceiling Insulation(R2 to R38) | Blown-in insulation in ceiling cavity/attic | Code-Compliant Ceiling Insulation | Commercial | New | College and University | FL Zone 2 | Space Cooling |  |  | 0 | Square feet | [7 empty] | 9.3222 | 8.2183 | 1.1038 | 0.11841 |  | 20 |  |  |  | 1.1038 | [8 empty] | 0 | 0 | 0 | 0 | 0 | 0 | 0 | [5 empty] | 0
FL Zone 2GroceryNew |  | XXXXXXXX | Yes | Nonequipment | Ceiling Insulation(R2 to R38) | Blown-in insulation in ceiling cavity/attic | Code-Compliant Ceiling Insulation | Commercial | New | Grocery | FL Zone 2 | Space Cooling |  |  | 0 | Square feet | [7 empty] | 26.16 | 25.0562 | 1.1038 | 0.042196 |  | 20 |  |  |  | 1.1038 | [8 empty] | 0 | 0 | 0 | 0 | 0 | 0 | 0 | [5 empty] | 0
FL Zone 2HealthcareNew |  | XXXXXXXX | Yes | Nonequipment | Ceiling Insulation(R2 to R38) | Blown-in insulation in ceiling cavity/attic | Code-Compliant Ceiling Insulation | Commercial | New | Healthcare | FL Zone 2 | Space Cooling |  |  | 0 | Square feet | [7 empty] | 12.7238 | 11.6199 | 1.1038 | 0.086754 |  | 20 |  |  |  | 1.1038 | [8 empty] | 0 | 0 | 0 | 0 | 0 | 0 | 0 | [5 empty] | 0
FL Zone 2HospitalsNew |  | XXXXXXXX | Yes | Nonequipment | Ceiling Insulation(R2 to R38) | Blown-in insulation in ceiling cavity/attic | Code-Compliant Ceiling Insulation | Commercial | New | Hospitals | FL Zone 2 | Space Cooling |  |  | 0 | Square feet | [7 empty] | 68.5815 | 67.4776 | 1.1038 | 0.016095 |  | 20 |  |  |  | 1.1038 | [8 empty] | 0 | 0 | 0 | 0 | 0 | 0 | 0 | [5 empty] | 0
FL Zone 2InstitutionalNew |  | XXXXXXXX | Yes | Nonequipment | Ceiling Insulation(R2 to R38) | Blown-in insulation in ceiling cavity/attic | Code-Compliant Ceiling Insulation | Commercial | New | Institutional | FL Zone 2 | Space Cooling |  |  | 0 | Square feet | [7 empty] | 47.4704 | 46.3666 | 1.1038 | 0.023253 |  | 20 |  |  |  | 1.1038 | [8 empty] | 0 | 0 | 0 | 0 | 0 | 0 | 0 | [5 empty] | 0
FL Zone 2Lodging/HospitalityNew |  | XXXXXXXX | Yes | Nonequipment | Ceiling Insulation(R2 to R38) | Blown-in insulation in ceiling cavity/attic | Code-Compliant Ceiling Insulation | Commercial | New | Lodging/Hospitality | FL Zone 2 | Space Cooling |  |  | 0 | Square feet | [7 empty] | 29.2942 | 28.1903 | 1.1038 | 0.037681 |  | 20 |  |  |  | 1.1038 | [8 empty] | 0 | 0 | 0 | 0 | 0 | 0 | 0 | [5 empty] | 0
FL Zone 2MiscellaneousNew |  | XXXXXXXX | Yes | Nonequipment | Ceiling Insulation(R2 to R38) | Blown-in insulation in ceiling cavity/attic | Code-Compliant Ceiling Insulation | Commercial | New | Miscellaneous | FL Zone 2 | Space Cooling |  |  | 0 | Square feet | [7 empty] | 90.4615 | 89.3577 | 1.1038 | 0.012202 |  | 20 |  |  |  | 1.1038 | [8 empty] | 0 | 0 | 0 | 0 | 0 | 0 | 0 | [5 empty] | 0
FL Zone 2OfficesNew |  | XXXXXXXX | Yes | Nonequipment | Ceiling Insulation(R2 to R38) | Blown-in insulation in ceiling cavity/attic | Code-Compliant Ceiling Insulation | Commercial | New | Offices | FL Zone 2 | Space Cooling |  |  | 0 | Square feet | [7 empty] | 49.095 | 47.9911 | 1.1038 | 0.022484 |  | 20 |  |  |  | 1.1038 | [8 empty] | 0 | 0 | 0 | 0 | 0 | 0 | 0 | [5 empty] | 0
FL Zone 2RestaurantsNew |  | XXXXXXXX | Yes | Nonequipment | Ceiling Insulation(R2 to R38) | Blown-in insulation in ceiling cavity/attic | Code-Compliant Ceiling Insulation | Commercial | New | Restaurants | FL Zone 2 | Space Cooling |  |  | 0 | Square feet | [7 empty] | 26.4498 | 25.346 | 1.1038 | 0.041734 |  | 20 |  |  |  | 1.1038 | [8 empty] | 0 | 0 | 0 | 0 | 0 | 0 | 0 | [5 empty] | 0
FL Zone 2RetailNew |  | XXXXXXXX | Yes | Nonequipment | Ceiling Insulation(R2 to R38) | Blown-in insulation in ceiling cavity/attic | Code-Compliant Ceiling Insulation | Commercial | New | Retail | FL Zone 2 | Space Cooling |  |  | 0 | Square feet | [7 empty] | 5.0466 | 3.9428 | 1.1038 | 0.21873 |  | 20 |  |  |  | 1.1038 | [8 empty] | 0 | 0 | 0 | 0 | 0 | 0 | 0 | [5 empty] | 0
FL Zone 2Schools K-12New |  | XXXXXXXX | Yes | Nonequipment | Ceiling Insulation(R2 to R38) | Blown-in insulation in ceiling cavity/attic | Code-Compliant Ceiling Insulation | Commercial | New | Schools K-12 | FL Zone 2 | Space Cooling |  |  | 0 | Square feet | [7 empty] | 4.3072 | 3.2033 | 1.1038 | 0.25628 |  | 20 |  |  |  | 1.1038 | [8 empty] | 0 | 0 | 0 | 0 | 0 | 0 | 0 | [5 empty] | 0
FL Zone 2WarehouseNew |  | XXXXXXXX | Yes | Nonequipment | Ceiling Insulation(R2 to R38) | Blown-in insulation in ceiling cavity/attic | Code-Compliant Ceiling Insulation | Commercial | New | Warehouse | FL Zone 2 | Space Cooling |  |  | 0 | Square feet | [7 empty] | 1.1832 | 0.079337 | 1.1038 | 0.93295 |  | 20 |  |  |  | 1.1038 | [8 empty] | 0 | 0 | 0 | 0 | 0 | 0 | 0 | [5 empty] | 0
FL Zone 2AssemblyExisting |  | XXXXXXXX | Yes | Nonequipment | Ceiling Insulation(R30 to R38) | Blown-in insulation in ceiling cavity/attic | Market Average Existing Ceiling Insulation in older steep slope, residential style commercial building | Commercial | Existing | Assembly | FL Zone 2 | Space Heating |  |  | 0 | Square feet | [7 empty] | 0.59244 | 0.58044 | 0.012006 | 0.020266 |  | 20 |  |  |  | 0.012006 | [8 empty] | 0 | 0 | 0 | 0 | 0 | 0 | 0 | [5 empty] | 0
FL Zone 2College and UniversityExisting |  | XXXXXXXX | Yes | Nonequipment | Ceiling Insulation(R30 to R38) | Blown-in insulation in ceiling cavity/attic | Market Average Existing Ceiling Insulation in older steep slope, residential style commercial building | Commercial | Existing | College and University | FL Zone 2 | Space Heating |  |  | 0 | Square feet | [7 empty] | 1.7285 | 1.7165 | 0.012006 | 0.0069463 |  | 20 |  |  |  | 0.012006 | [8 empty] | 0 | 0 | 0 | 0 | 0 | 0 | 0 | [5 empty] | 0
FL Zone 2GroceryExisting |  | XXXXXXXX | Yes | Nonequipment | Ceiling Insulation(R30 to R38) | Blown-in insulation in ceiling cavity/attic | Market Average Existing Ceiling Insulation in older steep slope, residential style commercial building | Commercial | Existing | Grocery | FL Zone 2 | Space Heating |  |  | 0 | Square feet | [7 empty] | 4.8505 | 4.8384 | 0.012006 | 0.0024753 |  | 20 |  |  |  | 0.012006 | [8 empty] | 0 | 0 | 0 | 0 | 0 | 0 | 0 | [5 empty] | 0
FL Zone 2HealthcareExisting |  | XXXXXXXX | Yes | Nonequipment | Ceiling Insulation(R30 to R38) | Blown-in insulation in ceiling cavity/attic | Market Average Existing Ceiling Insulation in older steep slope, residential style commercial building | Commercial | Existing | Healthcare | FL Zone 2 | Space Heating |  |  | 0 | Square feet | [7 empty] | 2.3592 | 2.3472 | 0.012006 | 0.0050892 |  | 20 |  |  |  | 0.012006 | [8 empty] | 0 | 0 | 0 | 0 | 0 | 0 | 0 | [5 empty] | 0
FL Zone 2HospitalsExisting |  | XXXXXXXX | Yes | Nonequipment | Ceiling Insulation(R30 to R38) | Blown-in insulation in ceiling cavity/attic | Market Average Existing Ceiling Insulation in older steep slope, residential style commercial building | Commercial | Existing | Hospitals | FL Zone 2 | Space Heating |  |  | 0 | Square feet | [7 empty] | 12.716 | 12.704 | 0.012006 | 0.00094419 |  | 20 |  |  |  | 0.012006 | [8 empty] | 0 | 0 | 0 | 0 | 0 | 0 | 0 | [5 empty] | 0
FL Zone 2InstitutionalExisting |  | XXXXXXXX | Yes | Nonequipment | Ceiling Insulation(R30 to R38) | Blown-in insulation in ceiling cavity/attic | Market Average Existing Ceiling Insulation in older steep slope, residential style commercial building | Commercial | Existing | Institutional | FL Zone 2 | Space Heating |  |  | 0 | Square feet | [7 empty] | 8.8017 | 8.7897 | 0.012006 | 0.0013641 |  | 20 |  |  |  | 0.012006 | [8 empty] | 0 | 0 | 0 | 0 | 0 | 0 | 0 | [5 empty] | 0
FL Zone 2Lodging/HospitalityExisting |  | XXXXXXXX | Yes | Nonequipment | Ceiling Insulation(R30 to R38) | Blown-in insulation in ceiling cavity/attic | Market Average Existing Ceiling Insulation in older steep slope, residential style commercial building | Commercial | Existing | Lodging/Hospitality | FL Zone 2 | Space Heating |  |  | 0 | Square feet | [7 empty] | 5.4316 | 5.4196 | 0.012006 | 0.0022105 |  | 20 |  |  |  | 0.012006 | [8 empty] | 0 | 0 | 0 | 0 | 0 | 0 | 0 | [5 empty] | 0
FL Zone 2MiscellaneousExisting |  | XXXXXXXX | Yes | Nonequipment | Ceiling Insulation(R30 to R38) | Blown-in insulation in ceiling cavity/attic | Market Average Existing Ceiling Insulation in older steep slope, residential style commercial building | Commercial | Existing | Miscellaneous | FL Zone 2 | Space Heating |  |  | 0 | Square feet | [7 empty] | 16.7729 | 16.7609 | 0.012006 | 0.00071582 |  | 20 |  |  |  | 0.012006 | [8 empty] | 0 | 0 | 0 | 0 | 0 | 0 | 0 | [5 empty] | 0
FL Zone 2OfficesExisting |  | XXXXXXXX | Yes | Nonequipment | Ceiling Insulation(R30 to R38) | Blown-in insulation in ceiling cavity/attic | Market Average Existing Ceiling Insulation in older steep slope, residential style commercial building | Commercial | Existing | Offices | FL Zone 2 | Space Heating |  |  | 0 | Square feet | [7 empty] | 9.1029 | 9.0909 | 0.012006 | 0.001319 |  | 20 |  |  |  | 0.012006 | [8 empty] | 0 | 0 | 0 | 0 | 0 | 0 | 0 | [5 empty] | 0
FL Zone 2RestaurantsExisting |  | XXXXXXXX | Yes | Nonequipment | Ceiling Insulation(R30 to R38) | Blown-in insulation in ceiling cavity/attic | Market Average Existing Ceiling Insulation in older steep slope, residential style commercial building | Commercial | Existing | Restaurants | FL Zone 2 | Space Heating |  |  | 0 | Square feet | [7 empty] | 4.9042 | 4.8922 | 0.012006 | 0.0024482 |  | 20 |  |  |  | 0.012006 | [8 empty] | 0 | 0 | 0 | 0 | 0 | 0 | 0 | [5 empty] | 0
FL Zone 2RetailExisting |  | XXXXXXXX | Yes | Nonequipment | Ceiling Insulation(R30 to R38) | Blown-in insulation in ceiling cavity/attic | Market Average Existing Ceiling Insulation in older steep slope, residential style commercial building | Commercial | Existing | Retail | FL Zone 2 | Space Heating |  |  | 0 | Square feet | [7 empty] | 0.93572 | 0.92371 | 0.012006 | 0.012831 |  | 20 |  |  |  | 0.012006 | [8 empty] | 0 | 0 | 0 | 0 | 0 | 0 | 0 | [5 empty] | 0
FL Zone 2Schools K-12Existing |  | XXXXXXXX | Yes | Nonequipment | Ceiling Insulation(R30 to R38) | Blown-in insulation in ceiling cavity/attic | Market Average Existing Ceiling Insulation in older steep slope, residential style commercial building | Commercial | Existing | Schools K-12 | FL Zone 2 | Space Heating |  |  | 0 | Square feet | [7 empty] | 0.79861 | 0.7866 | 0.012006 | 0.015034 |  | 20 |  |  |  | 0.012006 | [8 empty] | 0 | 0 | 0 | 0 | 0 | 0 | 0 | [5 empty] | 0
FL Zone 2WarehouseExisting |  | XXXXXXXX | Yes | Nonequipment | Ceiling Insulation(R30 to R38) | Blown-in insulation in ceiling cavity/attic | Market Average Existing Ceiling Insulation in older steep slope, residential style commercial building | Commercial | Existing | Warehouse | FL Zone 2 | Space Heating |  |  | 0 | Square feet | [7 empty] | 0.21938 | 0.20737 | 0.012006 | 0.054729 |  | 20 |  |  |  | 0.012006 | [8 empty] | 0 | 0 | 0 | 0 | 0 | 0 | 0 | [5 empty] | 0
FL Zone 2AssemblyNew |  | XXXXXXXX | Yes | Nonequipment | Ceiling Insulation(R30 to R38) | Blown-in insulation in ceiling cavity/attic | Code-Compliant Ceiling Insulation | Commercial | New | Assembly | FL Zone 2 | Space Heating |  |  | 0 | Square feet | [7 empty] | 0.59244 | 0.58156 | 0.010881 | 0.018366 |  | 20 |  |  |  | 0.010881 | [8 empty] | 0 | 0 | 0 | 0 | 0 | 0 | 0 | [5 empty] | 0
FL Zone 2College and UniversityNew |  | XXXXXXXX | Yes | Nonequipment | Ceiling Insulation(R30 to R38) | Blown-in insulation in ceiling cavity/attic | Code-Compliant Ceiling Insulation | Commercial | New | College and University | FL Zone 2 | Space Heating |  |  | 0 | Square feet | [7 empty] | 1.7285 | 1.7176 | 0.010881 | 0.006295 |  | 20 |  |  |  | 0.010881 | [8 empty] | 0 | 0 | 0 | 0 | 0 | 0 | 0 | [5 empty] | 0
FL Zone 2GroceryNew |  | XXXXXXXX | Yes | Nonequipment | Ceiling Insulation(R30 to R38) | Blown-in insulation in ceiling cavity/attic | Code-Compliant Ceiling Insulation | Commercial | New | Grocery | FL Zone 2 | Space Heating |  |  | 0 | Square feet | [7 empty] | 4.8505 | 4.8396 | 0.010881 | 0.0022433 |  | 20 |  |  |  | 0.010881 | [8 empty] | 0 | 0 | 0 | 0 | 0 | 0 | 0 | [5 empty] | 0
FL Zone 2HealthcareNew |  | XXXXXXXX | Yes | Nonequipment | Ceiling Insulation(R30 to R38) | Blown-in insulation in ceiling cavity/attic | Code-Compliant Ceiling Insulation | Commercial | New | Healthcare | FL Zone 2 | Space Heating |  |  | 0 | Square feet | [7 empty] | 2.3592 | 2.3483 | 0.010881 | 0.0046121 |  | 20 |  |  |  | 0.010881 | [8 empty] | 0 | 0 | 0 | 0 | 0 | 0 | 0 | [5 empty] | 0
FL Zone 2HospitalsNew |  | XXXXXXXX | Yes | Nonequipment | Ceiling Insulation(R30 to R38) | Blown-in insulation in ceiling cavity/attic | Code-Compliant Ceiling Insulation | Commercial | New | Hospitals | FL Zone 2 | Space Heating |  |  | 0 | Square feet | [7 empty] | 12.716 | 12.7051 | 0.010881 | 0.00085568 |  | 20 |  |  |  | 0.010881 | [8 empty] | 0 | 0 | 0 | 0 | 0 | 0 | 0 | [5 empty] | 0
FL Zone 2InstitutionalNew |  | XXXXXXXX | Yes | Nonequipment | Ceiling Insulation(R30 to R38) | Blown-in insulation in ceiling cavity/attic | Code-Compliant Ceiling Insulation | Commercial | New | Institutional | FL Zone 2 | Space Heating |  |  | 0 | Square feet | [7 empty] | 8.8017 | 8.7908 | 0.010881 | 0.0012362 |  | 20 |  |  |  | 0.010881 | [8 empty] | 0 | 0 | 0 | 0 | 0 | 0 | 0 | [5 empty] | 0
FL Zone 2Lodging/HospitalityNew |  | XXXXXXXX | Yes | Nonequipment | Ceiling Insulation(R30 to R38) | Blown-in insulation in ceiling cavity/attic | Code-Compliant Ceiling Insulation | Commercial | New | Lodging/Hospitality | FL Zone 2 | Space Heating |  |  | 0 | Square feet | [7 empty] | 5.4316 | 5.4207 | 0.010881 | 0.0020033 |  | 20 |  |  |  | 0.010881 | [8 empty] | 0 | 0 | 0 | 0 | 0 | 0 | 0 | [5 empty] | 0
FL Zone 2MiscellaneousNew |  | XXXXXXXX | Yes | Nonequipment | Ceiling Insulation(R30 to R38) | Blown-in insulation in ceiling cavity/attic | Code-Compliant Ceiling Insulation | Commercial | New | Miscellaneous | FL Zone 2 | Space Heating |  |  | 0 | Square feet | [7 empty] | 16.7729 | 16.762 | 0.010881 | 0.00064871 |  | 20 |  |  |  | 0.010881 | [8 empty] | 0 | 0 | 0 | 0 | 0 | 0 | 0 | [5 empty] | 0
FL Zone 2OfficesNew |  | XXXXXXXX | Yes | Nonequipment | Ceiling Insulation(R30 to R38) | Blown-in insulation in ceiling cavity/attic | Code-Compliant Ceiling Insulation | Commercial | New | Offices | FL Zone 2 | Space Heating |  |  | 0 | Square feet | [7 empty] | 9.1029 | 9.092 | 0.010881 | 0.0011953 |  | 20 |  |  |  | 0.010881 | [8 empty] | 0 | 0 | 0 | 0 | 0 | 0 | 0 | [5 empty] | 0
FL Zone 2RestaurantsNew |  | XXXXXXXX | Yes | Nonequipment | Ceiling Insulation(R30 to R38) | Blown-in insulation in ceiling cavity/attic | Code-Compliant Ceiling Insulation | Commercial | New | Restaurants | FL Zone 2 | Space Heating |  |  | 0 | Square feet | [7 empty] | 4.9042 | 4.8933 | 0.010881 | 0.0022187 |  | 20 |  |  |  | 0.010881 | [8 empty] | 0 | 0 | 0 | 0 | 0 | 0 | 0 | [5 empty] | 0
FL Zone 2RetailNew |  | XXXXXXXX | Yes | Nonequipment | Ceiling Insulation(R30 to R38) | Blown-in insulation in ceiling cavity/attic | Code-Compliant Ceiling Insulation | Commercial | New | Retail | FL Zone 2 | Space Heating |  |  | 0 | Square feet | [7 empty] | 0.93572 | 0.92484 | 0.010881 | 0.011628 |  | 20 |  |  |  | 0.010881 | [8 empty] | 0 | 0 | 0 | 0 | 0 | 0 | 0 | [5 empty] | 0
FL Zone 2Schools K-12New |  | XXXXXXXX | Yes | Nonequipment | Ceiling Insulation(R30 to R38) | Blown-in insulation in ceiling cavity/attic | Code-Compliant Ceiling Insulation | Commercial | New | Schools K-12 | FL Zone 2 | Space Heating |  |  | 0 | Square feet | [7 empty] | 0.79861 | 0.78773 | 0.010881 | 0.013625 |  | 20 |  |  |  | 0.010881 | [8 empty] | 0 | 0 | 0 | 0 | 0 | 0 | 0 | [5 empty] | 0
FL Zone 2WarehouseNew |  | XXXXXXXX | Yes | Nonequipment | Ceiling Insulation(R30 to R38) | Blown-in insulation in ceiling cavity/attic | Code-Compliant Ceiling Insulation | Commercial | New | Warehouse | FL Zone 2 | Space Heating |  |  | 0 | Square feet | [7 empty] | 0.21938 | 0.2085 | 0.010881 | 0.049598 |  | 20 |  |  |  | 0.010881 | [8 empty] | 0 | 0 | 0 | 0 | 0 | 0 | 0 | [5 empty] | 0
FL Zone 2AssemblyExisting |  | XXXXXXXX | Yes | Nonequipment | Ceiling Insulation(R30 to R38) | Blown-in insulation in ceiling cavity/attic | Market Average Existing Ceiling Insulation in older steep slope, residential style commercial building | Commercial | Existing | Assembly | FL Zone 2 | Space Cooling |  |  | 0 | Square feet | [7 empty] | 3.1952 | 3.1789 | 0.016353 | 0.005118 |  | 20 |  |  |  | 0.016353 | [8 empty] | 0 | 0 | 0 | 0 | 0 | 0 | 0 | [5 empty] | 0
FL Zone 2College and UniversityExisting |  | XXXXXXXX | Yes | Nonequipment | Ceiling Insulation(R30 to R38) | Blown-in insulation in ceiling cavity/attic | Market Average Existing Ceiling Insulation in older steep slope, residential style commercial building | Commercial | Existing | College and University | FL Zone 2 | Space Cooling |  |  | 0 | Square feet | [7 empty] | 9.3222 | 9.3058 | 0.016353 | 0.0017542 |  | 20 |  |  |  | 0.016353 | [8 empty] | 0 | 0 | 0 | 0 | 0 | 0 | 0 | [5 empty] | 0
FL Zone 2GroceryExisting |  | XXXXXXXX | Yes | Nonequipment | Ceiling Insulation(R30 to R38) | Blown-in insulation in ceiling cavity/attic | Market Average Existing Ceiling Insulation in older steep slope, residential style commercial building | Commercial | Existing | Grocery | FL Zone 2 | Space Cooling |  |  | 0 | Square feet | [7 empty] | 26.16 | 26.1437 | 0.016353 | 0.00062512 |  | 20 |  |  |  | 0.016353 | [8 empty] | 0 | 0 | 0 | 0 | 0 | 0 | 0 | [5 empty] | 0
FL Zone 2HealthcareExisting |  | XXXXXXXX | Yes | Nonequipment | Ceiling Insulation(R30 to R38) | Blown-in insulation in ceiling cavity/attic | Market Average Existing Ceiling Insulation in older steep slope, residential style commercial building | Commercial | Existing | Healthcare | FL Zone 2 | Space Cooling |  |  | 0 | Square feet | [7 empty] | 12.7238 | 12.7074 | 0.016353 | 0.0012853 |  | 20 |  |  |  | 0.016353 | [8 empty] | 0 | 0 | 0 | 0 | 0 | 0 | 0 | [5 empty] | 0
FL Zone 2HospitalsExisting |  | XXXXXXXX | Yes | Nonequipment | Ceiling Insulation(R30 to R38) | Blown-in insulation in ceiling cavity/attic | Market Average Existing Ceiling Insulation in older steep slope, residential style commercial building | Commercial | Existing | Hospitals | FL Zone 2 | Space Cooling |  |  | 0 | Square feet | [7 empty] | 68.5815 | 68.5651 | 0.016353 | 0.00023845 |  | 20 |  |  |  | 0.016353 | [8 empty] | 0 | 0 | 0 | 0 | 0 | 0 | 0 | [5 empty] | 0
FL Zone 2InstitutionalExisting |  | XXXXXXXX | Yes | Nonequipment | Ceiling Insulation(R30 to R38) | Blown-in insulation in ceiling cavity/attic | Market Average Existing Ceiling Insulation in older steep slope, residential style commercial building | Commercial | Existing | Institutional | FL Zone 2 | Space Cooling |  |  | 0 | Square feet | [7 empty] | 47.4704 | 47.4541 | 0.016353 | 0.00034449 |  | 20 |  |  |  | 0.016353 | [8 empty] | 0 | 0 | 0 | 0 | 0 | 0 | 0 | [5 empty] | 0
FL Zone 2Lodging/HospitalityExisting |  | XXXXXXXX | Yes | Nonequipment | Ceiling Insulation(R30 to R38) | Blown-in insulation in ceiling cavity/attic | Market Average Existing Ceiling Insulation in older steep slope, residential style commercial building | Commercial | Existing | Lodging/Hospitality | FL Zone 2 | Space Cooling |  |  | 0 | Square feet | [7 empty] | 29.2942 | 29.2778 | 0.016353 | 0.00055824 |  | 20 |  |  |  | 0.016353 | [8 empty] | 0 | 0 | 0 | 0 | 0 | 0 | 0 | [5 empty] | 0
FL Zone 2MiscellaneousExisting |  | XXXXXXXX | Yes | Nonequipment | Ceiling Insulation(R30 to R38) | Blown-in insulation in ceiling cavity/attic | Market Average Existing Ceiling Insulation in older steep slope, residential style commercial building | Commercial | Existing | Miscellaneous | FL Zone 2 | Space Cooling |  |  | 0 | Square feet | [7 empty] | 90.4615 | 90.4452 | 0.016353 | 0.00018078 |  | 20 |  |  |  | 0.016353 | [8 empty] | 0 | 0 | 0 | 0 | 0 | 0 | 0 | [5 empty] | 0
FL Zone 2OfficesExisting |  | XXXXXXXX | Yes | Nonequipment | Ceiling Insulation(R30 to R38) | Blown-in insulation in ceiling cavity/attic | Market Average Existing Ceiling Insulation in older steep slope, residential style commercial building | Commercial | Existing | Offices | FL Zone 2 | Space Cooling |  |  | 0 | Square feet | [7 empty] | 49.095 | 49.0786 | 0.016353 | 0.00033309 |  | 20 |  |  |  | 0.016353 | [8 empty] | 0 | 0 | 0 | 0 | 0 | 0 | 0 | [5 empty] | 0
FL Zone 2RestaurantsExisting |  | XXXXXXXX | Yes | Nonequipment | Ceiling Insulation(R30 to R38) | Blown-in insulation in ceiling cavity/attic | Market Average Existing Ceiling Insulation in older steep slope, residential style commercial building | Commercial | Existing | Restaurants | FL Zone 2 | Space Cooling |  |  | 0 | Square feet | [7 empty] | 26.4498 | 26.4334 | 0.016353 | 0.00061827 |  | 20 |  |  |  | 0.016353 | [8 empty] | 0 | 0 | 0 | 0 | 0 | 0 | 0 | [5 empty] | 0
FL Zone 2RetailExisting |  | XXXXXXXX | Yes | Nonequipment | Ceiling Insulation(R30 to R38) | Blown-in insulation in ceiling cavity/attic | Market Average Existing Ceiling Insulation in older steep slope, residential style commercial building | Commercial | Existing | Retail | FL Zone 2 | Space Cooling |  |  | 0 | Square feet | [7 empty] | 5.0466 | 5.0303 | 0.016353 | 0.0032404 |  | 20 |  |  |  | 0.016353 | [8 empty] | 0 | 0 | 0 | 0 | 0 | 0 | 0 | [5 empty] | 0
FL Zone 2Schools K-12Existing |  | XXXXXXXX | Yes | Nonequipment | Ceiling Insulation(R30 to R38) | Blown-in insulation in ceiling cavity/attic | Market Average Existing Ceiling Insulation in older steep slope, residential style commercial building | Commercial | Existing | Schools K-12 | FL Zone 2 | Space Cooling |  |  | 0 | Square feet | [7 empty] | 4.3072 | 4.2908 | 0.016353 | 0.0037968 |  | 20 |  |  |  | 0.016353 | [8 empty] | 0 | 0 | 0 | 0 | 0 | 0 | 0 | [5 empty] | 0
FL Zone 2WarehouseExisting |  | XXXXXXXX | Yes | Nonequipment | Ceiling Insulation(R30 to R38) | Blown-in insulation in ceiling cavity/attic | Market Average Existing Ceiling Insulation in older steep slope, residential style commercial building | Commercial | Existing | Warehouse | FL Zone 2 | Space Cooling |  |  | 0 | Square feet | [7 empty] | 1.1832 | 1.1668 | 0.016353 | 0.013821 |  | 20 |  |  |  | 0.016353 | [8 empty] | 0 | 0 | 0 | 0 | 0 | 0 | 0 | [5 empty] | 0
FL Zone 2AssemblyNew |  | XXXXXXXX | Yes | Nonequipment | Ceiling Insulation(R30 to R38) | Blown-in insulation in ceiling cavity/attic | Code-Compliant Ceiling Insulation | Commercial | New | Assembly | FL Zone 2 | Space Cooling |  |  | 0 | Square feet | [7 empty] | 3.1952 | 3.1789 | 0.016353 | 0.005118 |  | 20 |  |  |  | 0.016353 | [8 empty] | 0 | 0 | 0 | 0 | 0 | 0 | 0 | [5 empty] | 0
FL Zone 2College and UniversityNew |  | XXXXXXXX | Yes | Nonequipment | Ceiling Insulation(R30 to R38) | Blown-in insulation in ceiling cavity/attic | Code-Compliant Ceiling Insulation | Commercial | New | College and University | FL Zone 2 | Space Cooling |  |  | 0 | Square feet | [7 empty] | 9.3222 | 9.3058 | 0.016353 | 0.0017542 |  | 20 |  |  |  | 0.016353 | [8 empty] | 0 | 0 | 0 | 0 | 0 | 0 | 0 | [5 empty] | 0
FL Zone 2GroceryNew |  | XXXXXXXX | Yes | Nonequipment | Ceiling Insulation(R30 to R38) | Blown-in insulation in ceiling cavity/attic | Code-Compliant Ceiling Insulation | Commercial | New | Grocery | FL Zone 2 | Space Cooling |  |  | 0 | Square feet | [7 empty] | 26.16 | 26.1437 | 0.016353 | 0.00062512 |  | 20 |  |  |  | 0.016353 | [8 empty] | 0 | 0 | 0 | 0 | 0 | 0 | 0 | [5 empty] | 0
FL Zone 2HealthcareNew |  | XXXXXXXX | Yes | Nonequipment | Ceiling Insulation(R30 to R38) | Blown-in insulation in ceiling cavity/attic | Code-Compliant Ceiling Insulation | Commercial | New | Healthcare | FL Zone 2 | Space Cooling |  |  | 0 | Square feet | [7 empty] | 12.7238 | 12.7074 | 0.016353 | 0.0012853 |  | 20 |  |  |  | 0.016353 | [8 empty] | 0 | 0 | 0 | 0 | 0 | 0 | 0 | [5 empty] | 0
FL Zone 2HospitalsNew |  | XXXXXXXX | Yes | Nonequipment | Ceiling Insulation(R30 to R38) | Blown-in insulation in ceiling cavity/attic | Code-Compliant Ceiling Insulation | Commercial | New | Hospitals | FL Zone 2 | Space Cooling |  |  | 0 | Square feet | [7 empty] | 68.5815 | 68.5651 | 0.016353 | 0.00023845 |  | 20 |  |  |  | 0.016353 | [8 empty] | 0 | 0 | 0 | 0 | 0 | 0 | 0 | [5 empty] | 0
FL Zone 2InstitutionalNew |  | XXXXXXXX | Yes | Nonequipment | Ceiling Insulation(R30 to R38) | Blown-in insulation in ceiling cavity/attic | Code-Compliant Ceiling Insulation | Commercial | New | Institutional | FL Zone 2 | Space Cooling |  |  | 0 | Square feet | [7 empty] | 47.4704 | 47.4541 | 0.016353 | 0.00034449 |  | 20 |  |  |  | 0.016353 | [8 empty] | 0 | 0 | 0 | 0 | 0 | 0 | 0 | [5 empty] | 0
FL Zone 2Lodging/HospitalityNew |  | XXXXXXXX | Yes | Nonequipment | Ceiling Insulation(R30 to R38) | Blown-in insulation in ceiling cavity/attic | Code-Compliant Ceiling Insulation | Commercial | New | Lodging/Hospitality | FL Zone 2 | Space Cooling |  |  | 0 | Square feet | [7 empty] | 29.2942 | 29.2778 | 0.016353 | 0.00055824 |  | 20 |  |  |  | 0.016353 | [8 empty] | 0 | 0 | 0 | 0 | 0 | 0 | 0 | [5 empty] | 0
FL Zone 2MiscellaneousNew |  | XXXXXXXX | Yes | Nonequipment | Ceiling Insulation(R30 to R38) | Blown-in insulation in ceiling cavity/attic | Code-Compliant Ceiling Insulation | Commercial | New | Miscellaneous | FL Zone 2 | Space Cooling |  |  | 0 | Square feet | [7 empty] | 90.4615 | 90.4452 | 0.016353 | 0.00018078 |  | 20 |  |  |  | 0.016353 | [8 empty] | 0 | 0 | 0 | 0 | 0 | 0 | 0 | [5 empty] | 0
FL Zone 2OfficesNew |  | XXXXXXXX | Yes | Nonequipment | Ceiling Insulation(R30 to R38) | Blown-in insulation in ceiling cavity/attic | Code-Compliant Ceiling Insulation | Commercial | New | Offices | FL Zone 2 | Space Cooling |  |  | 0 | Square feet | [7 empty] | 49.095 | 49.0786 | 0.016353 | 0.00033309 |  | 20 |  |  |  | 0.016353 | [8 empty] | 0 | 0 | 0 | 0 | 0 | 0 | 0 | [5 empty] | 0
FL Zone 2RestaurantsNew |  | XXXXXXXX | Yes | Nonequipment | Ceiling Insulation(R30 to R38) | Blown-in insulation in ceiling cavity/attic | Code-Compliant Ceiling Insulation | Commercial | New | Restaurants | FL Zone 2 | Space Cooling |  |  | 0 | Square feet | [7 empty] | 26.4498 | 26.4334 | 0.016353 | 0.00061827 |  | 20 |  |  |  | 0.016353 | [8 empty] | 0 | 0 | 0 | 0 | 0 | 0 | 0 | [5 empty] | 0
FL Zone 2RetailNew |  | XXXXXXXX | Yes | Nonequipment | Ceiling Insulation(R30 to R38) | Blown-in insulation in ceiling cavity/attic | Code-Compliant Ceiling Insulation | Commercial | New | Retail | FL Zone 2 | Space Cooling |  |  | 0 | Square feet | [7 empty] | 5.0466 | 5.0303 | 0.016353 | 0.0032404 |  | 20 |  |  |  | 0.016353 | [8 empty] | 0 | 0 | 0 | 0 | 0 | 0 | 0 | [5 empty] | 0
FL Zone 2Schools K-12New |  | XXXXXXXX | Yes | Nonequipment | Ceiling Insulation(R30 to R38) | Blown-in insulation in ceiling cavity/attic | Code-Compliant Ceiling Insulation | Commercial | New | Schools K-12 | FL Zone 2 | Space Cooling |  |  | 0 | Square feet | [7 empty] | 4.3072 | 4.2908 | 0.016353 | 0.0037968 |  | 20 |  |  |  | 0.016353 | [8 empty] | 0 | 0 | 0 | 0 | 0 | 0 | 0 | [5 empty] | 0
FL Zone 2WarehouseNew |  | XXXXXXXX | Yes | Nonequipment | Ceiling Insulation(R30 to R38) | Blown-in insulation in ceiling cavity/attic | Code-Compliant Ceiling Insulation | Commercial | New | Warehouse | FL Zone 2 | Space Cooling |  |  | 0 | Square feet | [7 empty] | 1.1832 | 1.1668 | 0.016353 | 0.013821 |  | 20 |  |  |  | 0.016353 | [8 empty] | 0 | 0 | 0 | 0 | 0 | 0 | 0 | [5 empty] | 0
FL Zone 2AssemblyTurnover |  | XXXXXXXX | Yes | Equipment | CFL - 15W Flood | CFL (assume 15W) replacing EISA-2020 compliant baseline lamp (65w flood) | EISA-2020 compliant baseline lamp (65W flood) | Commercial | Turnover | Assembly | FL Zone 2 | Exterior Lighting | Spot lighting/Security/Flood |  | 0 | Per Lamp | [7 empty] | 261.17 | 60.27 | 200.9 | 0.76923 |  | 7.8 |  |  |  | 200.9 | [8 empty] | 0 | 0 | 0 | 0 | 0 | 0 | 0 | [5 empty] | 0
FL Zone 2College and UniversityTurnover |  | XXXXXXXX | Yes | Equipment | CFL - 15W Flood | CFL (assume 15W) replacing EISA-2020 compliant baseline lamp (65w flood) | EISA-2020 compliant baseline lamp (65W flood) | Commercial | Turnover | College and University | FL Zone 2 | Exterior Lighting | Spot lighting/Security/Flood |  | 0 | Per Lamp | [7 empty] | 261.17 | 60.27 | 200.9 | 0.76923 |  | 7.8 |  |  |  | 200.9 | [8 empty] | 0 | 0 | 0 | 0 | 0 | 0 | 0 | [5 empty] | 0
FL Zone 2GroceryTurnover |  | XXXXXXXX | Yes | Equipment | CFL - 15W Flood | CFL (assume 15W) replacing EISA-2020 compliant baseline lamp (65w flood) | EISA-2020 compliant baseline lamp (65W flood) | Commercial | Turnover | Grocery | FL Zone 2 | Exterior Lighting | Spot lighting/Security/Flood |  | 0 | Per Lamp | [7 empty] | 261.17 | 60.27 | 200.9 | 0.76923 |  | 7.8 |  |  |  | 200.9 | [8 empty] | 0 | 0 | 0 | 0 | 0 | 0 | 0 | [5 empty] | 0
FL Zone 2HealthcareTurnover |  | XXXXXXXX | Yes | Equipment | CFL - 15W Flood | CFL (assume 15W) replacing EISA-2020 compliant baseline lamp (65w flood) | EISA-2020 compliant baseline lamp (65W flood) | Commercial | Turnover | Healthcare | FL Zone 2 | Exterior Lighting | Spot lighting/Security/Flood |  | 0 | Per Lamp | [7 empty] | 261.17 | 60.27 | 200.9 | 0.76923 |  | 7.8 |  |  |  | 200.9 | [8 empty] | 0 | 0 | 0 | 0 | 0 | 0 | 0 | [5 empty] | 0
FL Zone 2HospitalsTurnover |  | XXXXXXXX | Yes | Equipment | CFL - 15W Flood | CFL (assume 15W) replacing EISA-2020 compliant baseline lamp (65w flood) | EISA-2020 compliant baseline lamp (65W flood) | Commercial | Turnover | Hospitals | FL Zone 2 | Exterior Lighting | Spot lighting/Security/Flood |  | 0 | Per Lamp | [7 empty] | 261.17 | 60.27 | 200.9 | 0.76923 |  | 7.8 |  |  |  | 200.9 | [8 empty] | 0 | 0 | 0 | 0 | 0 | 0 | 0 | [5 empty] | 0
FL Zone 2InstitutionalTurnover |  | XXXXXXXX | Yes | Equipment | CFL - 15W Flood | CFL (assume 15W) replacing EISA-2020 compliant baseline lamp (65w flood) | EISA-2020 compliant baseline lamp (65W flood) | Commercial | Turnover | Institutional | FL Zone 2 | Exterior Lighting | Spot lighting/Security/Flood |  | 0 | Per Lamp | [7 empty] | 261.17 | 60.27 | 200.9 | 0.76923 |  | 7.8 |  |  |  | 200.9 | [8 empty] | 0 | 0 | 0 | 0 | 0 | 0 | 0 | [5 empty] | 0
FL Zone 2Lodging/HospitalityTurnover |  | XXXXXXXX | Yes | Equipment | CFL - 15W Flood | CFL (assume 15W) replacing EISA-2020 compliant baseline lamp (65w flood) | EISA-2020 compliant baseline lamp (65W flood) | Commercial | Turnover | Lodging/Hospitality | FL Zone 2 | Exterior Lighting | Spot lighting/Security/Flood |  | 0 | Per Lamp | [7 empty] | 261.17 | 60.27 | 200.9 | 0.76923 |  | 7.8 |  |  |  | 200.9 | [8 empty] | 0 | 0 | 0 | 0 | 0 | 0 | 0 | [5 empty] | 0
FL Zone 2MiscellaneousTurnover |  | XXXXXXXX | Yes | Equipment | CFL - 15W Flood | CFL (assume 15W) replacing EISA-2020 compliant baseline lamp (65w flood) | EISA-2020 compliant baseline lamp (65W flood) | Commercial | Turnover | Miscellaneous | FL Zone 2 | Exterior Lighting | Spot lighting/Security/Flood |  | 0 | Per Lamp | [7 empty] | 261.17 | 60.27 | 200.9 | 0.76923 |  | 7.8 |  |  |  | 200.9 | [8 empty] | 0 | 0 | 0 | 0 | 0 | 0 | 0 | [5 empty] | 0
FL Zone 2OfficesTurnover |  | XXXXXXXX | Yes | Equipment | CFL - 15W Flood | CFL (assume 15W) replacing EISA-2020 compliant baseline lamp (65w flood) | EISA-2020 compliant baseline lamp (65W flood) | Commercial | Turnover | Offices | FL Zone 2 | Exterior Lighting | Spot lighting/Security/Flood |  | 0 | Per Lamp | [7 empty] | 261.17 | 60.27 | 200.9 | 0.76923 |  | 7.8 |  |  |  | 200.9 | [8 empty] | 0 | 0 | 0 | 0 | 0 | 0 | 0 | [5 empty] | 0
FL Zone 2RestaurantsTurnover |  | XXXXXXXX | Yes | Equipment | CFL - 15W Flood | CFL (assume 15W) replacing EISA-2020 compliant baseline lamp (65w flood) | EISA-2020 compliant baseline lamp (65W flood) | Commercial | Turnover | Restaurants | FL Zone 2 | Exterior Lighting | Spot lighting/Security/Flood |  | 0 | Per Lamp | [7 empty] | 261.17 | 60.27 | 200.9 | 0.76923 |  | 7.8 |  |  |  | 200.9 | [8 empty] | 0 | 0 | 0 | 0 | 0 | 0 | 0 | [5 empty] | 0
FL Zone 2RetailTurnover |  | XXXXXXXX | Yes | Equipment | CFL - 15W Flood | CFL (assume 15W) replacing EISA-2020 compliant baseline lamp (65w flood) | EISA-2020 compliant baseline lamp (65W flood) | Commercial | Turnover | Retail | FL Zone 2 | Exterior Lighting | Spot lighting/Security/Flood |  | 0 | Per Lamp | [7 empty] | 261.17 | 60.27 | 200.9 | 0.76923 |  | 7.8 |  |  |  | 200.9 | [8 empty] | 0 | 0 | 0 | 0 | 0 | 0 | 0 | [5 empty] | 0
FL Zone 2Schools K-12Turnover |  | XXXXXXXX | Yes | Equipment | CFL - 15W Flood | CFL (assume 15W) replacing EISA-2020 compliant baseline lamp (65w flood) | EISA-2020 compliant baseline lamp (65W flood) | Commercial | Turnover | Schools K-12 | FL Zone 2 | Exterior Lighting | Spot lighting/Security/Flood |  | 0 | Per Lamp | [7 empty] | 261.17 | 60.27 | 200.9 | 0.76923 |  | 7.8 |  |  |  | 200.9 | [8 empty] | 0 | 0 | 0 | 0 | 0 | 0 | 0 | [5 empty] | 0
FL Zone 2WarehouseTurnover |  | XXXXXXXX | Yes | Equipment | CFL - 15W Flood | CFL (assume 15W) replacing EISA-2020 compliant baseline lamp (65w flood) | EISA-2020 compliant baseline lamp (65W flood) | Commercial | Turnover | Warehouse | FL Zone 2 | Exterior Lighting | Spot lighting/Security/Flood |  | 0 | Per Lamp | [7 empty] | 261.17 | 60.27 | 200.9 | 0.76923 |  | 7.8 |  |  |  | 200.9 | [8 empty] | 0 | 0 | 0 | 0 | 0 | 0 | 0 | [5 empty] | 0
FL Zone 2AssemblyNew |  | XXXXXXXX | Yes | Equipment | CFL - 15W Flood | CFL (assume 15W) replacing EISA-2020 compliant baseline lamp (65w flood) | EISA-2020 compliant baseline lamp (65W flood) | Commercial | New | Assembly | FL Zone 2 | Exterior Lighting | Spot lighting/Security/Flood |  | 0 | Per Lamp | [7 empty] | 261.17 | 60.27 | 200.9 | 0.76923 |  | 7.8 |  |  |  | 200.9 | [8 empty] | 0 | 0 | 0 | 0 | 0 | 0 | 0 | [5 empty] | 0
FL Zone 2College and UniversityNew |  | XXXXXXXX | Yes | Equipment | CFL - 15W Flood | CFL (assume 15W) replacing EISA-2020 compliant baseline lamp (65w flood) | EISA-2020 compliant baseline lamp (65W flood) | Commercial | New | College and University | FL Zone 2 | Exterior Lighting | Spot lighting/Security/Flood |  | 0 | Per Lamp | [7 empty] | 261.17 | 60.27 | 200.9 | 0.76923 |  | 7.8 |  |  |  | 200.9 | [8 empty] | 0 | 0 | 0 | 0 | 0 | 0 | 0 | [5 empty] | 0
FL Zone 2GroceryNew |  | XXXXXXXX | Yes | Equipment | CFL - 15W Flood | CFL (assume 15W) replacing EISA-2020 compliant baseline lamp (65w flood) | EISA-2020 compliant baseline lamp (65W flood) | Commercial | New | Grocery | FL Zone 2 | Exterior Lighting | Spot lighting/Security/Flood |  | 0 | Per Lamp | [7 empty] | 261.17 | 60.27 | 200.9 | 0.76923 |  | 7.8 |  |  |  | 200.9 | [8 empty] | 0 | 0 | 0 | 0 | 0 | 0 | 0 | [5 empty] | 0
FL Zone 2HealthcareNew |  | XXXXXXXX | Yes | Equipment | CFL - 15W Flood | CFL (assume 15W) replacing EISA-2020 compliant baseline lamp (65w flood) | EISA-2020 compliant baseline lamp (65W flood) | Commercial | New | Healthcare | FL Zone 2 | Exterior Lighting | Spot lighting/Security/Flood |  | 0 | Per Lamp | [7 empty] | 261.17 | 60.27 | 200.9 | 0.76923 |  | 7.8 |  |  |  | 200.9 | [8 empty] | 0 | 0 | 0 | 0 | 0 | 0 | 0 | [5 empty] | 0
FL Zone 2HospitalsNew |  | XXXXXXXX | Yes | Equipment | CFL - 15W Flood | CFL (assume 15W) replacing EISA-2020 compliant baseline lamp (65w flood) | EISA-2020 compliant baseline lamp (65W flood) | Commercial | New | Hospitals | FL Zone 2 | Exterior Lighting | Spot lighting/Security/Flood |  | 0 | Per Lamp | [7 empty] | 261.17 | 60.27 | 200.9 | 0.76923 |  | 7.8 |  |  |  | 200.9 | [8 empty] | 0 | 0 | 0 | 0 | 0 | 0 | 0 | [5 empty] | 0
FL Zone 2InstitutionalNew |  | XXXXXXXX | Yes | Equipment | CFL - 15W Flood | CFL (assume 15W) replacing EISA-2020 compliant baseline lamp (65w flood) | EISA-2020 compliant baseline lamp (65W flood) | Commercial | New | Institutional | FL Zone 2 | Exterior Lighting | Spot lighting/Security/Flood |  | 0 | Per Lamp | [7 empty] | 261.17 | 60.27 | 200.9 | 0.76923 |  | 7.8 |  |  |  | 200.9 | [8 empty] | 0 | 0 | 0 | 0 | 0 | 0 | 0 | [5 empty] | 0
FL Zone 2Lodging/HospitalityNew |  | XXXXXXXX | Yes | Equipment | CFL - 15W Flood | CFL (assume 15W) replacing EISA-2020 compliant baseline lamp (65w flood) | EISA-2020 compliant baseline lamp (65W flood) | Commercial | New | Lodging/Hospitality | FL Zone 2 | Exterior Lighting | Spot lighting/Security/Flood |  | 0 | Per Lamp | [7 empty] | 261.17 | 60.27 | 200.9 | 0.76923 |  | 7.8 |  |  |  | 200.9 | [8 empty] | 0 | 0 | 0 | 0 | 0 | 0 | 0 | [5 empty] | 0
FL Zone 2MiscellaneousNew |  | XXXXXXXX | Yes | Equipment | CFL - 15W Flood | CFL (assume 15W) replacing EISA-2020 compliant baseline lamp (65w flood) | EISA-2020 compliant baseline lamp (65W flood) | Commercial | New | Miscellaneous | FL Zone 2 | Exterior Lighting | Spot lighting/Security/Flood |  | 0 | Per Lamp | [7 empty] | 261.17 | 60.27 | 200.9 | 0.76923 |  | 7.8 |  |  |  | 200.9 | [8 empty] | 0 | 0 | 0 | 0 | 0 | 0 | 0 | [5 empty] | 0
FL Zone 2OfficesNew |  | XXXXXXXX | Yes | Equipment | CFL - 15W Flood | CFL (assume 15W) replacing EISA-2020 compliant baseline lamp (65w flood) | EISA-2020 compliant baseline lamp (65W flood) | Commercial | New | Offices | FL Zone 2 | Exterior Lighting | Spot lighting/Security/Flood |  | 0 | Per Lamp | [7 empty] | 261.17 | 60.27 | 200.9 | 0.76923 |  | 7.8 |  |  |  | 200.9 | [8 empty] | 0 | 0 | 0 | 0 | 0 | 0 | 0 | [5 empty] | 0
FL Zone 2RestaurantsNew |  | XXXXXXXX | Yes | Equipment | CFL - 15W Flood | CFL (assume 15W) replacing EISA-2020 compliant baseline lamp (65w flood) | EISA-2020 compliant baseline lamp (65W flood) | Commercial | New | Restaurants | FL Zone 2 | Exterior Lighting | Spot lighting/Security/Flood |  | 0 | Per Lamp | [7 empty] | 261.17 | 60.27 | 200.9 | 0.76923 |  | 7.8 |  |  |  | 200.9 | [8 empty] | 0 | 0 | 0 | 0 | 0 | 0 | 0 | [5 empty] | 0
FL Zone 2RetailNew |  | XXXXXXXX | Yes | Equipment | CFL - 15W Flood | CFL (assume 15W) replacing EISA-2020 compliant baseline lamp (65w flood) | EISA-2020 compliant baseline lamp (65W flood) | Commercial | New | Retail | FL Zone 2 | Exterior Lighting | Spot lighting/Security/Flood |  | 0 | Per Lamp | [7 empty] | 261.17 | 60.27 | 200.9 | 0.76923 |  | 7.8 |  |  |  | 200.9 | [8 empty] | 0 | 0 | 0 | 0 | 0 | 0 | 0 | [5 empty] | 0
FL Zone 2Schools K-12New |  | XXXXXXXX | Yes | Equipment | CFL - 15W Flood | CFL (assume 15W) replacing EISA-2020 compliant baseline lamp (65w flood) | EISA-2020 compliant baseline lamp (65W flood) | Commercial | New | Schools K-12 | FL Zone 2 | Exterior Lighting | Spot lighting/Security/Flood |  | 0 | Per Lamp | [7 empty] | 261.17 | 60.27 | 200.9 | 0.76923 |  | 7.8 |  |  |  | 200.9 | [8 empty] | 0 | 0 | 0 | 0 | 0 | 0 | 0 | [5 empty] | 0
FL Zone 2WarehouseNew |  | XXXXXXXX | Yes | Equipment | CFL - 15W Flood | CFL (assume 15W) replacing EISA-2020 compliant baseline lamp (65w flood) | EISA-2020 compliant baseline lamp (65W flood) | Commercial | New | Warehouse | FL Zone 2 | Exterior Lighting | Spot lighting/Security/Flood |  | 0 | Per Lamp | [7 empty] | 261.17 | 60.27 | 200.9 | 0.76923 |  | 7.8 |  |  |  | 200.9 | [8 empty] | 0 | 0 | 0 | 0 | 0 | 0 | 0 | [5 empty] | 0
FL Zone 2AssemblyTurnover |  | XXXXXXXX | Yes | Equipment | CFL-23W | CFL (assume 23W) replacing EISA-2020 compliant baseline lamp (100w equivalent) | EISA-2020 compliant baseline lamp (100W equivalent) | Commercial | Turnover | Assembly | FL Zone 2 | Interior Lighting | Spot lighting |  | 0 | Per Lamp | [7 empty] | 86.28 | 66.148 | 20.132 | 0.23333 |  | 7.8 |  |  |  | 20.132 | [8 empty] | 0 | 0 | 0 | 0 | 0 | 0 | 0 | [5 empty] | 0
FL Zone 2College and UniversityTurnover |  | XXXXXXXX | Yes | Equipment | CFL-23W | CFL (assume 23W) replacing EISA-2020 compliant baseline lamp (100w equivalent) | EISA-2020 compliant baseline lamp (100W equivalent) | Commercial | Turnover | College and University | FL Zone 2 | Interior Lighting | Spot lighting |  | 0 | Per Lamp | [7 empty] | 132.24 | 101.384 | 30.856 | 0.23333 |  | 7.8 |  |  |  | 30.856 | [8 empty] | 0 | 0 | 0 | 0 | 0 | 0 | 0 | [5 empty] | 0
FL Zone 2GroceryTurnover |  | XXXXXXXX | Yes | Equipment | CFL-23W | CFL (assume 23W) replacing EISA-2020 compliant baseline lamp (100w equivalent) | EISA-2020 compliant baseline lamp (100W equivalent) | Commercial | Turnover | Grocery | FL Zone 2 | Interior Lighting | Spot lighting |  | 0 | Per Lamp | [7 empty] | 166.32 | 127.512 | 38.808 | 0.23333 |  | 7.8 |  |  |  | 38.808 | [8 empty] | 0 | 0 | 0 | 0 | 0 | 0 | 0 | [5 empty] | 0
FL Zone 2HealthcareTurnover |  | XXXXXXXX | Yes | Equipment | CFL-23W | CFL (assume 23W) replacing EISA-2020 compliant baseline lamp (100w equivalent) | EISA-2020 compliant baseline lamp (100W equivalent) | Commercial | Turnover | Healthcare | FL Zone 2 | Interior Lighting | Spot lighting |  | 0 | Per Lamp | [7 empty] | 150.84 | 115.644 | 35.196 | 0.23333 |  | 7.8 |  |  |  | 35.196 | [8 empty] | 0 | 0 | 0 | 0 | 0 | 0 | 0 | [5 empty] | 0
FL Zone 2HospitalsTurnover |  | XXXXXXXX | Yes | Equipment | CFL-23W | CFL (assume 23W) replacing EISA-2020 compliant baseline lamp (100w equivalent) | EISA-2020 compliant baseline lamp (100W equivalent) | Commercial | Turnover | Hospitals | FL Zone 2 | Interior Lighting | Spot lighting |  | 0 | Per Lamp | [7 empty] | 204.06 | 156.446 | 47.614 | 0.23333 |  | 7.8 |  |  |  | 47.614 | [8 empty] | 0 | 0 | 0 | 0 | 0 | 0 | 0 | [5 empty] | 0
FL Zone 2InstitutionalTurnover |  | XXXXXXXX | Yes | Equipment | CFL-23W | CFL (assume 23W) replacing EISA-2020 compliant baseline lamp (100w equivalent) | EISA-2020 compliant baseline lamp (100W equivalent) | Commercial | Turnover | Institutional | FL Zone 2 | Interior Lighting | Spot lighting |  | 0 | Per Lamp | [7 empty] | 98.97 | 75.877 | 23.093 | 0.23333 |  | 7.8 |  |  |  | 23.093 | [8 empty] | 0 | 0 | 0 | 0 | 0 | 0 | 0 | [5 empty] | 0
FL Zone 2Lodging/HospitalityTurnover |  | XXXXXXXX | Yes | Equipment | CFL-23W | CFL (assume 23W) replacing EISA-2020 compliant baseline lamp (100w equivalent) | EISA-2020 compliant baseline lamp (100W equivalent) | Commercial | Turnover | Lodging/Hospitality | FL Zone 2 | Interior Lighting | Spot lighting |  | 0 | Per Lamp | [7 empty] | 112.62 | 86.342 | 26.278 | 0.23333 |  | 7.8 |  |  |  | 26.278 | [8 empty] | 0 | 0 | 0 | 0 | 0 | 0 | 0 | [5 empty] | 0
FL Zone 2MiscellaneousTurnover |  | XXXXXXXX | Yes | Equipment | CFL-23W | CFL (assume 23W) replacing EISA-2020 compliant baseline lamp (100w equivalent) | EISA-2020 compliant baseline lamp (100W equivalent) | Commercial | Turnover | Miscellaneous | FL Zone 2 | Interior Lighting | Spot lighting |  | 0 | Per Lamp | [7 empty] | 132.24 | 101.384 | 30.856 | 0.23333 |  | 7.8 |  |  |  | 30.856 | [8 empty] | 0 | 0 | 0 | 0 | 0 | 0 | 0 | [5 empty] | 0
FL Zone 2OfficesTurnover |  | XXXXXXXX | Yes | Equipment | CFL-23W | CFL (assume 23W) replacing EISA-2020 compliant baseline lamp (100w equivalent) | EISA-2020 compliant baseline lamp (100W equivalent) | Commercial | Turnover | Offices | FL Zone 2 | Interior Lighting | Spot lighting |  | 0 | Per Lamp | [7 empty] | 97.59 | 74.819 | 22.771 | 0.23333 |  | 7.8 |  |  |  | 22.771 | [8 empty] | 0 | 0 | 0 | 0 | 0 | 0 | 0 | [5 empty] | 0
FL Zone 2RestaurantsTurnover |  | XXXXXXXX | Yes | Equipment | CFL-23W | CFL (assume 23W) replacing EISA-2020 compliant baseline lamp (100w equivalent) | EISA-2020 compliant baseline lamp (100W equivalent) | Commercial | Turnover | Restaurants | FL Zone 2 | Interior Lighting | Spot lighting |  | 0 | Per Lamp | [7 empty] | 100.71 | 77.211 | 23.499 | 0.23333 |  | 7.8 |  |  |  | 23.499 | [8 empty] | 0 | 0 | 0 | 0 | 0 | 0 | 0 | [5 empty] | 0
FL Zone 2RetailTurnover |  | XXXXXXXX | Yes | Equipment | CFL-23W | CFL (assume 23W) replacing EISA-2020 compliant baseline lamp (100w equivalent) | EISA-2020 compliant baseline lamp (100W equivalent) | Commercial | Turnover | Retail | FL Zone 2 | Interior Lighting | Spot lighting |  | 0 | Per Lamp | [7 empty] | 149.52 | 114.632 | 34.888 | 0.23333 |  | 7.8 |  |  |  | 34.888 | [8 empty] | 0 | 0 | 0 | 0 | 0 | 0 | 0 | [5 empty] | 0
FL Zone 2Schools K-12Turnover |  | XXXXXXXX | Yes | Equipment | CFL-23W | CFL (assume 23W) replacing EISA-2020 compliant baseline lamp (100w equivalent) | EISA-2020 compliant baseline lamp (100W equivalent) | Commercial | Turnover | Schools K-12 | FL Zone 2 | Interior Lighting | Spot lighting |  | 0 | Per Lamp | [7 empty] | 71.37 | 54.717 | 16.653 | 0.23333 |  | 7.8 |  |  |  | 16.653 | [8 empty] | 0 | 0 | 0 | 0 | 0 | 0 | 0 | [5 empty] | 0
FL Zone 2WarehouseTurnover |  | XXXXXXXX | Yes | Equipment | CFL-23W | CFL (assume 23W) replacing EISA-2020 compliant baseline lamp (100w equivalent) | EISA-2020 compliant baseline lamp (100W equivalent) | Commercial | Turnover | Warehouse | FL Zone 2 | Interior Lighting | Spot lighting |  | 0 | Per Lamp | [7 empty] | 114.72 | 87.952 | 26.768 | 0.23333 |  | 7.8 |  |  |  | 26.768 | [8 empty] | 0 | 0 | 0 | 0 | 0 | 0 | 0 | [5 empty] | 0
FL Zone 2AssemblyNew |  | XXXXXXXX | Yes | Equipment | CFL-23W | CFL (assume 23W) replacing EISA-2020 compliant baseline lamp (100w equivalent) | EISA-2020 compliant baseline lamp (100W equivalent) | Commercial | New | Assembly | FL Zone 2 | Interior Lighting | Spot lighting |  | 0 | Per Lamp | [7 empty] | 86.28 | 66.148 | 20.132 | 0.23333 |  | 7.8 |  |  |  | 20.132 | [8 empty] | 0 | 0 | 0 | 0 | 0 | 0 | 0 | [5 empty] | 0
FL Zone 2College and UniversityNew |  | XXXXXXXX | Yes | Equipment | CFL-23W | CFL (assume 23W) replacing EISA-2020 compliant baseline lamp (100w equivalent) | EISA-2020 compliant baseline lamp (100W equivalent) | Commercial | New | College and University | FL Zone 2 | Interior Lighting | Spot lighting |  | 0 | Per Lamp | [7 empty] | 132.24 | 101.384 | 30.856 | 0.23333 |  | 7.8 |  |  |  | 30.856 | [8 empty] | 0 | 0 | 0 | 0 | 0 | 0 | 0 | [5 empty] | 0
FL Zone 2GroceryNew |  | XXXXXXXX | Yes | Equipment | CFL-23W | CFL (assume 23W) replacing EISA-2020 compliant baseline lamp (100w equivalent) | EISA-2020 compliant baseline lamp (100W equivalent) | Commercial | New | Grocery | FL Zone 2 | Interior Lighting | Spot lighting |  | 0 | Per Lamp | [7 empty] | 166.32 | 127.512 | 38.808 | 0.23333 |  | 7.8 |  |  |  | 38.808 | [8 empty] | 0 | 0 | 0 | 0 | 0 | 0 | 0 | [5 empty] | 0
FL Zone 2HealthcareNew |  | XXXXXXXX | Yes | Equipment | CFL-23W | CFL (assume 23W) replacing EISA-2020 compliant baseline lamp (100w equivalent) | EISA-2020 compliant baseline lamp (100W equivalent) | Commercial | New | Healthcare | FL Zone 2 | Interior Lighting | Spot lighting |  | 0 | Per Lamp | [7 empty] | 150.84 | 115.644 | 35.196 | 0.23333 |  | 7.8 |  |  |  | 35.196 | [8 empty] | 0 | 0 | 0 | 0 | 0 | 0 | 0 | [5 empty] | 0
FL Zone 2HospitalsNew |  | XXXXXXXX | Yes | Equipment | CFL-23W | CFL (assume 23W) replacing EISA-2020 compliant baseline lamp (100w equivalent) | EISA-2020 compliant baseline lamp (100W equivalent) | Commercial | New | Hospitals | FL Zone 2 | Interior Lighting | Spot lighting |  | 0 | Per Lamp | [7 empty] | 204.06 | 156.446 | 47.614 | 0.23333 |  | 7.8 |  |  |  | 47.614 | [8 empty] | 0 | 0 | 0 | 0 | 0 | 0 | 0 | [5 empty] | 0
FL Zone 2InstitutionalNew |  | XXXXXXXX | Yes | Equipment | CFL-23W | CFL (assume 23W) replacing EISA-2020 compliant baseline lamp (100w equivalent) | EISA-2020 compliant baseline lamp (100W equivalent) | Commercial | New | Institutional | FL Zone 2 | Interior Lighting | Spot lighting |  | 0 | Per Lamp | [7 empty] | 98.97 | 75.877 | 23.093 | 0.23333 |  | 7.8 |  |  |  | 23.093 | [8 empty] | 0 | 0 | 0 | 0 | 0 | 0 | 0 | [5 empty] | 0
FL Zone 2Lodging/HospitalityNew |  | XXXXXXXX | Yes | Equipment | CFL-23W | CFL (assume 23W) replacing EISA-2020 compliant baseline lamp (100w equivalent) | EISA-2020 compliant baseline lamp (100W equivalent) | Commercial | New | Lodging/Hospitality | FL Zone 2 | Interior Lighting | Spot lighting |  | 0 | Per Lamp | [7 empty] | 112.62 | 86.342 | 26.278 | 0.23333 |  | 7.8 |  |  |  | 26.278 | [8 empty] | 0 | 0 | 0 | 0 | 0 | 0 | 0 | [5 empty] | 0
FL Zone 2MiscellaneousNew |  | XXXXXXXX | Yes | Equipment | CFL-23W | CFL (assume 23W) replacing EISA-2020 compliant baseline lamp (100w equivalent) | EISA-2020 compliant baseline lamp (100W equivalent) | Commercial | New | Miscellaneous | FL Zone 2 | Interior Lighting | Spot lighting |  | 0 | Per Lamp | [7 empty] | 132.24 | 101.384 | 30.856 | 0.23333 |  | 7.8 |  |  |  | 30.856 | [8 empty] | 0 | 0 | 0 | 0 | 0 | 0 | 0 | [5 empty] | 0
FL Zone 2OfficesNew |  | XXXXXXXX | Yes | Equipment | CFL-23W | CFL (assume 23W) replacing EISA-2020 compliant baseline lamp (100w equivalent) | EISA-2020 compliant baseline lamp (100W equivalent) | Commercial | New | Offices | FL Zone 2 | Interior Lighting | Spot lighting |  | 0 | Per Lamp | [7 empty] | 97.59 | 74.819 | 22.771 | 0.23333 |  | 7.8 |  |  |  | 22.771 | [8 empty] | 0 | 0 | 0 | 0 | 0 | 0 | 0 | [5 empty] | 0
FL Zone 2RestaurantsNew |  | XXXXXXXX | Yes | Equipment | CFL-23W | CFL (assume 23W) replacing EISA-2020 compliant baseline lamp (100w equivalent) | EISA-2020 compliant baseline lamp (100W equivalent) | Commercial | New | Restaurants | FL Zone 2 | Interior Lighting | Spot lighting |  | 0 | Per Lamp | [7 empty] | 100.71 | 77.211 | 23.499 | 0.23333 |  | 7.8 |  |  |  | 23.499 | [8 empty] | 0 | 0 | 0 | 0 | 0 | 0 | 0 | [5 empty] | 0
FL Zone 2RetailNew |  | XXXXXXXX | Yes | Equipment | CFL-23W | CFL (assume 23W) replacing EISA-2020 compliant baseline lamp (100w equivalent) | EISA-2020 compliant baseline lamp (100W equivalent) | Commercial | New | Retail | FL Zone 2 | Interior Lighting | Spot lighting |  | 0 | Per Lamp | [7 empty] | 149.52 | 114.632 | 34.888 | 0.23333 |  | 7.8 |  |  |  | 34.888 | [8 empty] | 0 | 0 | 0 | 0 | 0 | 0 | 0 | [5 empty] | 0
FL Zone 2Schools K-12New |  | XXXXXXXX | Yes | Equipment | CFL-23W | CFL (assume 23W) replacing EISA-2020 compliant baseline lamp (100w equivalent) | EISA-2020 compliant baseline lamp (100W equivalent) | Commercial | New | Schools K-12 | FL Zone 2 | Interior Lighting | Spot lighting |  | 0 | Per Lamp | [7 empty] | 71.37 | 54.717 | 16.653 | 0.23333 |  | 7.8 |  |  |  | 16.653 | [8 empty] | 0 | 0 | 0 | 0 | 0 | 0 | 0 | [5 empty] | 0
FL Zone 2WarehouseNew |  | XXXXXXXX | Yes | Equipment | CFL-23W | CFL (assume 23W) replacing EISA-2020 compliant baseline lamp (100w equivalent) | EISA-2020 compliant baseline lamp (100W equivalent) | Commercial | New | Warehouse | FL Zone 2 | Interior Lighting | Spot lighting |  | 0 | Per Lamp | [7 empty] | 114.72 | 87.952 | 26.768 | 0.23333 |  | 7.8 |  |  |  | 26.768 | [8 empty] | 0 | 0 | 0 | 0 | 0 | 0 | 0 | [5 empty] | 0
FL Zone 2AssemblyExisting |  | XXXXXXXX | Yes | Nonequipment | Chilled Water Controls Optimization | Deploy an algorithm package on the chiller to totalize the available power inputs and calculate the cooling load, and accordingly apply small set-point adjustments to the plant control system | Standard chilled water controls | Commercial | Existing | Assembly | FL Zone 2 | Space Cooling |  |  | 0 | Per End Use Consumption | [7 empty] | 14598.092 | 12773.3305 | 1824.7615 | 0.125 |  | 10 |  |  |  | 1824.7615 | [8 empty] | 0 | 0 | 0 | 0 | 0 | 0 | 0 | [5 empty] | 0
FL Zone 2College and UniversityExisting |  | XXXXXXXX | Yes | Nonequipment | Chilled Water Controls Optimization | Deploy an algorithm package on the chiller to totalize the available power inputs and calculate the cooling load, and accordingly apply small set-point adjustments to the plant control system | Standard chilled water controls | Commercial | Existing | College and University | FL Zone 2 | Space Cooling |  |  | 0 | Per End Use Consumption | [7 empty] | 46726.6934 | 40885.8568 | 5840.8367 | 0.125 |  | 10 |  |  |  | 5840.8367 | [8 empty] | 0 | 0 | 0 | 0 | 0 | 0 | 0 | [5 empty] | 0
FL Zone 2GroceryExisting |  | XXXXXXXX | Yes | Nonequipment | Chilled Water Controls Optimization | Deploy an algorithm package on the chiller to totalize the available power inputs and calculate the cooling load, and accordingly apply small set-point adjustments to the plant control system | Standard chilled water controls | Commercial | Existing | Grocery | FL Zone 2 | Space Cooling |  |  | 0 | Per End Use Consumption | [7 empty] | 0 | 0 | 0 |  |  | 10 |  |  |  | 0 | [8 empty] | 0 | 0 | 0 | 0 | 0 | 0 | 0 | [5 empty] | 0
FL Zone 2HealthcareExisting |  | XXXXXXXX | Yes | Nonequipment | Chilled Water Controls Optimization | Deploy an algorithm package on the chiller to totalize the available power inputs and calculate the cooling load, and accordingly apply small set-point adjustments to the plant control system | Standard chilled water controls | Commercial | Existing | Healthcare | FL Zone 2 | Space Cooling |  |  | 0 | Per End Use Consumption | [7 empty] | 22284.1836 | 19498.6607 | 2785.523 | 0.125 |  | 10 |  |  |  | 2785.523 | [8 empty] | 0 | 0 | 0 | 0 | 0 | 0 | 0 | [5 empty] | 0
FL Zone 2HospitalsExisting |  | XXXXXXXX | Yes | Nonequipment | Chilled Water Controls Optimization | Deploy an algorithm package on the chiller to totalize the available power inputs and calculate the cooling load, and accordingly apply small set-point adjustments to the plant control system | Standard chilled water controls | Commercial | Existing | Hospitals | FL Zone 2 | Space Cooling |  |  | 0 | Per End Use Consumption | [7 empty] | 129416.4863 | 113239.4255 | 16177.0608 | 0.125 |  | 10 |  |  |  | 16177.0608 | [8 empty] | 0 | 0 | 0 | 0 | 0 | 0 | 0 | [5 empty] | 0
FL Zone 2InstitutionalExisting |  | XXXXXXXX | Yes | Nonequipment | Chilled Water Controls Optimization | Deploy an algorithm package on the chiller to totalize the available power inputs and calculate the cooling load, and accordingly apply small set-point adjustments to the plant control system | Standard chilled water controls | Commercial | Existing | Institutional | FL Zone 2 | Space Cooling |  |  | 0 | Per End Use Consumption | [7 empty] | 7885.4269 | 6899.7485 | 985.6784 | 0.125 |  | 10 |  |  |  | 985.6784 | [8 empty] | 0 | 0 | 0 | 0 | 0 | 0 | 0 | [5 empty] | 0
FL Zone 2Lodging/HospitalityExisting |  | XXXXXXXX | Yes | Nonequipment | Chilled Water Controls Optimization | Deploy an algorithm package on the chiller to totalize the available power inputs and calculate the cooling load, and accordingly apply small set-point adjustments to the plant control system | Standard chilled water controls | Commercial | Existing | Lodging/Hospitality | FL Zone 2 | Space Cooling |  |  | 0 | Per End Use Consumption | [7 empty] | 60654.6359 | 53072.8064 | 7581.8295 | 0.125 |  | 10 |  |  |  | 7581.8295 | [8 empty] | 0 | 0 | 0 | 0 | 0 | 0 | 0 | [5 empty] | 0
FL Zone 2MiscellaneousExisting |  | XXXXXXXX | Yes | Nonequipment | Chilled Water Controls Optimization | Deploy an algorithm package on the chiller to totalize the available power inputs and calculate the cooling load, and accordingly apply small set-point adjustments to the plant control system | Standard chilled water controls | Commercial | Existing | Miscellaneous | FL Zone 2 | Space Cooling |  |  | 0 | Per End Use Consumption | [7 empty] | 18782.1391 | 16434.3717 | 2347.7674 | 0.125 |  | 10 |  |  |  | 2347.7674 | [8 empty] | 0 | 0 | 0 | 0 | 0 | 0 | 0 | [5 empty] | 0
FL Zone 2OfficesExisting |  | XXXXXXXX | Yes | Nonequipment | Chilled Water Controls Optimization | Deploy an algorithm package on the chiller to totalize the available power inputs and calculate the cooling load, and accordingly apply small set-point adjustments to the plant control system | Standard chilled water controls | Commercial | Existing | Offices | FL Zone 2 | Space Cooling |  |  | 0 | Per End Use Consumption | [7 empty] | 19237.9947 | 16833.2454 | 2404.7493 | 0.125 |  | 10 |  |  |  | 2404.7493 | [8 empty] | 0 | 0 | 0 | 0 | 0 | 0 | 0 | [5 empty] | 0
FL Zone 2RestaurantsExisting |  | XXXXXXXX | Yes | Nonequipment | Chilled Water Controls Optimization | Deploy an algorithm package on the chiller to totalize the available power inputs and calculate the cooling load, and accordingly apply small set-point adjustments to the plant control system | Standard chilled water controls | Commercial | Existing | Restaurants | FL Zone 2 | Space Cooling |  |  | 0 | Per End Use Consumption | [7 empty] | 23656.2807 | 20699.2456 | 2957.0351 | 0.125 |  | 10 |  |  |  | 2957.0351 | [8 empty] | 0 | 0 | 0 | 0 | 0 | 0 | 0 | [5 empty] | 0
FL Zone 2RetailExisting |  | XXXXXXXX | Yes | Nonequipment | Chilled Water Controls Optimization | Deploy an algorithm package on the chiller to totalize the available power inputs and calculate the cooling load, and accordingly apply small set-point adjustments to the plant control system | Standard chilled water controls | Commercial | Existing | Retail | FL Zone 2 | Space Cooling |  |  | 0 | Per End Use Consumption | [7 empty] | 17311.0582 | 15147.1759 | 2163.8823 | 0.125 |  | 10 |  |  |  | 2163.8823 | [8 empty] | 0 | 0 | 0 | 0 | 0 | 0 | 0 | [5 empty] | 0
FL Zone 2Schools K-12Existing |  | XXXXXXXX | Yes | Nonequipment | Chilled Water Controls Optimization | Deploy an algorithm package on the chiller to totalize the available power inputs and calculate the cooling load, and accordingly apply small set-point adjustments to the plant control system | Standard chilled water controls | Commercial | Existing | Schools K-12 | FL Zone 2 | Space Cooling |  |  | 0 | Per End Use Consumption | [7 empty] | 13280.1597 | 11620.1397 | 1660.02 | 0.125 |  | 10 |  |  |  | 1660.02 | [8 empty] | 0 | 0 | 0 | 0 | 0 | 0 | 0 | [5 empty] | 0
FL Zone 2WarehouseExisting |  | XXXXXXXX | Yes | Nonequipment | Chilled Water Controls Optimization | Deploy an algorithm package on the chiller to totalize the available power inputs and calculate the cooling load, and accordingly apply small set-point adjustments to the plant control system | Standard chilled water controls | Commercial | Existing | Warehouse | FL Zone 2 | Space Cooling |  |  | 0 | Per End Use Consumption | [7 empty] | 5130.2915 | 4489.005 | 641.2864 | 0.125 |  | 10 |  |  |  | 641.2864 | [8 empty] | 0 | 0 | 0 | 0 | 0 | 0 | 0 | [5 empty] | 0
FL Zone 2AssemblyNew |  | XXXXXXXX | Yes | Nonequipment | Chilled Water Controls Optimization | Deploy an algorithm package on the chiller to totalize the available power inputs and calculate the cooling load, and accordingly apply small set-point adjustments to the plant control system | Standard chilled water controls | Commercial | New | Assembly | FL Zone 2 | Space Cooling |  |  | 0 | Per End Use Consumption | [7 empty] | 14598.092 | 12773.3305 | 1824.7615 | 0.125 |  | 10 |  |  |  | 1824.7615 | [8 empty] | 0 | 0 | 0 | 0 | 0 | 0 | 0 | [5 empty] | 0
FL Zone 2College and UniversityNew |  | XXXXXXXX | Yes | Nonequipment | Chilled Water Controls Optimization | Deploy an algorithm package on the chiller to totalize the available power inputs and calculate the cooling load, and accordingly apply small set-point adjustments to the plant control system | Standard chilled water controls | Commercial | New | College and University | FL Zone 2 | Space Cooling |  |  | 0 | Per End Use Consumption | [7 empty] | 46726.6934 | 40885.8568 | 5840.8367 | 0.125 |  | 10 |  |  |  | 5840.8367 | [8 empty] | 0 | 0 | 0 | 0 | 0 | 0 | 0 | [5 empty] | 0
FL Zone 2GroceryNew |  | XXXXXXXX | Yes | Nonequipment | Chilled Water Controls Optimization | Deploy an algorithm package on the chiller to totalize the available power inputs and calculate the cooling load, and accordingly apply small set-point adjustments to the plant control system | Standard chilled water controls | Commercial | New | Grocery | FL Zone 2 | Space Cooling |  |  | 0 | Per End Use Consumption | [7 empty] | 0 | 0 | 0 |  |  | 10 |  |  |  | 0 | [8 empty] | 0 | 0 | 0 | 0 | 0 | 0 | 0 | [5 empty] | 0
FL Zone 2HealthcareNew |  | XXXXXXXX | Yes | Nonequipment | Chilled Water Controls Optimization | Deploy an algorithm package on the chiller to totalize the available power inputs and calculate the cooling load, and accordingly apply small set-point adjustments to the plant control system | Standard chilled water controls | Commercial | New | Healthcare | FL Zone 2 | Space Cooling |  |  | 0 | Per End Use Consumption | [7 empty] | 22284.1836 | 19498.6607 | 2785.523 | 0.125 |  | 10 |  |  |  | 2785.523 | [8 empty] | 0 | 0 | 0 | 0 | 0 | 0 | 0 | [5 empty] | 0
FL Zone 2HospitalsNew |  | XXXXXXXX | Yes | Nonequipment | Chilled Water Controls Optimization | Deploy an algorithm package on the chiller to totalize the available power inputs and calculate the cooling load, and accordingly apply small set-point adjustments to the plant control system | Standard chilled water controls | Commercial | New | Hospitals | FL Zone 2 | Space Cooling |  |  | 0 | Per End Use Consumption | [7 empty] | 129416.4863 | 113239.4255 | 16177.0608 | 0.125 |  | 10 |  |  |  | 16177.0608 | [8 empty] | 0 | 0 | 0 | 0 | 0 | 0 | 0 | [5 empty] | 0
FL Zone 2InstitutionalNew |  | XXXXXXXX | Yes | Nonequipment | Chilled Water Controls Optimization | Deploy an algorithm package on the chiller to totalize the available power inputs and calculate the cooling load, and accordingly apply small set-point adjustments to the plant control system | Standard chilled water controls | Commercial | New | Institutional | FL Zone 2 | Space Cooling |  |  | 0 | Per End Use Consumption | [7 empty] | 7885.4269 | 6899.7485 | 985.6784 | 0.125 |  | 10 |  |  |  | 985.6784 | [8 empty] | 0 | 0 | 0 | 0 | 0 | 0 | 0 | [5 empty] | 0
FL Zone 2Lodging/HospitalityNew |  | XXXXXXXX | Yes | Nonequipment | Chilled Water Controls Optimization | Deploy an algorithm package on the chiller to totalize the available power inputs and calculate the cooling load, and accordingly apply small set-point adjustments to the plant control system | Standard chilled water controls | Commercial | New | Lodging/Hospitality | FL Zone 2 | Space Cooling |  |  | 0 | Per End Use Consumption | [7 empty] | 60654.6359 | 53072.8064 | 7581.8295 | 0.125 |  | 10 |  |  |  | 7581.8295 | [8 empty] | 0 | 0 | 0 | 0 | 0 | 0 | 0 | [5 empty] | 0
FL Zone 2MiscellaneousNew |  | XXXXXXXX | Yes | Nonequipment | Chilled Water Controls Optimization | Deploy an algorithm package on the chiller to totalize the available power inputs and calculate the cooling load, and accordingly apply small set-point adjustments to the plant control system | Standard chilled water controls | Commercial | New | Miscellaneous | FL Zone 2 | Space Cooling |  |  | 0 | Per End Use Consumption | [7 empty] | 18782.1391 | 16434.3717 | 2347.7674 | 0.125 |  | 10 |  |  |  | 2347.7674 | [8 empty] | 0 | 0 | 0 | 0 | 0 | 0 | 0 | [5 empty] | 0
FL Zone 2OfficesNew |  | XXXXXXXX | Yes | Nonequipment | Chilled Water Controls Optimization | Deploy an algorithm package on the chiller to totalize the available power inputs and calculate the cooling load, and accordingly apply small set-point adjustments to the plant control system | Standard chilled water controls | Commercial | New | Offices | FL Zone 2 | Space Cooling |  |  | 0 | Per End Use Consumption | [7 empty] | 19237.9947 | 16833.2454 | 2404.7493 | 0.125 |  | 10 |  |  |  | 2404.7493 | [8 empty] | 0 | 0 | 0 | 0 | 0 | 0 | 0 | [5 empty] | 0
FL Zone 2RestaurantsNew |  | XXXXXXXX | Yes | Nonequipment | Chilled Water Controls Optimization | Deploy an algorithm package on the chiller to totalize the available power inputs and calculate the cooling load, and accordingly apply small set-point adjustments to the plant control system | Standard chilled water controls | Commercial | New | Restaurants | FL Zone 2 | Space Cooling |  |  | 0 | Per End Use Consumption | [7 empty] | 23656.2807 | 20699.2456 | 2957.0351 | 0.125 |  | 10 |  |  |  | 2957.0351 | [8 empty] | 0 | 0 | 0 | 0 | 0 | 0 | 0 | [5 empty] | 0
FL Zone 2RetailNew |  | XXXXXXXX | Yes | Nonequipment | Chilled Water Controls Optimization | Deploy an algorithm package on the chiller to totalize the available power inputs and calculate the cooling load, and accordingly apply small set-point adjustments to the plant control system | Standard chilled water controls | Commercial | New | Retail | FL Zone 2 | Space Cooling |  |  | 0 | Per End Use Consumption | [7 empty] | 17311.0582 | 15147.1759 | 2163.8823 | 0.125 |  | 10 |  |  |  | 2163.8823 | [8 empty] | 0 | 0 | 0 | 0 | 0 | 0 | 0 | [5 empty] | 0
FL Zone 2Schools K-12New |  | XXXXXXXX | Yes | Nonequipment | Chilled Water Controls Optimization | Deploy an algorithm package on the chiller to totalize the available power inputs and calculate the cooling load, and accordingly apply small set-point adjustments to the plant control system | Standard chilled water controls | Commercial | New | Schools K-12 | FL Zone 2 | Space Cooling |  |  | 0 | Per End Use Consumption | [7 empty] | 13280.1597 | 11620.1397 | 1660.02 | 0.125 |  | 10 |  |  |  | 1660.02 | [8 empty] | 0 | 0 | 0 | 0 | 0 | 0 | 0 | [5 empty] | 0
FL Zone 2WarehouseNew |  | XXXXXXXX | Yes | Nonequipment | Chilled Water Controls Optimization | Deploy an algorithm package on the chiller to totalize the available power inputs and calculate the cooling load, and accordingly apply small set-point adjustments to the plant control system | Standard chilled water controls | Commercial | New | Warehouse | FL Zone 2 | Space Cooling |  |  | 0 | Per End Use Consumption | [7 empty] | 5130.2915 | 4489.005 | 641.2864 | 0.125 |  | 10 |  |  |  | 641.2864 | [8 empty] | 0 | 0 | 0 | 0 | 0 | 0 | 0 | [5 empty] | 0
FL Zone 2AssemblyExisting |  | XXXXXXXX | Yes | Nonequipment | Chilled Water System - Variable Speed Drives | 10HP Chilled Water Pump with VFD Control | 10HP Chilled Water Pump Single Speed | Commercial | Existing | Assembly | FL Zone 2 | Space Cooling |  |  | 0 | Per End Use Consumption | [7 empty] | 36489.1304 | 27461.7196 | 9027.4109 | 0.2474 |  | 13 |  |  |  | 9027.4109 | [8 empty] | 0 | 0 | 0 | 0 | 0 | 0 | 0 | [5 empty] | 0
FL Zone 2College and UniversityExisting |  | XXXXXXXX | Yes | Nonequipment | Chilled Water System - Variable Speed Drives | 10HP Chilled Water Pump with VFD Control | 10HP Chilled Water Pump Single Speed | Commercial | Existing | College and University | FL Zone 2 | Space Cooling |  |  | 0 | Per End Use Consumption | [7 empty] | 36489.1304 | 27461.7196 | 9027.4109 | 0.2474 |  | 13 |  |  |  | 9027.4109 | [8 empty] | 0 | 0 | 0 | 0 | 0 | 0 | 0 | [5 empty] | 0
FL Zone 2GroceryExisting |  | XXXXXXXX | Yes | Nonequipment | Chilled Water System - Variable Speed Drives | 10HP Chilled Water Pump with VFD Control | 10HP Chilled Water Pump Single Speed | Commercial | Existing | Grocery | FL Zone 2 | Space Cooling |  |  | 0 | Per End Use Consumption | [7 empty] | 36489.1304 | 27461.7196 | 9027.4109 | 0.2474 |  | 13 |  |  |  | 9027.4109 | [8 empty] | 0 | 0 | 0 | 0 | 0 | 0 | 0 | [5 empty] | 0
FL Zone 2HealthcareExisting |  | XXXXXXXX | Yes | Nonequipment | Chilled Water System - Variable Speed Drives | 10HP Chilled Water Pump with VFD Control | 10HP Chilled Water Pump Single Speed | Commercial | Existing | Healthcare | FL Zone 2 | Space Cooling |  |  | 0 | Per End Use Consumption | [7 empty] | 36489.1304 | 27461.7196 | 9027.4109 | 0.2474 |  | 13 |  |  |  | 9027.4109 | [8 empty] | 0 | 0 | 0 | 0 | 0 | 0 | 0 | [5 empty] | 0
FL Zone 2HospitalsExisting |  | XXXXXXXX | Yes | Nonequipment | Chilled Water System - Variable Speed Drives | 10HP Chilled Water Pump with VFD Control | 10HP Chilled Water Pump Single Speed | Commercial | Existing | Hospitals | FL Zone 2 | Space Cooling |  |  | 0 | Per End Use Consumption | [7 empty] | 36489.1304 | 27461.7196 | 9027.4109 | 0.2474 |  | 13 |  |  |  | 9027.4109 | [8 empty] | 0 | 0 | 0 | 0 | 0 | 0 | 0 | [5 empty] | 0
FL Zone 2InstitutionalExisting |  | XXXXXXXX | Yes | Nonequipment | Chilled Water System - Variable Speed Drives | 10HP Chilled Water Pump with VFD Control | 10HP Chilled Water Pump Single Speed | Commercial | Existing | Institutional | FL Zone 2 | Space Cooling |  |  | 0 | Per End Use Consumption | [7 empty] | 36489.1304 | 27461.7196 | 9027.4109 | 0.2474 |  | 13 |  |  |  | 9027.4109 | [8 empty] | 0 | 0 | 0 | 0 | 0 | 0 | 0 | [5 empty] | 0
FL Zone 2Lodging/HospitalityExisting |  | XXXXXXXX | Yes | Nonequipment | Chilled Water System - Variable Speed Drives | 10HP Chilled Water Pump with VFD Control | 10HP Chilled Water Pump Single Speed | Commercial | Existing | Lodging/Hospitality | FL Zone 2 | Space Cooling |  |  | 0 | Per End Use Consumption | [7 empty] | 36489.1304 | 27461.7196 | 9027.4109 | 0.2474 |  | 13 |  |  |  | 9027.4109 | [8 empty] | 0 | 0 | 0 | 0 | 0 | 0 | 0 | [5 empty] | 0
FL Zone 2MiscellaneousExisting |  | XXXXXXXX | Yes | Nonequipment | Chilled Water System - Variable Speed Drives | 10HP Chilled Water Pump with VFD Control | 10HP Chilled Water Pump Single Speed | Commercial | Existing | Miscellaneous | FL Zone 2 | Space Cooling |  |  | 0 | Per End Use Consumption | [7 empty] | 36489.1304 | 27461.7196 | 9027.4109 | 0.2474 |  | 13 |  |  |  | 9027.4109 | [8 empty] | 0 | 0 | 0 | 0 | 0 | 0 | 0 | [5 empty] | 0
FL Zone 2OfficesExisting |  | XXXXXXXX | Yes | Nonequipment | Chilled Water System - Variable Speed Drives | 10HP Chilled Water Pump with VFD Control | 10HP Chilled Water Pump Single Speed | Commercial | Existing | Offices | FL Zone 2 | Space Cooling |  |  | 0 | Per End Use Consumption | [7 empty] | 36489.1304 | 27461.7196 | 9027.4109 | 0.2474 |  | 13 |  |  |  | 9027.4109 | [8 empty] | 0 | 0 | 0 | 0 | 0 | 0 | 0 | [5 empty] | 0
FL Zone 2RestaurantsExisting |  | XXXXXXXX | Yes | Nonequipment | Chilled Water System - Variable Speed Drives | 10HP Chilled Water Pump with VFD Control | 10HP Chilled Water Pump Single Speed | Commercial | Existing | Restaurants | FL Zone 2 | Space Cooling |  |  | 0 | Per End Use Consumption | [7 empty] | 36489.1304 | 27461.7196 | 9027.4109 | 0.2474 |  | 13 |  |  |  | 9027.4109 | [8 empty] | 0 | 0 | 0 | 0 | 0 | 0 | 0 | [5 empty] | 0
FL Zone 2RetailExisting |  | XXXXXXXX | Yes | Nonequipment | Chilled Water System - Variable Speed Drives | 10HP Chilled Water Pump with VFD Control | 10HP Chilled Water Pump Single Speed | Commercial | Existing | Retail | FL Zone 2 | Space Cooling |  |  | 0 | Per End Use Consumption | [7 empty] | 36489.1304 | 27461.7196 | 9027.4109 | 0.2474 |  | 13 |  |  |  | 9027.4109 | [8 empty] | 0 | 0 | 0 | 0 | 0 | 0 | 0 | [5 empty] | 0
FL Zone 2Schools K-12Existing |  | XXXXXXXX | Yes | Nonequipment | Chilled Water System - Variable Speed Drives | 10HP Chilled Water Pump with VFD Control | 10HP Chilled Water Pump Single Speed | Commercial | Existing | Schools K-12 | FL Zone 2 | Space Cooling |  |  | 0 | Per End Use Consumption | [7 empty] | 36489.1304 | 27461.7196 | 9027.4109 | 0.2474 |  | 13 |  |  |  | 9027.4109 | [8 empty] | 0 | 0 | 0 | 0 | 0 | 0 | 0 | [5 empty] | 0
FL Zone 2WarehouseExisting |  | XXXXXXXX | Yes | Nonequipment | Chilled Water System - Variable Speed Drives | 10HP Chilled Water Pump with VFD Control | 10HP Chilled Water Pump Single Speed | Commercial | Existing | Warehouse | FL Zone 2 | Space Cooling |  |  | 0 | Per End Use Consumption | [7 empty] | 36489.1304 | 27461.7196 | 9027.4109 | 0.2474 |  | 13 |  |  |  | 9027.4109 | [8 empty] | 0 | 0 | 0 | 0 | 0 | 0 | 0 | [5 empty] | 0
FL Zone 2AssemblyNew |  | XXXXXXXX | Yes | Nonequipment | Chilled Water System - Variable Speed Drives | 10HP Chilled Water Pump with VFD Control | 10HP Chilled Water Pump Single Speed | Commercial | New | Assembly | FL Zone 2 | Space Cooling |  |  | 0 | Per End Use Consumption | [7 empty] | 36489.1304 | 27461.7196 | 9027.4109 | 0.2474 |  | 13 |  |  |  | 9027.4109 | [8 empty] | 0 | 0 | 0 | 0 | 0 | 0 | 0 | [5 empty] | 0
FL Zone 2College and UniversityNew |  | XXXXXXXX | Yes | Nonequipment | Chilled Water System - Variable Speed Drives | 10HP Chilled Water Pump with VFD Control | 10HP Chilled Water Pump Single Speed | Commercial | New | College and University | FL Zone 2 | Space Cooling |  |  | 0 | Per End Use Consumption | [7 empty] | 36489.1304 | 27461.7196 | 9027.4109 | 0.2474 |  | 13 |  |  |  | 9027.4109 | [8 empty] | 0 | 0 | 0 | 0 | 0 | 0 | 0 | [5 empty] | 0
FL Zone 2GroceryNew |  | XXXXXXXX | Yes | Nonequipment | Chilled Water System - Variable Speed Drives | 10HP Chilled Water Pump with VFD Control | 10HP Chilled Water Pump Single Speed | Commercial | New | Grocery | FL Zone 2 | Space Cooling |  |  | 0 | Per End Use Consumption | [7 empty] | 36489.1304 | 27461.7196 | 9027.4109 | 0.2474 |  | 13 |  |  |  | 9027.4109 | [8 empty] | 0 | 0 | 0 | 0 | 0 | 0 | 0 | [5 empty] | 0
FL Zone 2HealthcareNew |  | XXXXXXXX | Yes | Nonequipment | Chilled Water System - Variable Speed Drives | 10HP Chilled Water Pump with VFD Control | 10HP Chilled Water Pump Single Speed | Commercial | New | Healthcare | FL Zone 2 | Space Cooling |  |  | 0 | Per End Use Consumption | [7 empty] | 36489.1304 | 27461.7196 | 9027.4109 | 0.2474 |  | 13 |  |  |  | 9027.4109 | [8 empty] | 0 | 0 | 0 | 0 | 0 | 0 | 0 | [5 empty] | 0
FL Zone 2HospitalsNew |  | XXXXXXXX | Yes | Nonequipment | Chilled Water System - Variable Speed Drives | 10HP Chilled Water Pump with VFD Control | 10HP Chilled Water Pump Single Speed | Commercial | New | Hospitals | FL Zone 2 | Space Cooling |  |  | 0 | Per End Use Consumption | [7 empty] | 36489.1304 | 27461.7196 | 9027.4109 | 0.2474 |  | 13 |  |  |  | 9027.4109 | [8 empty] | 0 | 0 | 0 | 0 | 0 | 0 | 0 | [5 empty] | 0
FL Zone 2InstitutionalNew |  | XXXXXXXX | Yes | Nonequipment | Chilled Water System - Variable Speed Drives | 10HP Chilled Water Pump with VFD Control | 10HP Chilled Water Pump Single Speed | Commercial | New | Institutional | FL Zone 2 | Space Cooling |  |  | 0 | Per End Use Consumption | [7 empty] | 36489.1304 | 27461.7196 | 9027.4109 | 0.2474 |  | 13 |  |  |  | 9027.4109 | [8 empty] | 0 | 0 | 0 | 0 | 0 | 0 | 0 | [5 empty] | 0
FL Zone 2Lodging/HospitalityNew |  | XXXXXXXX | Yes | Nonequipment | Chilled Water System - Variable Speed Drives | 10HP Chilled Water Pump with VFD Control | 10HP Chilled Water Pump Single Speed | Commercial | New | Lodging/Hospitality | FL Zone 2 | Space Cooling |  |  | 0 | Per End Use Consumption | [7 empty] | 36489.1304 | 27461.7196 | 9027.4109 | 0.2474 |  | 13 |  |  |  | 9027.4109 | [8 empty] | 0 | 0 | 0 | 0 | 0 | 0 | 0 | [5 empty] | 0
FL Zone 2MiscellaneousNew |  | XXXXXXXX | Yes | Nonequipment | Chilled Water System - Variable Speed Drives | 10HP Chilled Water Pump with VFD Control | 10HP Chilled Water Pump Single Speed | Commercial | New | Miscellaneous | FL Zone 2 | Space Cooling |  |  | 0 | Per End Use Consumption | [7 empty] | 36489.1304 | 27461.7196 | 9027.4109 | 0.2474 |  | 13 |  |  |  | 9027.4109 | [8 empty] | 0 | 0 | 0 | 0 | 0 | 0 | 0 | [5 empty] | 0
FL Zone 2OfficesNew |  | XXXXXXXX | Yes | Nonequipment | Chilled Water System - Variable Speed Drives | 10HP Chilled Water Pump with VFD Control | 10HP Chilled Water Pump Single Speed | Commercial | New | Offices | FL Zone 2 | Space Cooling |  |  | 0 | Per End Use Consumption | [7 empty] | 36489.1304 | 27461.7196 | 9027.4109 | 0.2474 |  | 13 |  |  |  | 9027.4109 | [8 empty] | 0 | 0 | 0 | 0 | 0 | 0 | 0 | [5 empty] | 0
FL Zone 2RestaurantsNew |  | XXXXXXXX | Yes | Nonequipment | Chilled Water System - Variable Speed Drives | 10HP Chilled Water Pump with VFD Control | 10HP Chilled Water Pump Single Speed | Commercial | New | Restaurants | FL Zone 2 | Space Cooling |  |  | 0 | Per End Use Consumption | [7 empty] | 36489.1304 | 27461.7196 | 9027.4109 | 0.2474 |  | 13 |  |  |  | 9027.4109 | [8 empty] | 0 | 0 | 0 | 0 | 0 | 0 | 0 | [5 empty] | 0
FL Zone 2RetailNew |  | XXXXXXXX | Yes | Nonequipment | Chilled Water System - Variable Speed Drives | 10HP Chilled Water Pump with VFD Control | 10HP Chilled Water Pump Single Speed | Commercial | New | Retail | FL Zone 2 | Space Cooling |  |  | 0 | Per End Use Consumption | [7 empty] | 36489.1304 | 27461.7196 | 9027.4109 | 0.2474 |  | 13 |  |  |  | 9027.4109 | [8 empty] | 0 | 0 | 0 | 0 | 0 | 0 | 0 | [5 empty] | 0
FL Zone 2Schools K-12New |  | XXXXXXXX | Yes | Nonequipment | Chilled Water System - Variable Speed Drives | 10HP Chilled Water Pump with VFD Control | 10HP Chilled Water Pump Single Speed | Commercial | New | Schools K-12 | FL Zone 2 | Space Cooling |  |  | 0 | Per End Use Consumption | [7 empty] | 36489.1304 | 27461.7196 | 9027.4109 | 0.2474 |  | 13 |  |  |  | 9027.4109 | [8 empty] | 0 | 0 | 0 | 0 | 0 | 0 | 0 | [5 empty] | 0
FL Zone 2WarehouseNew |  | XXXXXXXX | Yes | Nonequipment | Chilled Water System - Variable Speed Drives | 10HP Chilled Water Pump with VFD Control | 10HP Chilled Water Pump Single Speed | Commercial | New | Warehouse | FL Zone 2 | Space Cooling |  |  | 0 | Per End Use Consumption | [7 empty] | 36489.1304 | 27461.7196 | 9027.4109 | 0.2474 |  | 13 |  |  |  | 9027.4109 | [8 empty] | 0 | 0 | 0 | 0 | 0 | 0 | 0 | [5 empty] | 0
FL Zone 2AssemblyExisting |  | XXXXXXXX | Yes | Nonequipment | CO Sensors for Parking Garage Exhaust | Enclosed Parking Garage Exhaust with CO Control | Constant Volume Enclosed Parking Garage Exhaust | Commercial | Existing | Assembly | FL Zone 2 | Ventilation and Circulation |  |  | 0 | Per 3 Hp | [7 empty] | 15091.0062 | 10110.9741 | 4980.032 | 0.33 |  | 15 |  |  |  | 4980.032 | [8 empty] | 0 | 0 | 0 | 0 | 0 | 0 | 0 | [5 empty] | 0
FL Zone 2College and UniversityExisting |  | XXXXXXXX | Yes | Nonequipment | CO Sensors for Parking Garage Exhaust | Enclosed Parking Garage Exhaust with CO Control | Constant Volume Enclosed Parking Garage Exhaust | Commercial | Existing | College and University | FL Zone 2 | Ventilation and Circulation |  |  | 0 | Per 3 Hp | [7 empty] | 15091.0062 | 10110.9741 | 4980.032 | 0.33 |  | 15 |  |  |  | 4980.032 | [8 empty] | 0 | 0 | 0 | 0 | 0 | 0 | 0 | [5 empty] | 0
FL Zone 2GroceryExisting |  | XXXXXXXX | Yes | Nonequipment | CO Sensors for Parking Garage Exhaust | Enclosed Parking Garage Exhaust with CO Control | Constant Volume Enclosed Parking Garage Exhaust | Commercial | Existing | Grocery | FL Zone 2 | Ventilation and Circulation |  |  | 0 | Per 3 Hp | [7 empty] | 15091.0062 | 10110.9741 | 4980.032 | 0.33 |  | 15 |  |  |  | 4980.032 | [8 empty] | 0 | 0 | 0 | 0 | 0 | 0 | 0 | [5 empty] | 0
FL Zone 2HealthcareExisting |  | XXXXXXXX | Yes | Nonequipment | CO Sensors for Parking Garage Exhaust | Enclosed Parking Garage Exhaust with CO Control | Constant Volume Enclosed Parking Garage Exhaust | Commercial | Existing | Healthcare | FL Zone 2 | Ventilation and Circulation |  |  | 0 | Per 3 Hp | [7 empty] | 15091.0062 | 10110.9741 | 4980.032 | 0.33 |  | 15 |  |  |  | 4980.032 | [8 empty] | 0 | 0 | 0 | 0 | 0 | 0 | 0 | [5 empty] | 0
FL Zone 2HospitalsExisting |  | XXXXXXXX | Yes | Nonequipment | CO Sensors for Parking Garage Exhaust | Enclosed Parking Garage Exhaust with CO Control | Constant Volume Enclosed Parking Garage Exhaust | Commercial | Existing | Hospitals | FL Zone 2 | Ventilation and Circulation |  |  | 0 | Per 3 Hp | [7 empty] | 15091.0062 | 10110.9741 | 4980.032 | 0.33 |  | 15 |  |  |  | 4980.032 | [8 empty] | 0 | 0 | 0 | 0 | 0 | 0 | 0 | [5 empty] | 0
FL Zone 2InstitutionalExisting |  | XXXXXXXX | Yes | Nonequipment | CO Sensors for Parking Garage Exhaust | Enclosed Parking Garage Exhaust with CO Control | Constant Volume Enclosed Parking Garage Exhaust | Commercial | Existing | Institutional | FL Zone 2 | Ventilation and Circulation |  |  | 0 | Per 3 Hp | [7 empty] | 15091.0062 | 10110.9741 | 4980.032 | 0.33 |  | 15 |  |  |  | 4980.032 | [8 empty] | 0 | 0 | 0 | 0 | 0 | 0 | 0 | [5 empty] | 0
FL Zone 2Lodging/HospitalityExisting |  | XXXXXXXX | Yes | Nonequipment | CO Sensors for Parking Garage Exhaust | Enclosed Parking Garage Exhaust with CO Control | Constant Volume Enclosed Parking Garage Exhaust | Commercial | Existing | Lodging/Hospitality | FL Zone 2 | Ventilation and Circulation |  |  | 0 | Per 3 Hp | [7 empty] | 15091.0062 | 10110.9741 | 4980.032 | 0.33 |  | 15 |  |  |  | 4980.032 | [8 empty] | 0 | 0 | 0 | 0 | 0 | 0 | 0 | [5 empty] | 0
FL Zone 2MiscellaneousExisting |  | XXXXXXXX | Yes | Nonequipment | CO Sensors for Parking Garage Exhaust | Enclosed Parking Garage Exhaust with CO Control | Constant Volume Enclosed Parking Garage Exhaust | Commercial | Existing | Miscellaneous | FL Zone 2 | Ventilation and Circulation |  |  | 0 | Per 3 Hp | [7 empty] | 15091.0062 | 10110.9741 | 4980.032 | 0.33 |  | 15 |  |  |  | 4980.032 | [8 empty] | 0 | 0 | 0 | 0 | 0 | 0 | 0 | [5 empty] | 0
FL Zone 2OfficesExisting |  | XXXXXXXX | Yes | Nonequipment | CO Sensors for Parking Garage Exhaust | Enclosed Parking Garage Exhaust with CO Control | Constant Volume Enclosed Parking Garage Exhaust | Commercial | Existing | Offices | FL Zone 2 | Ventilation and Circulation |  |  | 0 | Per 3 Hp | [7 empty] | 15091.0062 | 10110.9741 | 4980.032 | 0.33 |  | 15 |  |  |  | 4980.032 | [8 empty] | 0 | 0 | 0 | 0 | 0 | 0 | 0 | [5 empty] | 0
FL Zone 2RestaurantsExisting |  | XXXXXXXX | Yes | Nonequipment | CO Sensors for Parking Garage Exhaust | Enclosed Parking Garage Exhaust with CO Control | Constant Volume Enclosed Parking Garage Exhaust | Commercial | Existing | Restaurants | FL Zone 2 | Ventilation and Circulation |  |  | 0 | Per 3 Hp | [7 empty] | 15091.0062 | 10110.9741 | 4980.032 | 0.33 |  | 15 |  |  |  | 4980.032 | [8 empty] | 0 | 0 | 0 | 0 | 0 | 0 | 0 | [5 empty] | 0
FL Zone 2RetailExisting |  | XXXXXXXX | Yes | Nonequipment | CO Sensors for Parking Garage Exhaust | Enclosed Parking Garage Exhaust with CO Control | Constant Volume Enclosed Parking Garage Exhaust | Commercial | Existing | Retail | FL Zone 2 | Ventilation and Circulation |  |  | 0 | Per 3 Hp | [7 empty] | 15091.0062 | 10110.9741 | 4980.032 | 0.33 |  | 15 |  |  |  | 4980.032 | [8 empty] | 0 | 0 | 0 | 0 | 0 | 0 | 0 | [5 empty] | 0
FL Zone 2Schools K-12Existing |  | XXXXXXXX | Yes | Nonequipment | CO Sensors for Parking Garage Exhaust | Enclosed Parking Garage Exhaust with CO Control | Constant Volume Enclosed Parking Garage Exhaust | Commercial | Existing | Schools K-12 | FL Zone 2 | Ventilation and Circulation |  |  | 0 | Per 3 Hp | [7 empty] | 15091.0062 | 10110.9741 | 4980.032 | 0.33 |  | 15 |  |  |  | 4980.032 | [8 empty] | 0 | 0 | 0 | 0 | 0 | 0 | 0 | [5 empty] | 0
FL Zone 2WarehouseExisting |  | XXXXXXXX | Yes | Nonequipment | CO Sensors for Parking Garage Exhaust | Enclosed Parking Garage Exhaust with CO Control | Constant Volume Enclosed Parking Garage Exhaust | Commercial | Existing | Warehouse | FL Zone 2 | Ventilation and Circulation |  |  | 0 | Per 3 Hp | [7 empty] | 15091.0062 | 10110.9741 | 4980.032 | 0.33 |  | 15 |  |  |  | 4980.032 | [8 empty] | 0 | 0 | 0 | 0 | 0 | 0 | 0 | [5 empty] | 0
FL Zone 2AssemblyNew |  | XXXXXXXX | Yes | Nonequipment | CO Sensors for Parking Garage Exhaust | Enclosed Parking Garage Exhaust with CO Control | Constant Volume Enclosed Parking Garage Exhaust | Commercial | New | Assembly | FL Zone 2 | Ventilation and Circulation |  |  | 0 | Per 3 Hp | [7 empty] | 15091.0062 | 10110.9741 | 4980.032 | 0.33 |  | 15 |  |  |  | 4980.032 | [8 empty] | 0 | 0 | 0 | 0 | 0 | 0 | 0 | [5 empty] | 0
FL Zone 2College and UniversityNew |  | XXXXXXXX | Yes | Nonequipment | CO Sensors for Parking Garage Exhaust | Enclosed Parking Garage Exhaust with CO Control | Constant Volume Enclosed Parking Garage Exhaust | Commercial | New | College and University | FL Zone 2 | Ventilation and Circulation |  |  | 0 | Per 3 Hp | [7 empty] | 15091.0062 | 10110.9741 | 4980.032 | 0.33 |  | 15 |  |  |  | 4980.032 | [8 empty] | 0 | 0 | 0 | 0 | 0 | 0 | 0 | [5 empty] | 0
FL Zone 2GroceryNew |  | XXXXXXXX | Yes | Nonequipment | CO Sensors for Parking Garage Exhaust | Enclosed Parking Garage Exhaust with CO Control | Constant Volume Enclosed Parking Garage Exhaust | Commercial | New | Grocery | FL Zone 2 | Ventilation and Circulation |  |  | 0 | Per 3 Hp | [7 empty] | 15091.0062 | 10110.9741 | 4980.032 | 0.33 |  | 15 |  |  |  | 4980.032 | [8 empty] | 0 | 0 | 0 | 0 | 0 | 0 | 0 | [5 empty] | 0
FL Zone 2HealthcareNew |  | XXXXXXXX | Yes | Nonequipment | CO Sensors for Parking Garage Exhaust | Enclosed Parking Garage Exhaust with CO Control | Constant Volume Enclosed Parking Garage Exhaust | Commercial | New | Healthcare | FL Zone 2 | Ventilation and Circulation |  |  | 0 | Per 3 Hp | [7 empty] | 15091.0062 | 10110.9741 | 4980.032 | 0.33 |  | 15 |  |  |  | 4980.032 | [8 empty] | 0 | 0 | 0 | 0 | 0 | 0 | 0 | [5 empty] | 0
FL Zone 2HospitalsNew |  | XXXXXXXX | Yes | Nonequipment | CO Sensors for Parking Garage Exhaust | Enclosed Parking Garage Exhaust with CO Control | Constant Volume Enclosed Parking Garage Exhaust | Commercial | New | Hospitals | FL Zone 2 | Ventilation and Circulation |  |  | 0 | Per 3 Hp | [7 empty] | 15091.0062 | 10110.9741 | 4980.032 | 0.33 |  | 15 |  |  |  | 4980.032 | [8 empty] | 0 | 0 | 0 | 0 | 0 | 0 | 0 | [5 empty] | 0
FL Zone 2InstitutionalNew |  | XXXXXXXX | Yes | Nonequipment | CO Sensors for Parking Garage Exhaust | Enclosed Parking Garage Exhaust with CO Control | Constant Volume Enclosed Parking Garage Exhaust | Commercial | New | Institutional | FL Zone 2 | Ventilation and Circulation |  |  | 0 | Per 3 Hp | [7 empty] | 15091.0062 | 10110.9741 | 4980.032 | 0.33 |  | 15 |  |  |  | 4980.032 | [8 empty] | 0 | 0 | 0 | 0 | 0 | 0 | 0 | [5 empty] | 0
FL Zone 2Lodging/HospitalityNew |  | XXXXXXXX | Yes | Nonequipment | CO Sensors for Parking Garage Exhaust | Enclosed Parking Garage Exhaust with CO Control | Constant Volume Enclosed Parking Garage Exhaust | Commercial | New | Lodging/Hospitality | FL Zone 2 | Ventilation and Circulation |  |  | 0 | Per 3 Hp | [7 empty] | 15091.0062 | 10110.9741 | 4980.032 | 0.33 |  | 15 |  |  |  | 4980.032 | [8 empty] | 0 | 0 | 0 | 0 | 0 | 0 | 0 | [5 empty] | 0
FL Zone 2MiscellaneousNew |  | XXXXXXXX | Yes | Nonequipment | CO Sensors for Parking Garage Exhaust | Enclosed Parking Garage Exhaust with CO Control | Constant Volume Enclosed Parking Garage Exhaust | Commercial | New | Miscellaneous | FL Zone 2 | Ventilation and Circulation |  |  | 0 | Per 3 Hp | [7 empty] | 15091.0062 | 10110.9741 | 4980.032 | 0.33 |  | 15 |  |  |  | 4980.032 | [8 empty] | 0 | 0 | 0 | 0 | 0 | 0 | 0 | [5 empty] | 0
FL Zone 2OfficesNew |  | XXXXXXXX | Yes | Nonequipment | CO Sensors for Parking Garage Exhaust | Enclosed Parking Garage Exhaust with CO Control | Constant Volume Enclosed Parking Garage Exhaust | Commercial | New | Offices | FL Zone 2 | Ventilation and Circulation |  |  | 0 | Per 3 Hp | [7 empty] | 15091.0062 | 10110.9741 | 4980.032 | 0.33 |  | 15 |  |  |  | 4980.032 | [8 empty] | 0 | 0 | 0 | 0 | 0 | 0 | 0 | [5 empty] | 0
FL Zone 2RestaurantsNew |  | XXXXXXXX | Yes | Nonequipment | CO Sensors for Parking Garage Exhaust | Enclosed Parking Garage Exhaust with CO Control | Constant Volume Enclosed Parking Garage Exhaust | Commercial | New | Restaurants | FL Zone 2 | Ventilation and Circulation |  |  | 0 | Per 3 Hp | [7 empty] | 15091.0062 | 10110.9741 | 4980.032 | 0.33 |  | 15 |  |  |  | 4980.032 | [8 empty] | 0 | 0 | 0 | 0 | 0 | 0 | 0 | [5 empty] | 0
FL Zone 2RetailNew |  | XXXXXXXX | Yes | Nonequipment | CO Sensors for Parking Garage Exhaust | Enclosed Parking Garage Exhaust with CO Control | Constant Volume Enclosed Parking Garage Exhaust | Commercial | New | Retail | FL Zone 2 | Ventilation and Circulation |  |  | 0 | Per 3 Hp | [7 empty] | 15091.0062 | 10110.9741 | 4980.032 | 0.33 |  | 15 |  |  |  | 4980.032 | [8 empty] | 0 | 0 | 0 | 0 | 0 | 0 | 0 | [5 empty] | 0
FL Zone 2Schools K-12New |  | XXXXXXXX | Yes | Nonequipment | CO Sensors for Parking Garage Exhaust | Enclosed Parking Garage Exhaust with CO Control | Constant Volume Enclosed Parking Garage Exhaust | Commercial | New | Schools K-12 | FL Zone 2 | Ventilation and Circulation |  |  | 0 | Per 3 Hp | [7 empty] | 15091.0062 | 10110.9741 | 4980.032 | 0.33 |  | 15 |  |  |  | 4980.032 | [8 empty] | 0 | 0 | 0 | 0 | 0 | 0 | 0 | [5 empty] | 0
FL Zone 2WarehouseNew |  | XXXXXXXX | Yes | Nonequipment | CO Sensors for Parking Garage Exhaust | Enclosed Parking Garage Exhaust with CO Control | Constant Volume Enclosed Parking Garage Exhaust | Commercial | New | Warehouse | FL Zone 2 | Ventilation and Circulation |  |  | 0 | Per 3 Hp | [7 empty] | 15091.0062 | 10110.9741 | 4980.032 | 0.33 |  | 15 |  |  |  | 4980.032 | [8 empty] | 0 | 0 | 0 | 0 | 0 | 0 | 0 | [5 empty] | 0
FL Zone 2AssemblyExisting |  | XXXXXXXX | Yes | Nonequipment | Cool Roof | Cool Roof - Includes both DX and chiller cooling systems | Code-Compliant Flat Roof | Commercial | Existing | Assembly | FL Zone 2 | Space Heating |  |  | 0 | Square feet | [7 empty] | 0.59244 | 0.58779 | 0.0046487 | 0.0078467 |  | 15 |  |  |  | 0.0046487 | [8 empty] | 0 | 0 | 0 | 0 | 0 | 0 | 0 | [5 empty] | 0
FL Zone 2College and UniversityExisting |  | XXXXXXXX | Yes | Nonequipment | Cool Roof | Cool Roof - Includes both DX and chiller cooling systems | Code-Compliant Flat Roof | Commercial | Existing | College and University | FL Zone 2 | Space Heating |  |  | 0 | Square feet | [7 empty] | 1.7285 | 1.7238 | 0.0046487 | 0.0026895 |  | 15 |  |  |  | 0.0046487 | [8 empty] | 0 | 0 | 0 | 0 | 0 | 0 | 0 | [5 empty] | 0
FL Zone 2GroceryExisting |  | XXXXXXXX | Yes | Nonequipment | Cool Roof | Cool Roof - Includes both DX and chiller cooling systems | Code-Compliant Flat Roof | Commercial | Existing | Grocery | FL Zone 2 | Space Heating |  |  | 0 | Square feet | [7 empty] | 4.8505 | 4.8458 | 0.0046487 | 0.00095841 |  | 15 |  |  |  | 0.0046487 | [8 empty] | 0 | 0 | 0 | 0 | 0 | 0 | 0 | [5 empty] | 0
FL Zone 2HealthcareExisting |  | XXXXXXXX | Yes | Nonequipment | Cool Roof | Cool Roof - Includes both DX and chiller cooling systems | Code-Compliant Flat Roof | Commercial | Existing | Healthcare | FL Zone 2 | Space Heating |  |  | 0 | Square feet | [7 empty] | 2.3592 | 2.3545 | 0.0046487 | 0.0019705 |  | 15 |  |  |  | 0.0046487 | [8 empty] | 0 | 0 | 0 | 0 | 0 | 0 | 0 | [5 empty] | 0
FL Zone 2HospitalsExisting |  | XXXXXXXX | Yes | Nonequipment | Cool Roof | Cool Roof - Includes both DX and chiller cooling systems | Code-Compliant Flat Roof | Commercial | Existing | Hospitals | FL Zone 2 | Space Heating |  |  | 0 | Square feet | [7 empty] | 12.716 | 12.7114 | 0.0046487 | 0.00036558 |  | 15 |  |  |  | 0.0046487 | [8 empty] | 0 | 0 | 0 | 0 | 0 | 0 | 0 | [5 empty] | 0
FL Zone 2InstitutionalExisting |  | XXXXXXXX | Yes | Nonequipment | Cool Roof | Cool Roof - Includes both DX and chiller cooling systems | Code-Compliant Flat Roof | Commercial | Existing | Institutional | FL Zone 2 | Space Heating |  |  | 0 | Square feet | [7 empty] | 8.8017 | 8.7971 | 0.0046487 | 0.00052816 |  | 15 |  |  |  | 0.0046487 | [8 empty] | 0 | 0 | 0 | 0 | 0 | 0 | 0 | [5 empty] | 0
FL Zone 2Lodging/HospitalityExisting |  | XXXXXXXX | Yes | Nonequipment | Cool Roof | Cool Roof - Includes both DX and chiller cooling systems | Code-Compliant Flat Roof | Commercial | Existing | Lodging/Hospitality | FL Zone 2 | Space Heating |  |  | 0 | Square feet | [7 empty] | 5.4316 | 5.4269 | 0.0046487 | 0.00085587 |  | 15 |  |  |  | 0.0046487 | [8 empty] | 0 | 0 | 0 | 0 | 0 | 0 | 0 | [5 empty] | 0
FL Zone 2MiscellaneousExisting |  | XXXXXXXX | Yes | Nonequipment | Cool Roof | Cool Roof - Includes both DX and chiller cooling systems | Code-Compliant Flat Roof | Commercial | Existing | Miscellaneous | FL Zone 2 | Space Heating |  |  | 0 | Square feet | [7 empty] | 16.7729 | 16.7682 | 0.0046487 | 0.00027716 |  | 15 |  |  |  | 0.0046487 | [8 empty] | 0 | 0 | 0 | 0 | 0 | 0 | 0 | [5 empty] | 0
FL Zone 2OfficesExisting |  | XXXXXXXX | Yes | Nonequipment | Cool Roof | Cool Roof - Includes both DX and chiller cooling systems | Code-Compliant Flat Roof | Commercial | Existing | Offices | FL Zone 2 | Space Heating |  |  | 0 | Square feet | [7 empty] | 9.1029 | 9.0983 | 0.0046487 | 0.00051068 |  | 15 |  |  |  | 0.0046487 | [8 empty] | 0 | 0 | 0 | 0 | 0 | 0 | 0 | [5 empty] | 0
FL Zone 2RestaurantsExisting |  | XXXXXXXX | Yes | Nonequipment | Cool Roof | Cool Roof - Includes both DX and chiller cooling systems | Code-Compliant Flat Roof | Commercial | Existing | Restaurants | FL Zone 2 | Space Heating |  |  | 0 | Square feet | [7 empty] | 4.9042 | 4.8995 | 0.0046487 | 0.00094791 |  | 15 |  |  |  | 0.0046487 | [8 empty] | 0 | 0 | 0 | 0 | 0 | 0 | 0 | [5 empty] | 0
FL Zone 2RetailExisting |  | XXXXXXXX | Yes | Nonequipment | Cool Roof | Cool Roof - Includes both DX and chiller cooling systems | Code-Compliant Flat Roof | Commercial | Existing | Retail | FL Zone 2 | Space Heating |  |  | 0 | Square feet | [7 empty] | 0.93572 | 0.93107 | 0.0046487 | 0.004968 |  | 15 |  |  |  | 0.0046487 | [8 empty] | 0 | 0 | 0 | 0 | 0 | 0 | 0 | [5 empty] | 0
FL Zone 2Schools K-12Existing |  | XXXXXXXX | Yes | Nonequipment | Cool Roof | Cool Roof - Includes both DX and chiller cooling systems | Code-Compliant Flat Roof | Commercial | Existing | Schools K-12 | FL Zone 2 | Space Heating |  |  | 0 | Square feet | [7 empty] | 0.79861 | 0.79396 | 0.0046487 | 0.005821 |  | 15 |  |  |  | 0.0046487 | [8 empty] | 0 | 0 | 0 | 0 | 0 | 0 | 0 | [5 empty] | 0
FL Zone 2WarehouseExisting |  | XXXXXXXX | Yes | Nonequipment | Cool Roof | Cool Roof - Includes both DX and chiller cooling systems | Code-Compliant Flat Roof | Commercial | Existing | Warehouse | FL Zone 2 | Space Heating |  |  | 0 | Square feet | [7 empty] | 0.21938 | 0.21473 | 0.0046487 | 0.02119 |  | 15 |  |  |  | 0.0046487 | [8 empty] | 0 | 0 | 0 | 0 | 0 | 0 | 0 | [5 empty] | 0
FL Zone 2AssemblyNew |  | XXXXXXXX | Yes | Nonequipment | Cool Roof | Cool Roof - Includes both DX and chiller cooling systems | Code-Compliant Flat Roof | Commercial | New | Assembly | FL Zone 2 | Space Heating |  |  | 0 | Square feet | [7 empty] | 0.59244 | 0.58823 | 0.0042129 | 0.007111 |  | 15 |  |  |  | 0.0042129 | [8 empty] | 0 | 0 | 0 | 0 | 0 | 0 | 0 | [5 empty] | 0
FL Zone 2College and UniversityNew |  | XXXXXXXX | Yes | Nonequipment | Cool Roof | Cool Roof - Includes both DX and chiller cooling systems | Code-Compliant Flat Roof | Commercial | New | College and University | FL Zone 2 | Space Heating |  |  | 0 | Square feet | [7 empty] | 1.7285 | 1.7243 | 0.0042129 | 0.0024373 |  | 15 |  |  |  | 0.0042129 | [8 empty] | 0 | 0 | 0 | 0 | 0 | 0 | 0 | [5 empty] | 0
FL Zone 2GroceryNew |  | XXXXXXXX | Yes | Nonequipment | Cool Roof | Cool Roof - Includes both DX and chiller cooling systems | Code-Compliant Flat Roof | Commercial | New | Grocery | FL Zone 2 | Space Heating |  |  | 0 | Square feet | [7 empty] | 4.8505 | 4.8462 | 0.0042129 | 0.00086855 |  | 15 |  |  |  | 0.0042129 | [8 empty] | 0 | 0 | 0 | 0 | 0 | 0 | 0 | [5 empty] | 0
FL Zone 2HealthcareNew |  | XXXXXXXX | Yes | Nonequipment | Cool Roof | Cool Roof - Includes both DX and chiller cooling systems | Code-Compliant Flat Roof | Commercial | New | Healthcare | FL Zone 2 | Space Heating |  |  | 0 | Square feet | [7 empty] | 2.3592 | 2.355 | 0.0042129 | 0.0017857 |  | 15 |  |  |  | 0.0042129 | [8 empty] | 0 | 0 | 0 | 0 | 0 | 0 | 0 | [5 empty] | 0
FL Zone 2HospitalsNew |  | XXXXXXXX | Yes | Nonequipment | Cool Roof | Cool Roof - Includes both DX and chiller cooling systems | Code-Compliant Flat Roof | Commercial | New | Hospitals | FL Zone 2 | Space Heating |  |  | 0 | Square feet | [7 empty] | 12.716 | 12.7118 | 0.0042129 | 0.00033131 |  | 15 |  |  |  | 0.0042129 | [8 empty] | 0 | 0 | 0 | 0 | 0 | 0 | 0 | [5 empty] | 0
FL Zone 2InstitutionalNew |  | XXXXXXXX | Yes | Nonequipment | Cool Roof | Cool Roof - Includes both DX and chiller cooling systems | Code-Compliant Flat Roof | Commercial | New | Institutional | FL Zone 2 | Space Heating |  |  | 0 | Square feet | [7 empty] | 8.8017 | 8.7975 | 0.0042129 | 0.00047864 |  | 15 |  |  |  | 0.0042129 | [8 empty] | 0 | 0 | 0 | 0 | 0 | 0 | 0 | [5 empty] | 0
FL Zone 2Lodging/HospitalityNew |  | XXXXXXXX | Yes | Nonequipment | Cool Roof | Cool Roof - Includes both DX and chiller cooling systems | Code-Compliant Flat Roof | Commercial | New | Lodging/Hospitality | FL Zone 2 | Space Heating |  |  | 0 | Square feet | [7 empty] | 5.4316 | 5.4273 | 0.0042129 | 0.00077563 |  | 15 |  |  |  | 0.0042129 | [8 empty] | 0 | 0 | 0 | 0 | 0 | 0 | 0 | [5 empty] | 0
FL Zone 2MiscellaneousNew |  | XXXXXXXX | Yes | Nonequipment | Cool Roof | Cool Roof - Includes both DX and chiller cooling systems | Code-Compliant Flat Roof | Commercial | New | Miscellaneous | FL Zone 2 | Space Heating |  |  | 0 | Square feet | [7 empty] | 16.7729 | 16.7687 | 0.0042129 | 0.00025117 |  | 15 |  |  |  | 0.0042129 | [8 empty] | 0 | 0 | 0 | 0 | 0 | 0 | 0 | [5 empty] | 0
FL Zone 2OfficesNew |  | XXXXXXXX | Yes | Nonequipment | Cool Roof | Cool Roof - Includes both DX and chiller cooling systems | Code-Compliant Flat Roof | Commercial | New | Offices | FL Zone 2 | Space Heating |  |  | 0 | Square feet | [7 empty] | 9.1029 | 9.0987 | 0.0042129 | 0.00046281 |  | 15 |  |  |  | 0.0042129 | [8 empty] | 0 | 0 | 0 | 0 | 0 | 0 | 0 | [5 empty] | 0
FL Zone 2RestaurantsNew |  | XXXXXXXX | Yes | Nonequipment | Cool Roof | Cool Roof - Includes both DX and chiller cooling systems | Code-Compliant Flat Roof | Commercial | New | Restaurants | FL Zone 2 | Space Heating |  |  | 0 | Square feet | [7 empty] | 4.9042 | 4.9 | 0.0042129 | 0.00085904 |  | 15 |  |  |  | 0.0042129 | [8 empty] | 0 | 0 | 0 | 0 | 0 | 0 | 0 | [5 empty] | 0
FL Zone 2RetailNew |  | XXXXXXXX | Yes | Nonequipment | Cool Roof | Cool Roof - Includes both DX and chiller cooling systems | Code-Compliant Flat Roof | Commercial | New | Retail | FL Zone 2 | Space Heating |  |  | 0 | Square feet | [7 empty] | 0.93572 | 0.93151 | 0.0042129 | 0.0045023 |  | 15 |  |  |  | 0.0042129 | [8 empty] | 0 | 0 | 0 | 0 | 0 | 0 | 0 | [5 empty] | 0
FL Zone 2Schools K-12New |  | XXXXXXXX | Yes | Nonequipment | Cool Roof | Cool Roof - Includes both DX and chiller cooling systems | Code-Compliant Flat Roof | Commercial | New | Schools K-12 | FL Zone 2 | Space Heating |  |  | 0 | Square feet | [7 empty] | 0.79861 | 0.7944 | 0.0042129 | 0.0052753 |  | 15 |  |  |  | 0.0042129 | [8 empty] | 0 | 0 | 0 | 0 | 0 | 0 | 0 | [5 empty] | 0
FL Zone 2WarehouseNew |  | XXXXXXXX | Yes | Nonequipment | Cool Roof | Cool Roof - Includes both DX and chiller cooling systems | Code-Compliant Flat Roof | Commercial | New | Warehouse | FL Zone 2 | Space Heating |  |  | 0 | Square feet | [7 empty] | 0.21938 | 0.21517 | 0.0042129 | 0.019204 |  | 15 |  |  |  | 0.0042129 | [8 empty] | 0 | 0 | 0 | 0 | 0 | 0 | 0 | [5 empty] | 0
FL Zone 2AssemblyExisting |  | XXXXXXXX | Yes | Nonequipment | Cool Roof | Cool Roof - Includes both DX and chiller cooling systems | Code-Compliant Flat Roof | Commercial | Existing | Assembly | FL Zone 2 | Space Cooling |  |  | 0 | Square feet | [7 empty] | 3.1952 | 3.0217 | 0.17354 | 0.054312 |  | 15 |  |  |  | 0.17354 | [8 empty] | 0 | 0 | 0 | 0 | 0 | 0 | 0 | [5 empty] | 0
FL Zone 2College and UniversityExisting |  | XXXXXXXX | Yes | Nonequipment | Cool Roof | Cool Roof - Includes both DX and chiller cooling systems | Code-Compliant Flat Roof | Commercial | Existing | College and University | FL Zone 2 | Space Cooling |  |  | 0 | Square feet | [7 empty] | 9.3222 | 9.1486 | 0.17354 | 0.018616 |  | 15 |  |  |  | 0.17354 | [8 empty] | 0 | 0 | 0 | 0 | 0 | 0 | 0 | [5 empty] | 0
FL Zone 2GroceryExisting |  | XXXXXXXX | Yes | Nonequipment | Cool Roof | Cool Roof - Includes both DX and chiller cooling systems | Code-Compliant Flat Roof | Commercial | Existing | Grocery | FL Zone 2 | Space Cooling |  |  | 0 | Square feet | [7 empty] | 26.16 | 25.9865 | 0.17354 | 0.0066337 |  | 15 |  |  |  | 0.17354 | [8 empty] | 0 | 0 | 0 | 0 | 0 | 0 | 0 | [5 empty] | 0
FL Zone 2HealthcareExisting |  | XXXXXXXX | Yes | Nonequipment | Cool Roof | Cool Roof - Includes both DX and chiller cooling systems | Code-Compliant Flat Roof | Commercial | Existing | Healthcare | FL Zone 2 | Space Cooling |  |  | 0 | Square feet | [7 empty] | 12.7238 | 12.5502 | 0.17354 | 0.013639 |  | 15 |  |  |  | 0.17354 | [8 empty] | 0 | 0 | 0 | 0 | 0 | 0 | 0 | [5 empty] | 0
FL Zone 2HospitalsExisting |  | XXXXXXXX | Yes | Nonequipment | Cool Roof | Cool Roof - Includes both DX and chiller cooling systems | Code-Compliant Flat Roof | Commercial | Existing | Hospitals | FL Zone 2 | Space Cooling |  |  | 0 | Square feet | [7 empty] | 68.5815 | 68.4079 | 0.17354 | 0.0025304 |  | 15 |  |  |  | 0.17354 | [8 empty] | 0 | 0 | 0 | 0 | 0 | 0 | 0 | [5 empty] | 0
FL Zone 2InstitutionalExisting |  | XXXXXXXX | Yes | Nonequipment | Cool Roof | Cool Roof - Includes both DX and chiller cooling systems | Code-Compliant Flat Roof | Commercial | Existing | Institutional | FL Zone 2 | Space Cooling |  |  | 0 | Square feet | [7 empty] | 47.4704 | 47.2969 | 0.17354 | 0.0036557 |  | 15 |  |  |  | 0.17354 | [8 empty] | 0 | 0 | 0 | 0 | 0 | 0 | 0 | [5 empty] | 0
FL Zone 2Lodging/HospitalityExisting |  | XXXXXXXX | Yes | Nonequipment | Cool Roof | Cool Roof - Includes both DX and chiller cooling systems | Code-Compliant Flat Roof | Commercial | Existing | Lodging/Hospitality | FL Zone 2 | Space Cooling |  |  | 0 | Square feet | [7 empty] | 29.2942 | 29.1206 | 0.17354 | 0.005924 |  | 15 |  |  |  | 0.17354 | [8 empty] | 0 | 0 | 0 | 0 | 0 | 0 | 0 | [5 empty] | 0
FL Zone 2MiscellaneousExisting |  | XXXXXXXX | Yes | Nonequipment | Cool Roof | Cool Roof - Includes both DX and chiller cooling systems | Code-Compliant Flat Roof | Commercial | Existing | Miscellaneous | FL Zone 2 | Space Cooling |  |  | 0 | Square feet | [7 empty] | 90.4615 | 90.288 | 0.17354 | 0.0019184 |  | 15 |  |  |  | 0.17354 | [8 empty] | 0 | 0 | 0 | 0 | 0 | 0 | 0 | [5 empty] | 0
FL Zone 2OfficesExisting |  | XXXXXXXX | Yes | Nonequipment | Cool Roof | Cool Roof - Includes both DX and chiller cooling systems | Code-Compliant Flat Roof | Commercial | Existing | Offices | FL Zone 2 | Space Cooling |  |  | 0 | Square feet | [7 empty] | 49.095 | 48.9214 | 0.17354 | 0.0035348 |  | 15 |  |  |  | 0.17354 | [8 empty] | 0 | 0 | 0 | 0 | 0 | 0 | 0 | [5 empty] | 0
FL Zone 2RestaurantsExisting |  | XXXXXXXX | Yes | Nonequipment | Cool Roof | Cool Roof - Includes both DX and chiller cooling systems | Code-Compliant Flat Roof | Commercial | Existing | Restaurants | FL Zone 2 | Space Cooling |  |  | 0 | Square feet | [7 empty] | 26.4498 | 26.2763 | 0.17354 | 0.0065611 |  | 15 |  |  |  | 0.17354 | [8 empty] | 0 | 0 | 0 | 0 | 0 | 0 | 0 | [5 empty] | 0
FL Zone 2RetailExisting |  | XXXXXXXX | Yes | Nonequipment | Cool Roof | Cool Roof - Includes both DX and chiller cooling systems | Code-Compliant Flat Roof | Commercial | Existing | Retail | FL Zone 2 | Space Cooling |  |  | 0 | Square feet | [7 empty] | 5.0466 | 4.8731 | 0.17354 | 0.034387 |  | 15 |  |  |  | 0.17354 | [8 empty] | 0 | 0 | 0 | 0 | 0 | 0 | 0 | [5 empty] | 0
FL Zone 2Schools K-12Existing |  | XXXXXXXX | Yes | Nonequipment | Cool Roof | Cool Roof - Includes both DX and chiller cooling systems | Code-Compliant Flat Roof | Commercial | Existing | Schools K-12 | FL Zone 2 | Space Cooling |  |  | 0 | Square feet | [7 empty] | 4.3072 | 4.1336 | 0.17354 | 0.040291 |  | 15 |  |  |  | 0.17354 | [8 empty] | 0 | 0 | 0 | 0 | 0 | 0 | 0 | [5 empty] | 0
FL Zone 2WarehouseExisting |  | XXXXXXXX | Yes | Nonequipment | Cool Roof | Cool Roof - Includes both DX and chiller cooling systems | Code-Compliant Flat Roof | Commercial | Existing | Warehouse | FL Zone 2 | Space Cooling |  |  | 0 | Square feet | [7 empty] | 1.1832 | 1.0096 | 0.17354 | 0.14667 |  | 15 |  |  |  | 0.17354 | [8 empty] | 0 | 0 | 0 | 0 | 0 | 0 | 0 | [5 empty] | 0
FL Zone 2AssemblyNew |  | XXXXXXXX | Yes | Nonequipment | Cool Roof | Cool Roof - Includes both DX and chiller cooling systems | Code-Compliant Flat Roof | Commercial | New | Assembly | FL Zone 2 | Space Cooling |  |  | 0 | Square feet | [7 empty] | 3.1952 | 3.0217 | 0.17354 | 0.054312 |  | 15 |  |  |  | 0.17354 | [8 empty] | 0 | 0 | 0 | 0 | 0 | 0 | 0 | [5 empty] | 0
FL Zone 2College and UniversityNew |  | XXXXXXXX | Yes | Nonequipment | Cool Roof | Cool Roof - Includes both DX and chiller cooling systems | Code-Compliant Flat Roof | Commercial | New | College and University | FL Zone 2 | Space Cooling |  |  | 0 | Square feet | [7 empty] | 9.3222 | 9.1486 | 0.17354 | 0.018616 |  | 15 |  |  |  | 0.17354 | [8 empty] | 0 | 0 | 0 | 0 | 0 | 0 | 0 | [5 empty] | 0
FL Zone 2GroceryNew |  | XXXXXXXX | Yes | Nonequipment | Cool Roof | Cool Roof - Includes both DX and chiller cooling systems | Code-Compliant Flat Roof | Commercial | New | Grocery | FL Zone 2 | Space Cooling |  |  | 0 | Square feet | [7 empty] | 26.16 | 25.9865 | 0.17354 | 0.0066337 |  | 15 |  |  |  | 0.17354 | [8 empty] | 0 | 0 | 0 | 0 | 0 | 0 | 0 | [5 empty] | 0
FL Zone 2HealthcareNew |  | XXXXXXXX | Yes | Nonequipment | Cool Roof | Cool Roof - Includes both DX and chiller cooling systems | Code-Compliant Flat Roof | Commercial | New | Healthcare | FL Zone 2 | Space Cooling |  |  | 0 | Square feet | [7 empty] | 12.7238 | 12.5502 | 0.17354 | 0.013639 |  | 15 |  |  |  | 0.17354 | [8 empty] | 0 | 0 | 0 | 0 | 0 | 0 | 0 | [5 empty] | 0
FL Zone 2HospitalsNew |  | XXXXXXXX | Yes | Nonequipment | Cool Roof | Cool Roof - Includes both DX and chiller cooling systems | Code-Compliant Flat Roof | Commercial | New | Hospitals | FL Zone 2 | Space Cooling |  |  | 0 | Square feet | [7 empty] | 68.5815 | 68.4079 | 0.17354 | 0.0025304 |  | 15 |  |  |  | 0.17354 | [8 empty] | 0 | 0 | 0 | 0 | 0 | 0 | 0 | [5 empty] | 0
FL Zone 2InstitutionalNew |  | XXXXXXXX | Yes | Nonequipment | Cool Roof | Cool Roof - Includes both DX and chiller cooling systems | Code-Compliant Flat Roof | Commercial | New | Institutional | FL Zone 2 | Space Cooling |  |  | 0 | Square feet | [7 empty] | 47.4704 | 47.2969 | 0.17354 | 0.0036557 |  | 15 |  |  |  | 0.17354 | [8 empty] | 0 | 0 | 0 | 0 | 0 | 0 | 0 | [5 empty] | 0
FL Zone 2Lodging/HospitalityNew |  | XXXXXXXX | Yes | Nonequipment | Cool Roof | Cool Roof - Includes both DX and chiller cooling systems | Code-Compliant Flat Roof | Commercial | New | Lodging/Hospitality | FL Zone 2 | Space Cooling |  |  | 0 | Square feet | [7 empty] | 29.2942 | 29.1206 | 0.17354 | 0.005924 |  | 15 |  |  |  | 0.17354 | [8 empty] | 0 | 0 | 0 | 0 | 0 | 0 | 0 | [5 empty] | 0
FL Zone 2MiscellaneousNew |  | XXXXXXXX | Yes | Nonequipment | Cool Roof | Cool Roof - Includes both DX and chiller cooling systems | Code-Compliant Flat Roof | Commercial | New | Miscellaneous | FL Zone 2 | Space Cooling |  |  | 0 | Square feet | [7 empty] | 90.4615 | 90.288 | 0.17354 | 0.0019184 |  | 15 |  |  |  | 0.17354 | [8 empty] | 0 | 0 | 0 | 0 | 0 | 0 | 0 | [5 empty] | 0
FL Zone 2OfficesNew |  | XXXXXXXX | Yes | Nonequipment | Cool Roof | Cool Roof - Includes both DX and chiller cooling systems | Code-Compliant Flat Roof | Commercial | New | Offices | FL Zone 2 | Space Cooling |  |  | 0 | Square feet | [7 empty] | 49.095 | 48.9214 | 0.17354 | 0.0035348 |  | 15 |  |  |  | 0.17354 | [8 empty] | 0 | 0 | 0 | 0 | 0 | 0 | 0 | [5 empty] | 0
FL Zone 2RestaurantsNew |  | XXXXXXXX | Yes | Nonequipment | Cool Roof | Cool Roof - Includes both DX and chiller cooling systems | Code-Compliant Flat Roof | Commercial | New | Restaurants | FL Zone 2 | Space Cooling |  |  | 0 | Square feet | [7 empty] | 26.4498 | 26.2763 | 0.17354 | 0.0065611 |  | 15 |  |  |  | 0.17354 | [8 empty] | 0 | 0 | 0 | 0 | 0 | 0 | 0 | [5 empty] | 0
FL Zone 2RetailNew |  | XXXXXXXX | Yes | Nonequipment | Cool Roof | Cool Roof - Includes both DX and chiller cooling systems | Code-Compliant Flat Roof | Commercial | New | Retail | FL Zone 2 | Space Cooling |  |  | 0 | Square feet | [7 empty] | 5.0466 | 4.8731 | 0.17354 | 0.034387 |  | 15 |  |  |  | 0.17354 | [8 empty] | 0 | 0 | 0 | 0 | 0 | 0 | 0 | [5 empty] | 0
FL Zone 2Schools K-12New |  | XXXXXXXX | Yes | Nonequipment | Cool Roof | Cool Roof - Includes both DX and chiller cooling systems | Code-Compliant Flat Roof | Commercial | New | Schools K-12 | FL Zone 2 | Space Cooling |  |  | 0 | Square feet | [7 empty] | 4.3072 | 4.1336 | 0.17354 | 0.040291 |  | 15 |  |  |  | 0.17354 | [8 empty] | 0 | 0 | 0 | 0 | 0 | 0 | 0 | [5 empty] | 0
FL Zone 2WarehouseNew |  | XXXXXXXX | Yes | Nonequipment | Cool Roof | Cool Roof - Includes both DX and chiller cooling systems | Code-Compliant Flat Roof | Commercial | New | Warehouse | FL Zone 2 | Space Cooling |  |  | 0 | Square feet | [7 empty] | 1.1832 | 1.0096 | 0.17354 | 0.14667 |  | 15 |  |  |  | 0.17354 | [8 empty] | 0 | 0 | 0 | 0 | 0 | 0 | 0 | [5 empty] | 0
FL Zone 2AssemblyExisting |  | XXXXXXXX | Yes | Nonequipment | Dedicated Outdoor Air System on VRF unit | Code-Compliant VRF utilizing Dedicated Outdoor Air System | Code-Compliant PTHP | Commercial | Existing | Assembly | FL Zone 2 | Space Heating |  |  | 0 | Per Unit | [7 empty] | 315.0698 | 283.5628 | 31.507 | 0.1 |  | 15 |  |  |  | 70.2591 | [8 empty] | 0 | 0 | 0 | 0 | 0 | 0 | 0 | [5 empty] | 0
FL Zone 2College and UniversityExisting |  | XXXXXXXX | Yes | Nonequipment | Dedicated Outdoor Air System on VRF unit | Code-Compliant VRF utilizing Dedicated Outdoor Air System | Code-Compliant PTHP | Commercial | Existing | College and University | FL Zone 2 | Space Heating |  |  | 0 | Per Unit | [7 empty] | 315.0698 | 283.5628 | 31.507 | 0.1 |  | 15 |  |  |  | 70.2591 | [8 empty] | 0 | 0 | 0 | 0 | 0 | 0 | 0 | [5 empty] | 0
FL Zone 2GroceryExisting |  | XXXXXXXX | Yes | Nonequipment | Dedicated Outdoor Air System on VRF unit | Code-Compliant VRF utilizing Dedicated Outdoor Air System | Code-Compliant PTHP | Commercial | Existing | Grocery | FL Zone 2 | Space Heating |  |  | 0 | Per Unit | [7 empty] | 541.9201 | 487.7281 | 54.192 | 0.1 |  | 15 |  |  |  | 120.8457 | [8 empty] | 0 | 0 | 0 | 0 | 0 | 0 | 0 | [5 empty] | 0
FL Zone 2HealthcareExisting |  | XXXXXXXX | Yes | Nonequipment | Dedicated Outdoor Air System on VRF unit | Code-Compliant VRF utilizing Dedicated Outdoor Air System | Code-Compliant PTHP | Commercial | Existing | Healthcare | FL Zone 2 | Space Heating |  |  | 0 | Per Unit | [7 empty] | 494.0295 | 444.6265 | 49.4029 | 0.1 |  | 15 |  |  |  | 110.1663 | [8 empty] | 0 | 0 | 0 | 0 | 0 | 0 | 0 | [5 empty] | 0
FL Zone 2HospitalsExisting |  | XXXXXXXX | Yes | Nonequipment | Dedicated Outdoor Air System on VRF unit | Code-Compliant VRF utilizing Dedicated Outdoor Air System | Code-Compliant PTHP | Commercial | Existing | Hospitals | FL Zone 2 | Space Heating |  |  | 0 | Per Unit | [7 empty] | 562.0845 | 505.8761 | 56.2085 | 0.1 |  | 15 |  |  |  | 125.3423 | [8 empty] | 0 | 0 | 0 | 0 | 0 | 0 | 0 | [5 empty] | 0
FL Zone 2InstitutionalExisting |  | XXXXXXXX | Yes | Nonequipment | Dedicated Outdoor Air System on VRF unit | Code-Compliant VRF utilizing Dedicated Outdoor Air System | Code-Compliant PTHP | Commercial | Existing | Institutional | FL Zone 2 | Space Heating |  |  | 0 | Per Unit | [7 empty] | 274.7409 | 247.2668 | 27.4741 | 0.1 |  | 15 |  |  |  | 61.266 | [8 empty] | 0 | 0 | 0 | 0 | 0 | 0 | 0 | [5 empty] | 0
FL Zone 2Lodging/HospitalityExisting |  | XXXXXXXX | Yes | Nonequipment | Dedicated Outdoor Air System on VRF unit | Code-Compliant VRF utilizing Dedicated Outdoor Air System | Code-Compliant PTHP | Commercial | Existing | Lodging/Hospitality | FL Zone 2 | Space Heating |  |  | 0 | Per Unit | [7 empty] | 332.7137 | 299.4423 | 33.2714 | 0.1 |  | 15 |  |  |  | 74.1936 | [8 empty] | 0 | 0 | 0 | 0 | 0 | 0 | 0 | [5 empty] | 0
FL Zone 2MiscellaneousExisting |  | XXXXXXXX | Yes | Nonequipment | Dedicated Outdoor Air System on VRF unit | Code-Compliant VRF utilizing Dedicated Outdoor Air System | Code-Compliant PTHP | Commercial | Existing | Miscellaneous | FL Zone 2 | Space Heating |  |  | 0 | Per Unit | [7 empty] | 173.9185 | 156.5267 | 17.3919 | 0.1 |  | 15 |  |  |  | 38.783 | [8 empty] | 0 | 0 | 0 | 0 | 0 | 0 | 0 | [5 empty] | 0
FL Zone 2OfficesExisting |  | XXXXXXXX | Yes | Nonequipment | Dedicated Outdoor Air System on VRF unit | Code-Compliant VRF utilizing Dedicated Outdoor Air System | Code-Compliant PTHP | Commercial | Existing | Offices | FL Zone 2 | Space Heating |  |  | 0 | Per Unit | [7 empty] | 184.0008 | 165.6007 | 18.4001 | 0.1 |  | 15 |  |  |  | 41.0313 | [8 empty] | 0 | 0 | 0 | 0 | 0 | 0 | 0 | [5 empty] | 0
FL Zone 2RestaurantsExisting |  | XXXXXXXX | Yes | Nonequipment | Dedicated Outdoor Air System on VRF unit | Code-Compliant VRF utilizing Dedicated Outdoor Air System | Code-Compliant PTHP | Commercial | Existing | Restaurants | FL Zone 2 | Space Heating |  |  | 0 | Per Unit | [7 empty] | 1161.9774 | 1045.7797 | 116.1977 | 0.1 |  | 15 |  |  |  | 259.1157 | [8 empty] | 0 | 0 | 0 | 0 | 0 | 0 | 0 | [5 empty] | 0
FL Zone 2RetailExisting |  | XXXXXXXX | Yes | Nonequipment | Dedicated Outdoor Air System on VRF unit | Code-Compliant VRF utilizing Dedicated Outdoor Air System | Code-Compliant PTHP | Commercial | Existing | Retail | FL Zone 2 | Space Heating |  |  | 0 | Per Unit | [7 empty] | 728.4414 | 655.5972 | 72.8441 | 0.1 |  | 15 |  |  |  | 162.4391 | [8 empty] | 0 | 0 | 0 | 0 | 0 | 0 | 0 | [5 empty] | 0
FL Zone 2Schools K-12Existing |  | XXXXXXXX | Yes | Nonequipment | Dedicated Outdoor Air System on VRF unit | Code-Compliant VRF utilizing Dedicated Outdoor Air System | Code-Compliant PTHP | Commercial | Existing | Schools K-12 | FL Zone 2 | Space Heating |  |  | 0 | Per Unit | [7 empty] | 670.4685 | 603.4217 | 67.0469 | 0.1 |  | 15 |  |  |  | 149.5114 | [8 empty] | 0 | 0 | 0 | 0 | 0 | 0 | 0 | [5 empty] | 0
FL Zone 2WarehouseExisting |  | XXXXXXXX | Yes | Nonequipment | Dedicated Outdoor Air System on VRF unit | Code-Compliant VRF utilizing Dedicated Outdoor Air System | Code-Compliant PTHP | Commercial | Existing | Warehouse | FL Zone 2 | Space Heating |  |  | 0 | Per Unit | [7 empty] | 173.9185 | 156.5267 | 17.3919 | 0.1 |  | 15 |  |  |  | 38.783 | [8 empty] | 0 | 0 | 0 | 0 | 0 | 0 | 0 | [5 empty] | 0
FL Zone 2AssemblyNew |  | XXXXXXXX | Yes | Nonequipment | Dedicated Outdoor Air System on VRF unit | Code-Compliant VRF utilizing Dedicated Outdoor Air System | Code-Compliant PTHP | Commercial | New | Assembly | FL Zone 2 | Space Heating |  |  | 0 | Per Unit | [7 empty] | 315.0698 | 283.5628 | 31.507 | 0.1 |  | 15 |  |  |  | 70.2591 | [8 empty] | 0 | 0 | 0 | 0 | 0 | 0 | 0 | [5 empty] | 0
FL Zone 2College and UniversityNew |  | XXXXXXXX | Yes | Nonequipment | Dedicated Outdoor Air System on VRF unit | Code-Compliant VRF utilizing Dedicated Outdoor Air System | Code-Compliant PTHP | Commercial | New | College and University | FL Zone 2 | Space Heating |  |  | 0 | Per Unit | [7 empty] | 315.0698 | 283.5628 | 31.507 | 0.1 |  | 15 |  |  |  | 70.2591 | [8 empty] | 0 | 0 | 0 | 0 | 0 | 0 | 0 | [5 empty] | 0
FL Zone 2GroceryNew |  | XXXXXXXX | Yes | Nonequipment | Dedicated Outdoor Air System on VRF unit | Code-Compliant VRF utilizing Dedicated Outdoor Air System | Code-Compliant PTHP | Commercial | New | Grocery | FL Zone 2 | Space Heating |  |  | 0 | Per Unit | [7 empty] | 541.9201 | 487.7281 | 54.192 | 0.1 |  | 15 |  |  |  | 120.8457 | [8 empty] | 0 | 0 | 0 | 0 | 0 | 0 | 0 | [5 empty] | 0
FL Zone 2HealthcareNew |  | XXXXXXXX | Yes | Nonequipment | Dedicated Outdoor Air System on VRF unit | Code-Compliant VRF utilizing Dedicated Outdoor Air System | Code-Compliant PTHP | Commercial | New | Healthcare | FL Zone 2 | Space Heating |  |  | 0 | Per Unit | [7 empty] | 494.0295 | 444.6265 | 49.4029 | 0.1 |  | 15 |  |  |  | 110.1663 | [8 empty] | 0 | 0 | 0 | 0 | 0 | 0 | 0 | [5 empty] | 0
FL Zone 2HospitalsNew |  | XXXXXXXX | Yes | Nonequipment | Dedicated Outdoor Air System on VRF unit | Code-Compliant VRF utilizing Dedicated Outdoor Air System | Code-Compliant PTHP | Commercial | New | Hospitals | FL Zone 2 | Space Heating |  |  | 0 | Per Unit | [7 empty] | 562.0845 | 505.8761 | 56.2085 | 0.1 |  | 15 |  |  |  | 125.3423 | [8 empty] | 0 | 0 | 0 | 0 | 0 | 0 | 0 | [5 empty] | 0
FL Zone 2InstitutionalNew |  | XXXXXXXX | Yes | Nonequipment | Dedicated Outdoor Air System on VRF unit | Code-Compliant VRF utilizing Dedicated Outdoor Air System | Code-Compliant PTHP | Commercial | New | Institutional | FL Zone 2 | Space Heating |  |  | 0 | Per Unit | [7 empty] | 274.7409 | 247.2668 | 27.4741 | 0.1 |  | 15 |  |  |  | 61.266 | [8 empty] | 0 | 0 | 0 | 0 | 0 | 0 | 0 | [5 empty] | 0
FL Zone 2Lodging/HospitalityNew |  | XXXXXXXX | Yes | Nonequipment | Dedicated Outdoor Air System on VRF unit | Code-Compliant VRF utilizing Dedicated Outdoor Air System | Code-Compliant PTHP | Commercial | New | Lodging/Hospitality | FL Zone 2 | Space Heating |  |  | 0 | Per Unit | [7 empty] | 332.7137 | 299.4423 | 33.2714 | 0.1 |  | 15 |  |  |  | 74.1936 | [8 empty] | 0 | 0 | 0 | 0 | 0 | 0 | 0 | [5 empty] | 0
FL Zone 2MiscellaneousNew |  | XXXXXXXX | Yes | Nonequipment | Dedicated Outdoor Air System on VRF unit | Code-Compliant VRF utilizing Dedicated Outdoor Air System | Code-Compliant PTHP | Commercial | New | Miscellaneous | FL Zone 2 | Space Heating |  |  | 0 | Per Unit | [7 empty] | 173.9185 | 156.5267 | 17.3919 | 0.1 |  | 15 |  |  |  | 38.783 | [8 empty] | 0 | 0 | 0 | 0 | 0 | 0 | 0 | [5 empty] | 0
FL Zone 2OfficesNew |  | XXXXXXXX | Yes | Nonequipment | Dedicated Outdoor Air System on VRF unit | Code-Compliant VRF utilizing Dedicated Outdoor Air System | Code-Compliant PTHP | Commercial | New | Offices | FL Zone 2 | Space Heating |  |  | 0 | Per Unit | [7 empty] | 184.0008 | 165.6007 | 18.4001 | 0.1 |  | 15 |  |  |  | 41.0313 | [8 empty] | 0 | 0 | 0 | 0 | 0 | 0 | 0 | [5 empty] | 0
FL Zone 2RestaurantsNew |  | XXXXXXXX | Yes | Nonequipment | Dedicated Outdoor Air System on VRF unit | Code-Compliant VRF utilizing Dedicated Outdoor Air System | Code-Compliant PTHP | Commercial | New | Restaurants | FL Zone 2 | Space Heating |  |  | 0 | Per Unit | [7 empty] | 1161.9774 | 1045.7797 | 116.1977 | 0.1 |  | 15 |  |  |  | 259.1157 | [8 empty] | 0 | 0 | 0 | 0 | 0 | 0 | 0 | [5 empty] | 0
FL Zone 2RetailNew |  | XXXXXXXX | Yes | Nonequipment | Dedicated Outdoor Air System on VRF unit | Code-Compliant VRF utilizing Dedicated Outdoor Air System | Code-Compliant PTHP | Commercial | New | Retail | FL Zone 2 | Space Heating |  |  | 0 | Per Unit | [7 empty] | 728.4414 | 655.5972 | 72.8441 | 0.1 |  | 15 |  |  |  | 162.4391 | [8 empty] | 0 | 0 | 0 | 0 | 0 | 0 | 0 | [5 empty] | 0
FL Zone 2Schools K-12New |  | XXXXXXXX | Yes | Nonequipment | Dedicated Outdoor Air System on VRF unit | Code-Compliant VRF utilizing Dedicated Outdoor Air System | Code-Compliant PTHP | Commercial | New | Schools K-12 | FL Zone 2 | Space Heating |  |  | 0 | Per Unit | [7 empty] | 670.4685 | 603.4217 | 67.0469 | 0.1 |  | 15 |  |  |  | 149.5114 | [8 empty] | 0 | 0 | 0 | 0 | 0 | 0 | 0 | [5 empty] | 0
FL Zone 2WarehouseNew |  | XXXXXXXX | Yes | Nonequipment | Dedicated Outdoor Air System on VRF unit | Code-Compliant VRF utilizing Dedicated Outdoor Air System | Code-Compliant PTHP | Commercial | New | Warehouse | FL Zone 2 | Space Heating |  |  | 0 | Per Unit | [7 empty] | 173.9185 | 156.5267 | 17.3919 | 0.1 |  | 15 |  |  |  | 38.783 | [8 empty] | 0 | 0 | 0 | 0 | 0 | 0 | 0 | [5 empty] | 0
FL Zone 2AssemblyExisting |  | XXXXXXXX | Yes | Nonequipment | Dedicated Outdoor Air System on VRF unit | Code-Compliant VRF utilizing Dedicated Outdoor Air System | Code-Compliant PTHP | Commercial | Existing | Assembly | FL Zone 2 | Space Cooling |  |  | 0 | Per Unit | [7 empty] | 4392.1356 | 3623.5119 | 768.6237 | 0.175 |  | 15 |  |  |  | 590.2194 | [8 empty] | 0 | 0 | 0 | 0 | 0 | 0 | 0 | [5 empty] | 0
FL Zone 2College and UniversityExisting |  | XXXXXXXX | Yes | Nonequipment | Dedicated Outdoor Air System on VRF unit | Code-Compliant VRF utilizing Dedicated Outdoor Air System | Code-Compliant PTHP | Commercial | Existing | College and University | FL Zone 2 | Space Cooling |  |  | 0 | Per Unit | [7 empty] | 4872.683 | 4019.9634 | 852.7195 | 0.175 |  | 15 |  |  |  | 654.7958 | [8 empty] | 0 | 0 | 0 | 0 | 0 | 0 | 0 | [5 empty] | 0
FL Zone 2GroceryExisting |  | XXXXXXXX | Yes | Nonequipment | Dedicated Outdoor Air System on VRF unit | Code-Compliant VRF utilizing Dedicated Outdoor Air System | Code-Compliant PTHP | Commercial | Existing | Grocery | FL Zone 2 | Space Cooling |  |  | 0 | Per Unit | [7 empty] | 2426.2601 | 2001.6646 | 424.5955 | 0.175 |  | 15 |  |  |  | 326.0431 | [8 empty] | 0 | 0 | 0 | 0 | 0 | 0 | 0 | [5 empty] | 0
FL Zone 2HealthcareExisting |  | XXXXXXXX | Yes | Nonequipment | Dedicated Outdoor Air System on VRF unit | Code-Compliant VRF utilizing Dedicated Outdoor Air System | Code-Compliant PTHP | Commercial | Existing | Healthcare | FL Zone 2 | Space Cooling |  |  | 0 | Per Unit | [7 empty] | 9557.1796 | 7884.6731 | 1672.5064 | 0.175 |  | 15 |  |  |  | 1284.3029 | [8 empty] | 0 | 0 | 0 | 0 | 0 | 0 | 0 | [5 empty] | 0
FL Zone 2HospitalsExisting |  | XXXXXXXX | Yes | Nonequipment | Dedicated Outdoor Air System on VRF unit | Code-Compliant VRF utilizing Dedicated Outdoor Air System | Code-Compliant PTHP | Commercial | Existing | Hospitals | FL Zone 2 | Space Cooling |  |  | 0 | Per Unit | [7 empty] | 9053.1089 | 7468.8148 | 1584.2941 | 0.175 |  | 15 |  |  |  | 1216.5654 | [8 empty] | 0 | 0 | 0 | 0 | 0 | 0 | 0 | [5 empty] | 0
FL Zone 2InstitutionalExisting |  | XXXXXXXX | Yes | Nonequipment | Dedicated Outdoor Air System on VRF unit | Code-Compliant VRF utilizing Dedicated Outdoor Air System | Code-Compliant PTHP | Commercial | Existing | Institutional | FL Zone 2 | Space Cooling |  |  | 0 | Per Unit | [7 empty] | 2372.4925 | 1957.3063 | 415.1862 | 0.175 |  | 15 |  |  |  | 318.8178 | [8 empty] | 0 | 0 | 0 | 0 | 0 | 0 | 0 | [5 empty] | 0
FL Zone 2Lodging/HospitalityExisting |  | XXXXXXXX | Yes | Nonequipment | Dedicated Outdoor Air System on VRF unit | Code-Compliant VRF utilizing Dedicated Outdoor Air System | Code-Compliant PTHP | Commercial | Existing | Lodging/Hospitality | FL Zone 2 | Space Cooling |  |  | 0 | Per Unit | [7 empty] | 7255.2569 | 5985.587 | 1269.67 | 0.175 |  | 15 |  |  |  | 974.9683 | [8 empty] | 0 | 0 | 0 | 0 | 0 | 0 | 0 | [5 empty] | 0
FL Zone 2MiscellaneousExisting |  | XXXXXXXX | Yes | Nonequipment | Dedicated Outdoor Air System on VRF unit | Code-Compliant VRF utilizing Dedicated Outdoor Air System | Code-Compliant PTHP | Commercial | Existing | Miscellaneous | FL Zone 2 | Space Cooling |  |  | 0 | Per Unit | [7 empty] | 2453.1438 | 2023.8437 | 429.3002 | 0.175 |  | 15 |  |  |  | 329.6558 | [8 empty] | 0 | 0 | 0 | 0 | 0 | 0 | 0 | [5 empty] | 0
FL Zone 2OfficesExisting |  | XXXXXXXX | Yes | Nonequipment | Dedicated Outdoor Air System on VRF unit | Code-Compliant VRF utilizing Dedicated Outdoor Air System | Code-Compliant PTHP | Commercial | Existing | Offices | FL Zone 2 | Space Cooling |  |  | 0 | Per Unit | [7 empty] | 4943.2529 | 4078.1836 | 865.0693 | 0.175 |  | 15 |  |  |  | 664.279 | [8 empty] | 0 | 0 | 0 | 0 | 0 | 0 | 0 | [5 empty] | 0
FL Zone 2RestaurantsExisting |  | XXXXXXXX | Yes | Nonequipment | Dedicated Outdoor Air System on VRF unit | Code-Compliant VRF utilizing Dedicated Outdoor Air System | Code-Compliant PTHP | Commercial | Existing | Restaurants | FL Zone 2 | Space Cooling |  |  | 0 | Per Unit | [7 empty] | 7117.4776 | 5871.919 | 1245.5586 | 0.175 |  | 15 |  |  |  | 956.4534 | [8 empty] | 0 | 0 | 0 | 0 | 0 | 0 | 0 | [5 empty] | 0
FL Zone 2RetailExisting |  | XXXXXXXX | Yes | Nonequipment | Dedicated Outdoor Air System on VRF unit | Code-Compliant VRF utilizing Dedicated Outdoor Air System | Code-Compliant PTHP | Commercial | Existing | Retail | FL Zone 2 | Space Cooling |  |  | 0 | Per Unit | [7 empty] | 5578.3819 | 4602.1651 | 976.2168 | 0.175 |  | 15 |  |  |  | 749.6283 | [8 empty] | 0 | 0 | 0 | 0 | 0 | 0 | 0 | [5 empty] | 0
FL Zone 2Schools K-12Existing |  | XXXXXXXX | Yes | Nonequipment | Dedicated Outdoor Air System on VRF unit | Code-Compliant VRF utilizing Dedicated Outdoor Air System | Code-Compliant PTHP | Commercial | Existing | Schools K-12 | FL Zone 2 | Space Cooling |  |  | 0 | Per Unit | [7 empty] | 4849.1597 | 4000.5567 | 848.6029 | 0.175 |  | 15 |  |  |  | 651.6347 | [8 empty] | 0 | 0 | 0 | 0 | 0 | 0 | 0 | [5 empty] | 0
FL Zone 2WarehouseExisting |  | XXXXXXXX | Yes | Nonequipment | Dedicated Outdoor Air System on VRF unit | Code-Compliant VRF utilizing Dedicated Outdoor Air System | Code-Compliant PTHP | Commercial | Existing | Warehouse | FL Zone 2 | Space Cooling |  |  | 0 | Per Unit | [7 empty] | 1065.2693 | 878.8472 | 186.4221 | 0.175 |  | 15 |  |  |  | 143.1519 | [8 empty] | 0 | 0 | 0 | 0 | 0 | 0 | 0 | [5 empty] | 0
FL Zone 2AssemblyNew |  | XXXXXXXX | Yes | Nonequipment | Dedicated Outdoor Air System on VRF unit | Code-Compliant VRF utilizing Dedicated Outdoor Air System | Code-Compliant PTHP | Commercial | New | Assembly | FL Zone 2 | Space Cooling |  |  | 0 | Per Unit | [7 empty] | 4392.1356 | 3623.5119 | 768.6237 | 0.175 |  | 15 |  |  |  | 590.2194 | [8 empty] | 0 | 0 | 0 | 0 | 0 | 0 | 0 | [5 empty] | 0
FL Zone 2College and UniversityNew |  | XXXXXXXX | Yes | Nonequipment | Dedicated Outdoor Air System on VRF unit | Code-Compliant VRF utilizing Dedicated Outdoor Air System | Code-Compliant PTHP | Commercial | New | College and University | FL Zone 2 | Space Cooling |  |  | 0 | Per Unit | [7 empty] | 4872.683 | 4019.9634 | 852.7195 | 0.175 |  | 15 |  |  |  | 654.7958 | [8 empty] | 0 | 0 | 0 | 0 | 0 | 0 | 0 | [5 empty] | 0
FL Zone 2GroceryNew |  | XXXXXXXX | Yes | Nonequipment | Dedicated Outdoor Air System on VRF unit | Code-Compliant VRF utilizing Dedicated Outdoor Air System | Code-Compliant PTHP | Commercial | New | Grocery | FL Zone 2 | Space Cooling |  |  | 0 | Per Unit | [7 empty] | 2426.2601 | 2001.6646 | 424.5955 | 0.175 |  | 15 |  |  |  | 326.0431 | [8 empty] | 0 | 0 | 0 | 0 | 0 | 0 | 0 | [5 empty] | 0
FL Zone 2HealthcareNew |  | XXXXXXXX | Yes | Nonequipment | Dedicated Outdoor Air System on VRF unit | Code-Compliant VRF utilizing Dedicated Outdoor Air System | Code-Compliant PTHP | Commercial | New | Healthcare | FL Zone 2 | Space Cooling |  |  | 0 | Per Unit | [7 empty] | 9557.1796 | 7884.6731 | 1672.5064 | 0.175 |  | 15 |  |  |  | 1284.3029 | [8 empty] | 0 | 0 | 0 | 0 | 0 | 0 | 0 | [5 empty] | 0
FL Zone 2HospitalsNew |  | XXXXXXXX | Yes | Nonequipment | Dedicated Outdoor Air System on VRF unit | Code-Compliant VRF utilizing Dedicated Outdoor Air System | Code-Compliant PTHP | Commercial | New | Hospitals | FL Zone 2 | Space Cooling |  |  | 0 | Per Unit | [7 empty] | 9053.1089 | 7468.8148 | 1584.2941 | 0.175 |  | 15 |  |  |  | 1216.5654 | [8 empty] | 0 | 0 | 0 | 0 | 0 | 0 | 0 | [5 empty] | 0
FL Zone 2InstitutionalNew |  | XXXXXXXX | Yes | Nonequipment | Dedicated Outdoor Air System on VRF unit | Code-Compliant VRF utilizing Dedicated Outdoor Air System | Code-Compliant PTHP | Commercial | New | Institutional | FL Zone 2 | Space Cooling |  |  | 0 | Per Unit | [7 empty] | 2372.4925 | 1957.3063 | 415.1862 | 0.175 |  | 15 |  |  |  | 318.8178 | [8 empty] | 0 | 0 | 0 | 0 | 0 | 0 | 0 | [5 empty] | 0
FL Zone 2Lodging/HospitalityNew |  | XXXXXXXX | Yes | Nonequipment | Dedicated Outdoor Air System on VRF unit | Code-Compliant VRF utilizing Dedicated Outdoor Air System | Code-Compliant PTHP | Commercial | New | Lodging/Hospitality | FL Zone 2 | Space Cooling |  |  | 0 | Per Unit | [7 empty] | 7255.2569 | 5985.587 | 1269.67 | 0.175 |  | 15 |  |  |  | 974.9683 | [8 empty] | 0 | 0 | 0 | 0 | 0 | 0 | 0 | [5 empty] | 0
FL Zone 2MiscellaneousNew |  | XXXXXXXX | Yes | Nonequipment | Dedicated Outdoor Air System on VRF unit | Code-Compliant VRF utilizing Dedicated Outdoor Air System | Code-Compliant PTHP | Commercial | New | Miscellaneous | FL Zone 2 | Space Cooling |  |  | 0 | Per Unit | [7 empty] | 2453.1438 | 2023.8437 | 429.3002 | 0.175 |  | 15 |  |  |  | 329.6558 | [8 empty] | 0 | 0 | 0 | 0 | 0 | 0 | 0 | [5 empty] | 0
FL Zone 2OfficesNew |  | XXXXXXXX | Yes | Nonequipment | Dedicated Outdoor Air System on VRF unit | Code-Compliant VRF utilizing Dedicated Outdoor Air System | Code-Compliant PTHP | Commercial | New | Offices | FL Zone 2 | Space Cooling |  |  | 0 | Per Unit | [7 empty] | 4943.2529 | 4078.1836 | 865.0693 | 0.175 |  | 15 |  |  |  | 664.279 | [8 empty] | 0 | 0 | 0 | 0 | 0 | 0 | 0 | [5 empty] | 0
FL Zone 2RestaurantsNew |  | XXXXXXXX | Yes | Nonequipment | Dedicated Outdoor Air System on VRF unit | Code-Compliant VRF utilizing Dedicated Outdoor Air System | Code-Compliant PTHP | Commercial | New | Restaurants | FL Zone 2 | Space Cooling |  |  | 0 | Per Unit | [7 empty] | 7117.4776 | 5871.919 | 1245.5586 | 0.175 |  | 15 |  |  |  | 956.4534 | [8 empty] | 0 | 0 | 0 | 0 | 0 | 0 | 0 | [5 empty] | 0
FL Zone 2RetailNew |  | XXXXXXXX | Yes | Nonequipment | Dedicated Outdoor Air System on VRF unit | Code-Compliant VRF utilizing Dedicated Outdoor Air System | Code-Compliant PTHP | Commercial | New | Retail | FL Zone 2 | Space Cooling |  |  | 0 | Per Unit | [7 empty] | 5578.3819 | 4602.1651 | 976.2168 | 0.175 |  | 15 |  |  |  | 749.6283 | [8 empty] | 0 | 0 | 0 | 0 | 0 | 0 | 0 | [5 empty] | 0
FL Zone 2Schools K-12New |  | XXXXXXXX | Yes | Nonequipment | Dedicated Outdoor Air System on VRF unit | Code-Compliant VRF utilizing Dedicated Outdoor Air System | Code-Compliant PTHP | Commercial | New | Schools K-12 | FL Zone 2 | Space Cooling |  |  | 0 | Per Unit | [7 empty] | 4849.1597 | 4000.5567 | 848.6029 | 0.175 |  | 15 |  |  |  | 651.6347 | [8 empty] | 0 | 0 | 0 | 0 | 0 | 0 | 0 | [5 empty] | 0
FL Zone 2WarehouseNew |  | XXXXXXXX | Yes | Nonequipment | Dedicated Outdoor Air System on VRF unit | Code-Compliant VRF utilizing Dedicated Outdoor Air System | Code-Compliant PTHP | Commercial | New | Warehouse | FL Zone 2 | Space Cooling |  |  | 0 | Per Unit | [7 empty] | 1065.2693 | 878.8472 | 186.4221 | 0.175 |  | 15 |  |  |  | 143.1519 | [8 empty] | 0 | 0 | 0 | 0 | 0 | 0 | 0 | [5 empty] | 0
FL Zone 2AssemblyExisting |  | XXXXXXXX | Yes | Nonequipment | Demand Controlled Ventilation | Return Air System with CO2 Sensors | Standard Return Air System, No Sensors | Commercial | Existing | Assembly | FL Zone 2 | Ventilation and Circulation |  |  | 0 | Per End Use Consumption | [7 empty] | 9357.0704 | 4678.5352 | 4678.5352 | 0.5 |  | 10 |  |  |  | 4678.5352 | [8 empty] | 0 | 0 | 0 | 0 | 0 | 0 | 0 | [5 empty] | 0
FL Zone 2College and UniversityExisting |  | XXXXXXXX | Yes | Nonequipment | Demand Controlled Ventilation | Return Air System with CO2 Sensors | Standard Return Air System, No Sensors | Commercial | Existing | College and University | FL Zone 2 | Ventilation and Circulation |  |  | 0 | Per End Use Consumption | [7 empty] | 55886.0882 | 27943.0441 | 27943.0441 | 0.5 |  | 10 |  |  |  | 27943.0441 | [8 empty] | 0 | 0 | 0 | 0 | 0 | 0 | 0 | [5 empty] | 0
FL Zone 2GroceryExisting |  | XXXXXXXX | Yes | Nonequipment | Demand Controlled Ventilation | Return Air System with CO2 Sensors | Standard Return Air System, No Sensors | Commercial | Existing | Grocery | FL Zone 2 | Ventilation and Circulation |  |  | 0 | Per End Use Consumption | [7 empty] | 22528.0535 | 20402.7838 | 2125.2697 | 0.094339 |  | 10 |  |  |  | 2125.2697 | [8 empty] | 0 | 0 | 0 | 0 | 0 | 0 | 0 | [5 empty] | 0
FL Zone 2HealthcareExisting |  | XXXXXXXX | Yes | Nonequipment | Demand Controlled Ventilation | Return Air System with CO2 Sensors | Standard Return Air System, No Sensors | Commercial | Existing | Healthcare | FL Zone 2 | Ventilation and Circulation |  |  | 0 | Per End Use Consumption | [7 empty] | 39322.8159 | 30247.0931 | 9075.7228 | 0.2308 |  | 10 |  |  |  | 9075.7228 | [8 empty] | 0 | 0 | 0 | 0 | 0 | 0 | 0 | [5 empty] | 0
FL Zone 2HospitalsExisting |  | XXXXXXXX | Yes | Nonequipment | Demand Controlled Ventilation | Return Air System with CO2 Sensors | Standard Return Air System, No Sensors | Commercial | Existing | Hospitals | FL Zone 2 | Ventilation and Circulation |  |  | 0 | Per End Use Consumption | [7 empty] | 409737.5542 | 315169.9506 | 94567.6036 | 0.2308 |  | 10 |  |  |  | 94567.6036 | [8 empty] | 0 | 0 | 0 | 0 | 0 | 0 | 0 | [5 empty] | 0
FL Zone 2InstitutionalExisting |  | XXXXXXXX | Yes | Nonequipment | Demand Controlled Ventilation | Return Air System with CO2 Sensors | Standard Return Air System, No Sensors | Commercial | Existing | Institutional | FL Zone 2 | Ventilation and Circulation |  |  | 0 | Per End Use Consumption | [7 empty] | 45457.5939 | 36152.0454 | 9305.5485 | 0.20471 |  | 10 |  |  |  | 9305.5485 | [8 empty] | 0 | 0 | 0 | 0 | 0 | 0 | 0 | [5 empty] | 0
FL Zone 2Lodging/HospitalityExisting |  | XXXXXXXX | Yes | Nonequipment | Demand Controlled Ventilation | Return Air System with CO2 Sensors | Standard Return Air System, No Sensors | Commercial | Existing | Lodging/Hospitality | FL Zone 2 | Ventilation and Circulation |  |  | 0 | Per End Use Consumption | [7 empty] | 37289.9516 | 22041.6325 | 15248.3191 | 0.40891 |  | 10 |  |  |  | 15248.3191 | [8 empty] | 0 | 0 | 0 | 0 | 0 | 0 | 0 | [5 empty] | 0
FL Zone 2MiscellaneousExisting |  | XXXXXXXX | Yes | Nonequipment | Demand Controlled Ventilation | Return Air System with CO2 Sensors | Standard Return Air System, No Sensors | Commercial | Existing | Miscellaneous | FL Zone 2 | Ventilation and Circulation |  |  | 0 | Per End Use Consumption | [7 empty] | 433378.3365 | 419545.6656 | 13832.6709 | 0.031918 |  | 10 |  |  |  | 13832.6709 | [8 empty] | 0 | 0 | 0 | 0 | 0 | 0 | 0 | [5 empty] | 0
FL Zone 2OfficesExisting |  | XXXXXXXX | Yes | Nonequipment | Demand Controlled Ventilation | Return Air System with CO2 Sensors | Standard Return Air System, No Sensors | Commercial | Existing | Offices | FL Zone 2 | Ventilation and Circulation |  |  | 0 | Per End Use Consumption | [7 empty] | 32395.1974 | 25148.8635 | 7246.3338 | 0.22369 |  | 10 |  |  |  | 7246.3338 | [8 empty] | 0 | 0 | 0 | 0 | 0 | 0 | 0 | [5 empty] | 0
FL Zone 2RestaurantsExisting |  | XXXXXXXX | Yes | Nonequipment | Demand Controlled Ventilation | Return Air System with CO2 Sensors | Standard Return Air System, No Sensors | Commercial | Existing | Restaurants | FL Zone 2 | Ventilation and Circulation |  |  | 0 | Per End Use Consumption | [7 empty] | 23474.3693 | 21183.0669 | 2291.3025 | 0.097609 |  | 10 |  |  |  | 2291.3025 | [8 empty] | 0 | 0 | 0 | 0 | 0 | 0 | 0 | [5 empty] | 0
FL Zone 2RetailExisting |  | XXXXXXXX | Yes | Nonequipment | Demand Controlled Ventilation | Return Air System with CO2 Sensors | Standard Return Air System, No Sensors | Commercial | Existing | Retail | FL Zone 2 | Ventilation and Circulation |  |  | 0 | Per End Use Consumption | [7 empty] | 10253.0329 | 5126.5164 | 5126.5164 | 0.5 |  | 10 |  |  |  | 5126.5164 | [8 empty] | 0 | 0 | 0 | 0 | 0 | 0 | 0 | [5 empty] | 0
FL Zone 2Schools K-12Existing |  | XXXXXXXX | Yes | Nonequipment | Demand Controlled Ventilation | Return Air System with CO2 Sensors | Standard Return Air System, No Sensors | Commercial | Existing | Schools K-12 | FL Zone 2 | Ventilation and Circulation |  |  | 0 | Per End Use Consumption | [7 empty] | 38316.5419 | 19158.2709 | 19158.2709 | 0.5 |  | 10 |  |  |  | 19158.2709 | [8 empty] | 0 | 0 | 0 | 0 | 0 | 0 | 0 | [5 empty] | 0
FL Zone 2WarehouseExisting |  | XXXXXXXX | Yes | Nonequipment | Demand Controlled Ventilation | Return Air System with CO2 Sensors | Standard Return Air System, No Sensors | Commercial | Existing | Warehouse | FL Zone 2 | Ventilation and Circulation |  |  | 0 | Per End Use Consumption | [7 empty] | 3806.38 | 1903.19 | 1903.19 | 0.5 |  | 10 |  |  |  | 1903.19 | [8 empty] | 0 | 0 | 0 | 0 | 0 | 0 | 0 | [5 empty] | 0
FL Zone 2AssemblyNew |  | XXXXXXXX | Yes | Nonequipment | Demand Controlled Ventilation | Return Air System with CO2 Sensors | Standard Return Air System, No Sensors | Commercial | New | Assembly | FL Zone 2 | Ventilation and Circulation |  |  | 0 | Per End Use Consumption | [7 empty] | 9357.0704 | 4678.5352 | 4678.5352 | 0.5 |  | 10 |  |  |  | 4678.5352 | [8 empty] | 0 | 0 | 0 | 0 | 0 | 0 | 0 | [5 empty] | 0
FL Zone 2College and UniversityNew |  | XXXXXXXX | Yes | Nonequipment | Demand Controlled Ventilation | Return Air System with CO2 Sensors | Standard Return Air System, No Sensors | Commercial | New | College and University | FL Zone 2 | Ventilation and Circulation |  |  | 0 | Per End Use Consumption | [7 empty] | 55886.0882 | 27943.0441 | 27943.0441 | 0.5 |  | 10 |  |  |  | 27943.0441 | [8 empty] | 0 | 0 | 0 | 0 | 0 | 0 | 0 | [5 empty] | 0
FL Zone 2GroceryNew |  | XXXXXXXX | Yes | Nonequipment | Demand Controlled Ventilation | Return Air System with CO2 Sensors | Standard Return Air System, No Sensors | Commercial | New | Grocery | FL Zone 2 | Ventilation and Circulation |  |  | 0 | Per End Use Consumption | [7 empty] | 22528.0535 | 20402.7838 | 2125.2697 | 0.094339 |  | 10 |  |  |  | 2125.2697 | [8 empty] | 0 | 0 | 0 | 0 | 0 | 0 | 0 | [5 empty] | 0
FL Zone 2HealthcareNew |  | XXXXXXXX | Yes | Nonequipment | Demand Controlled Ventilation | Return Air System with CO2 Sensors | Standard Return Air System, No Sensors | Commercial | New | Healthcare | FL Zone 2 | Ventilation and Circulation |  |  | 0 | Per End Use Consumption | [7 empty] | 39322.8159 | 30247.0931 | 9075.7228 | 0.2308 |  | 10 |  |  |  | 9075.7228 | [8 empty] | 0 | 0 | 0 | 0 | 0 | 0 | 0 | [5 empty] | 0
FL Zone 2HospitalsNew |  | XXXXXXXX | Yes | Nonequipment | Demand Controlled Ventilation | Return Air System with CO2 Sensors | Standard Return Air System, No Sensors | Commercial | New | Hospitals | FL Zone 2 | Ventilation and Circulation |  |  | 0 | Per End Use Consumption | [7 empty] | 409737.5542 | 315169.9506 | 94567.6036 | 0.2308 |  | 10 |  |  |  | 94567.6036 | [8 empty] | 0 | 0 | 0 | 0 | 0 | 0 | 0 | [5 empty] | 0
FL Zone 2InstitutionalNew |  | XXXXXXXX | Yes | Nonequipment | Demand Controlled Ventilation | Return Air System with CO2 Sensors | Standard Return Air System, No Sensors | Commercial | New | Institutional | FL Zone 2 | Ventilation and Circulation |  |  | 0 | Per End Use Consumption | [7 empty] | 45457.5939 | 36152.0454 | 9305.5485 | 0.20471 |  | 10 |  |  |  | 9305.5485 | [8 empty] | 0 | 0 | 0 | 0 | 0 | 0 | 0 | [5 empty] | 0
FL Zone 2Lodging/HospitalityNew |  | XXXXXXXX | Yes | Nonequipment | Demand Controlled Ventilation | Return Air System with CO2 Sensors | Standard Return Air System, No Sensors | Commercial | New | Lodging/Hospitality | FL Zone 2 | Ventilation and Circulation |  |  | 0 | Per End Use Consumption | [7 empty] | 37289.9516 | 22041.6325 | 15248.3191 | 0.40891 |  | 10 |  |  |  | 15248.3191 | [8 empty] | 0 | 0 | 0 | 0 | 0 | 0 | 0 | [5 empty] | 0
FL Zone 2MiscellaneousNew |  | XXXXXXXX | Yes | Nonequipment | Demand Controlled Ventilation | Return Air System with CO2 Sensors | Standard Return Air System, No Sensors | Commercial | New | Miscellaneous | FL Zone 2 | Ventilation and Circulation |  |  | 0 | Per End Use Consumption | [7 empty] | 433378.3365 | 419545.6656 | 13832.6709 | 0.031918 |  | 10 |  |  |  | 13832.6709 | [8 empty] | 0 | 0 | 0 | 0 | 0 | 0 | 0 | [5 empty] | 0
FL Zone 2OfficesNew |  | XXXXXXXX | Yes | Nonequipment | Demand Controlled Ventilation | Return Air System with CO2 Sensors | Standard Return Air System, No Sensors | Commercial | New | Offices | FL Zone 2 | Ventilation and Circulation |  |  | 0 | Per End Use Consumption | [7 empty] | 32395.1974 | 25148.8635 | 7246.3338 | 0.22369 |  | 10 |  |  |  | 7246.3338 | [8 empty] | 0 | 0 | 0 | 0 | 0 | 0 | 0 | [5 empty] | 0
FL Zone 2RestaurantsNew |  | XXXXXXXX | Yes | Nonequipment | Demand Controlled Ventilation | Return Air System with CO2 Sensors | Standard Return Air System, No Sensors | Commercial | New | Restaurants | FL Zone 2 | Ventilation and Circulation |  |  | 0 | Per End Use Consumption | [7 empty] | 23474.3693 | 21183.0669 | 2291.3025 | 0.097609 |  | 10 |  |  |  | 2291.3025 | [8 empty] | 0 | 0 | 0 | 0 | 0 | 0 | 0 | [5 empty] | 0
FL Zone 2RetailNew |  | XXXXXXXX | Yes | Nonequipment | Demand Controlled Ventilation | Return Air System with CO2 Sensors | Standard Return Air System, No Sensors | Commercial | New | Retail | FL Zone 2 | Ventilation and Circulation |  |  | 0 | Per End Use Consumption | [7 empty] | 10253.0329 | 5126.5164 | 5126.5164 | 0.5 |  | 10 |  |  |  | 5126.5164 | [8 empty] | 0 | 0 | 0 | 0 | 0 | 0 | 0 | [5 empty] | 0
FL Zone 2Schools K-12New |  | XXXXXXXX | Yes | Nonequipment | Demand Controlled Ventilation | Return Air System with CO2 Sensors | Standard Return Air System, No Sensors | Commercial | New | Schools K-12 | FL Zone 2 | Ventilation and Circulation |  |  | 0 | Per End Use Consumption | [7 empty] | 38316.5419 | 19158.2709 | 19158.2709 | 0.5 |  | 10 |  |  |  | 19158.2709 | [8 empty] | 0 | 0 | 0 | 0 | 0 | 0 | 0 | [5 empty] | 0
FL Zone 2WarehouseNew |  | XXXXXXXX | Yes | Nonequipment | Demand Controlled Ventilation | Return Air System with CO2 Sensors | Standard Return Air System, No Sensors | Commercial | New | Warehouse | FL Zone 2 | Ventilation and Circulation |  |  | 0 | Per End Use Consumption | [7 empty] | 3806.38 | 1903.19 | 1903.19 | 0.5 |  | 10 |  |  |  | 1903.19 | [8 empty] | 0 | 0 | 0 | 0 | 0 | 0 | 0 | [5 empty] | 0
FL Zone 2AssemblyExisting |  | XXXXXXXX | Yes | Nonequipment | Demand Defrost | Walk-In Freezer System with Demand-Controlled Electric Defrost Cycle | Walk-In Freezer System with Timer-Controlled Electric Defrost Cycle | Commercial | Existing | Assembly | FL Zone 2 | Refrigeration |  |  | 0 | Per Unit | [7 empty] | 1314.9 | 920.43 | 394.47 | 0.3 |  | 10 |  |  |  | 394.47 | [8 empty] | 0 | 0 | 0 | 0 | 0 | 0 | 0 | [5 empty] | 0
FL Zone 2College and UniversityExisting |  | XXXXXXXX | Yes | Nonequipment | Demand Defrost | Walk-In Freezer System with Demand-Controlled Electric Defrost Cycle | Walk-In Freezer System with Timer-Controlled Electric Defrost Cycle | Commercial | Existing | College and University | FL Zone 2 | Refrigeration |  |  | 0 | Per Unit | [7 empty] | 1314.9 | 920.43 | 394.47 | 0.3 |  | 10 |  |  |  | 394.47 | [8 empty] | 0 | 0 | 0 | 0 | 0 | 0 | 0 | [5 empty] | 0
FL Zone 2GroceryExisting |  | XXXXXXXX | Yes | Nonequipment | Demand Defrost | Walk-In Freezer System with Demand-Controlled Electric Defrost Cycle | Walk-In Freezer System with Timer-Controlled Electric Defrost Cycle | Commercial | Existing | Grocery | FL Zone 2 | Refrigeration |  |  | 0 | Per Unit | [7 empty] | 1314.9 | 920.43 | 394.47 | 0.3 |  | 10 |  |  |  | 394.47 | [8 empty] | 0 | 0 | 0 | 0 | 0 | 0 | 0 | [5 empty] | 0
FL Zone 2HealthcareExisting |  | XXXXXXXX | Yes | Nonequipment | Demand Defrost | Walk-In Freezer System with Demand-Controlled Electric Defrost Cycle | Walk-In Freezer System with Timer-Controlled Electric Defrost Cycle | Commercial | Existing | Healthcare | FL Zone 2 | Refrigeration |  |  | 0 | Per Unit | [7 empty] | 1314.9 | 920.43 | 394.47 | 0.3 |  | 10 |  |  |  | 394.47 | [8 empty] | 0 | 0 | 0 | 0 | 0 | 0 | 0 | [5 empty] | 0
FL Zone 2HospitalsExisting |  | XXXXXXXX | Yes | Nonequipment | Demand Defrost | Walk-In Freezer System with Demand-Controlled Electric Defrost Cycle | Walk-In Freezer System with Timer-Controlled Electric Defrost Cycle | Commercial | Existing | Hospitals | FL Zone 2 | Refrigeration |  |  | 0 | Per Unit | [7 empty] | 1314.9 | 920.43 | 394.47 | 0.3 |  | 10 |  |  |  | 394.47 | [8 empty] | 0 | 0 | 0 | 0 | 0 | 0 | 0 | [5 empty] | 0
FL Zone 2InstitutionalExisting |  | XXXXXXXX | Yes | Nonequipment | Demand Defrost | Walk-In Freezer System with Demand-Controlled Electric Defrost Cycle | Walk-In Freezer System with Timer-Controlled Electric Defrost Cycle | Commercial | Existing | Institutional | FL Zone 2 | Refrigeration |  |  | 0 | Per Unit | [7 empty] | 1314.9 | 920.43 | 394.47 | 0.3 |  | 10 |  |  |  | 394.47 | [8 empty] | 0 | 0 | 0 | 0 | 0 | 0 | 0 | [5 empty] | 0
FL Zone 2Lodging/HospitalityExisting |  | XXXXXXXX | Yes | Nonequipment | Demand Defrost | Walk-In Freezer System with Demand-Controlled Electric Defrost Cycle | Walk-In Freezer System with Timer-Controlled Electric Defrost Cycle | Commercial | Existing | Lodging/Hospitality | FL Zone 2 | Refrigeration |  |  | 0 | Per Unit | [7 empty] | 1314.9 | 920.43 | 394.47 | 0.3 |  | 10 |  |  |  | 394.47 | [8 empty] | 0 | 0 | 0 | 0 | 0 | 0 | 0 | [5 empty] | 0
FL Zone 2MiscellaneousExisting |  | XXXXXXXX | Yes | Nonequipment | Demand Defrost | Walk-In Freezer System with Demand-Controlled Electric Defrost Cycle | Walk-In Freezer System with Timer-Controlled Electric Defrost Cycle | Commercial | Existing | Miscellaneous | FL Zone 2 | Refrigeration |  |  | 0 | Per Unit | [7 empty] | 1314.9 | 920.43 | 394.47 | 0.3 |  | 10 |  |  |  | 394.47 | [8 empty] | 0 | 0 | 0 | 0 | 0 | 0 | 0 | [5 empty] | 0
FL Zone 2OfficesExisting |  | XXXXXXXX | Yes | Nonequipment | Demand Defrost | Walk-In Freezer System with Demand-Controlled Electric Defrost Cycle | Walk-In Freezer System with Timer-Controlled Electric Defrost Cycle | Commercial | Existing | Offices | FL Zone 2 | Refrigeration |  |  | 0 | Per Unit | [7 empty] | 1314.9 | 920.43 | 394.47 | 0.3 |  | 10 |  |  |  | 394.47 | [8 empty] | 0 | 0 | 0 | 0 | 0 | 0 | 0 | [5 empty] | 0
FL Zone 2RestaurantsExisting |  | XXXXXXXX | Yes | Nonequipment | Demand Defrost | Walk-In Freezer System with Demand-Controlled Electric Defrost Cycle | Walk-In Freezer System with Timer-Controlled Electric Defrost Cycle | Commercial | Existing | Restaurants | FL Zone 2 | Refrigeration |  |  | 0 | Per Unit | [7 empty] | 1314.9 | 920.43 | 394.47 | 0.3 |  | 10 |  |  |  | 394.47 | [8 empty] | 0 | 0 | 0 | 0 | 0 | 0 | 0 | [5 empty] | 0
FL Zone 2RetailExisting |  | XXXXXXXX | Yes | Nonequipment | Demand Defrost | Walk-In Freezer System with Demand-Controlled Electric Defrost Cycle | Walk-In Freezer System with Timer-Controlled Electric Defrost Cycle | Commercial | Existing | Retail | FL Zone 2 | Refrigeration |  |  | 0 | Per Unit | [7 empty] | 1314.9 | 920.43 | 394.47 | 0.3 |  | 10 |  |  |  | 394.47 | [8 empty] | 0 | 0 | 0 | 0 | 0 | 0 | 0 | [5 empty] | 0
FL Zone 2Schools K-12Existing |  | XXXXXXXX | Yes | Nonequipment | Demand Defrost | Walk-In Freezer System with Demand-Controlled Electric Defrost Cycle | Walk-In Freezer System with Timer-Controlled Electric Defrost Cycle | Commercial | Existing | Schools K-12 | FL Zone 2 | Refrigeration |  |  | 0 | Per Unit | [7 empty] | 1314.9 | 920.43 | 394.47 | 0.3 |  | 10 |  |  |  | 394.47 | [8 empty] | 0 | 0 | 0 | 0 | 0 | 0 | 0 | [5 empty] | 0
FL Zone 2WarehouseExisting |  | XXXXXXXX | Yes | Nonequipment | Demand Defrost | Walk-In Freezer System with Demand-Controlled Electric Defrost Cycle | Walk-In Freezer System with Timer-Controlled Electric Defrost Cycle | Commercial | Existing | Warehouse | FL Zone 2 | Refrigeration |  |  | 0 | Per Unit | [7 empty] | 1314.9 | 920.43 | 394.47 | 0.3 |  | 10 |  |  |  | 394.47 | [8 empty] | 0 | 0 | 0 | 0 | 0 | 0 | 0 | [5 empty] | 0
FL Zone 2AssemblyNew |  | XXXXXXXX | Yes | Nonequipment | Demand Defrost | Walk-In Freezer System with Demand-Controlled Electric Defrost Cycle | Walk-In Freezer System with Timer-Controlled Electric Defrost Cycle | Commercial | New | Assembly | FL Zone 2 | Refrigeration |  |  | 0 | Per Unit | [7 empty] | 1314.9 | 920.43 | 394.47 | 0.3 |  | 10 |  |  |  | 394.47 | [8 empty] | 0 | 0 | 0 | 0 | 0 | 0 | 0 | [5 empty] | 0
FL Zone 2College and UniversityNew |  | XXXXXXXX | Yes | Nonequipment | Demand Defrost | Walk-In Freezer System with Demand-Controlled Electric Defrost Cycle | Walk-In Freezer System with Timer-Controlled Electric Defrost Cycle | Commercial | New | College and University | FL Zone 2 | Refrigeration |  |  | 0 | Per Unit | [7 empty] | 1314.9 | 920.43 | 394.47 | 0.3 |  | 10 |  |  |  | 394.47 | [8 empty] | 0 | 0 | 0 | 0 | 0 | 0 | 0 | [5 empty] | 0
FL Zone 2GroceryNew |  | XXXXXXXX | Yes | Nonequipment | Demand Defrost | Walk-In Freezer System with Demand-Controlled Electric Defrost Cycle | Walk-In Freezer System with Timer-Controlled Electric Defrost Cycle | Commercial | New | Grocery | FL Zone 2 | Refrigeration |  |  | 0 | Per Unit | [7 empty] | 1314.9 | 920.43 | 394.47 | 0.3 |  | 10 |  |  |  | 394.47 | [8 empty] | 0 | 0 | 0 | 0 | 0 | 0 | 0 | [5 empty] | 0
FL Zone 2HealthcareNew |  | XXXXXXXX | Yes | Nonequipment | Demand Defrost | Walk-In Freezer System with Demand-Controlled Electric Defrost Cycle | Walk-In Freezer System with Timer-Controlled Electric Defrost Cycle | Commercial | New | Healthcare | FL Zone 2 | Refrigeration |  |  | 0 | Per Unit | [7 empty] | 1314.9 | 920.43 | 394.47 | 0.3 |  | 10 |  |  |  | 394.47 | [8 empty] | 0 | 0 | 0 | 0 | 0 | 0 | 0 | [5 empty] | 0
FL Zone 2HospitalsNew |  | XXXXXXXX | Yes | Nonequipment | Demand Defrost | Walk-In Freezer System with Demand-Controlled Electric Defrost Cycle | Walk-In Freezer System with Timer-Controlled Electric Defrost Cycle | Commercial | New | Hospitals | FL Zone 2 | Refrigeration |  |  | 0 | Per Unit | [7 empty] | 1314.9 | 920.43 | 394.47 | 0.3 |  | 10 |  |  |  | 394.47 | [8 empty] | 0 | 0 | 0 | 0 | 0 | 0 | 0 | [5 empty] | 0
FL Zone 2InstitutionalNew |  | XXXXXXXX | Yes | Nonequipment | Demand Defrost | Walk-In Freezer System with Demand-Controlled Electric Defrost Cycle | Walk-In Freezer System with Timer-Controlled Electric Defrost Cycle | Commercial | New | Institutional | FL Zone 2 | Refrigeration |  |  | 0 | Per Unit | [7 empty] | 1314.9 | 920.43 | 394.47 | 0.3 |  | 10 |  |  |  | 394.47 | [8 empty] | 0 | 0 | 0 | 0 | 0 | 0 | 0 | [5 empty] | 0
FL Zone 2Lodging/HospitalityNew |  | XXXXXXXX | Yes | Nonequipment | Demand Defrost | Walk-In Freezer System with Demand-Controlled Electric Defrost Cycle | Walk-In Freezer System with Timer-Controlled Electric Defrost Cycle | Commercial | New | Lodging/Hospitality | FL Zone 2 | Refrigeration |  |  | 0 | Per Unit | [7 empty] | 1314.9 | 920.43 | 394.47 | 0.3 |  | 10 |  |  |  | 394.47 | [8 empty] | 0 | 0 | 0 | 0 | 0 | 0 | 0 | [5 empty] | 0
FL Zone 2MiscellaneousNew |  | XXXXXXXX | Yes | Nonequipment | Demand Defrost | Walk-In Freezer System with Demand-Controlled Electric Defrost Cycle | Walk-In Freezer System with Timer-Controlled Electric Defrost Cycle | Commercial | New | Miscellaneous | FL Zone 2 | Refrigeration |  |  | 0 | Per Unit | [7 empty] | 1314.9 | 920.43 | 394.47 | 0.3 |  | 10 |  |  |  | 394.47 | [8 empty] | 0 | 0 | 0 | 0 | 0 | 0 | 0 | [5 empty] | 0
FL Zone 2OfficesNew |  | XXXXXXXX | Yes | Nonequipment | Demand Defrost | Walk-In Freezer System with Demand-Controlled Electric Defrost Cycle | Walk-In Freezer System with Timer-Controlled Electric Defrost Cycle | Commercial | New | Offices | FL Zone 2 | Refrigeration |  |  | 0 | Per Unit | [7 empty] | 1314.9 | 920.43 | 394.47 | 0.3 |  | 10 |  |  |  | 394.47 | [8 empty] | 0 | 0 | 0 | 0 | 0 | 0 | 0 | [5 empty] | 0
FL Zone 2RestaurantsNew |  | XXXXXXXX | Yes | Nonequipment | Demand Defrost | Walk-In Freezer System with Demand-Controlled Electric Defrost Cycle | Walk-In Freezer System with Timer-Controlled Electric Defrost Cycle | Commercial | New | Restaurants | FL Zone 2 | Refrigeration |  |  | 0 | Per Unit | [7 empty] | 1314.9 | 920.43 | 394.47 | 0.3 |  | 10 |  |  |  | 394.47 | [8 empty] | 0 | 0 | 0 | 0 | 0 | 0 | 0 | [5 empty] | 0
FL Zone 2RetailNew |  | XXXXXXXX | Yes | Nonequipment | Demand Defrost | Walk-In Freezer System with Demand-Controlled Electric Defrost Cycle | Walk-In Freezer System with Timer-Controlled Electric Defrost Cycle | Commercial | New | Retail | FL Zone 2 | Refrigeration |  |  | 0 | Per Unit | [7 empty] | 1314.9 | 920.43 | 394.47 | 0.3 |  | 10 |  |  |  | 394.47 | [8 empty] | 0 | 0 | 0 | 0 | 0 | 0 | 0 | [5 empty] | 0
FL Zone 2Schools K-12New |  | XXXXXXXX | Yes | Nonequipment | Demand Defrost | Walk-In Freezer System with Demand-Controlled Electric Defrost Cycle | Walk-In Freezer System with Timer-Controlled Electric Defrost Cycle | Commercial | New | Schools K-12 | FL Zone 2 | Refrigeration |  |  | 0 | Per Unit | [7 empty] | 1314.9 | 920.43 | 394.47 | 0.3 |  | 10 |  |  |  | 394.47 | [8 empty] | 0 | 0 | 0 | 0 | 0 | 0 | 0 | [5 empty] | 0
FL Zone 2WarehouseNew |  | XXXXXXXX | Yes | Nonequipment | Demand Defrost | Walk-In Freezer System with Demand-Controlled Electric Defrost Cycle | Walk-In Freezer System with Timer-Controlled Electric Defrost Cycle | Commercial | New | Warehouse | FL Zone 2 | Refrigeration |  |  | 0 | Per Unit | [7 empty] | 1314.9 | 920.43 | 394.47 | 0.3 |  | 10 |  |  |  | 394.47 | [8 empty] | 0 | 0 | 0 | 0 | 0 | 0 | 0 | [5 empty] | 0
FL Zone 2AssemblyExisting |  | XXXXXXXX | Yes | Nonequipment | Destratification Fans | Destratification Fans improve temperature distribution by circulating warmer air from the ceiling back down to the floor level | No destratification fan | Commercial | Existing | Assembly | FL Zone 2 | Space Heating |  |  | 0 | Square feet | [7 empty] | 13888.8343 | 11879.2365 | 2009.5978 | 0.14469 |  | 10 |  |  |  | 2009.5978 | [8 empty] | 0 | 0 | 0 | 0 | 0 | 0 | 0 | [5 empty] | 0
FL Zone 2College and UniversityExisting |  | XXXXXXXX | Yes | Nonequipment | Destratification Fans | Destratification Fans improve temperature distribution by circulating warmer air from the ceiling back down to the floor level | No destratification fan | Commercial | Existing | College and University | FL Zone 2 | Space Heating |  |  | 0 | Square feet | [7 empty] | 23416.4153 | 19760.6945 | 3655.7208 | 0.15612 |  | 10 |  |  |  | 3655.7208 | [8 empty] | 0 | 0 | 0 | 0 | 0 | 0 | 0 | [5 empty] | 0
FL Zone 2GroceryExisting |  | XXXXXXXX | Yes | Nonequipment | Destratification Fans | Destratification Fans improve temperature distribution by circulating warmer air from the ceiling back down to the floor level | No destratification fan | Commercial | Existing | Grocery | FL Zone 2 | Space Heating |  |  | 0 | Square feet | [7 empty] | 10499.3372 | 9182.6736 | 1316.6636 | 0.1254 |  | 10 |  |  |  | 1316.6636 | [8 empty] | 0 | 0 | 0 | 0 | 0 | 0 | 0 | [5 empty] | 0
FL Zone 2HealthcareExisting |  | XXXXXXXX | Yes | Nonequipment | Destratification Fans | Destratification Fans improve temperature distribution by circulating warmer air from the ceiling back down to the floor level | No destratification fan | Commercial | Existing | Healthcare | FL Zone 2 | Space Heating |  |  | 0 | Square feet | [7 empty] | 22625.0029 | 19331.8436 | 3293.1593 | 0.14555 |  | 10 |  |  |  | 3293.1593 | [8 empty] | 0 | 0 | 0 | 0 | 0 | 0 | 0 | [5 empty] | 0
FL Zone 2HospitalsExisting |  | XXXXXXXX | Yes | Nonequipment | Destratification Fans | Destratification Fans improve temperature distribution by circulating warmer air from the ceiling back down to the floor level | No destratification fan | Commercial | Existing | Hospitals | FL Zone 2 | Space Heating |  |  | 0 | Square feet | [7 empty] | 41667.5704 | 35164.7696 | 6502.8008 | 0.15606 |  | 10 |  |  |  | 6502.8008 | [8 empty] | 0 | 0 | 0 | 0 | 0 | 0 | 0 | [5 empty] | 0
FL Zone 2InstitutionalExisting |  | XXXXXXXX | Yes | Nonequipment | Destratification Fans | Destratification Fans improve temperature distribution by circulating warmer air from the ceiling back down to the floor level | No destratification fan | Commercial | Existing | Institutional | FL Zone 2 | Space Heating |  |  | 0 | Square feet | [7 empty] | 5697.8074 | 4973.9364 | 723.871 | 0.12704 |  | 10 |  |  |  | 723.871 | [8 empty] | 0 | 0 | 0 | 0 | 0 | 0 | 0 | [5 empty] | 0
FL Zone 2Lodging/HospitalityExisting |  | XXXXXXXX | Yes | Nonequipment | Destratification Fans | Destratification Fans improve temperature distribution by circulating warmer air from the ceiling back down to the floor level | No destratification fan | Commercial | Existing | Lodging/Hospitality | FL Zone 2 | Space Heating |  |  | 0 | Square feet | [7 empty] | 8305.7265 | 7213.7408 | 1091.9857 | 0.13147 |  | 10 |  |  |  | 1091.9857 | [8 empty] | 0 | 0 | 0 | 0 | 0 | 0 | 0 | [5 empty] | 0
FL Zone 2MiscellaneousExisting |  | XXXXXXXX | Yes | Nonequipment | Destratification Fans | Destratification Fans improve temperature distribution by circulating warmer air from the ceiling back down to the floor level | No destratification fan | Commercial | Existing | Miscellaneous | FL Zone 2 | Space Heating |  |  | 0 | Square feet | [7 empty] | 10938.8374 | 9269.9844 | 1668.853 | 0.15256 |  | 10 |  |  |  | 1668.853 | [8 empty] | 0 | 0 | 0 | 0 | 0 | 0 | 0 | [5 empty] | 0
FL Zone 2OfficesExisting |  | XXXXXXXX | Yes | Nonequipment | Destratification Fans | Destratification Fans improve temperature distribution by circulating warmer air from the ceiling back down to the floor level | No destratification fan | Commercial | Existing | Offices | FL Zone 2 | Space Heating |  |  | 0 | Square feet | [7 empty] | 3012.7469 | 2647.2454 | 365.5015 | 0.12132 |  | 10 |  |  |  | 365.5015 | [8 empty] | 0 | 0 | 0 | 0 | 0 | 0 | 0 | [5 empty] | 0
FL Zone 2RestaurantsExisting |  | XXXXXXXX | Yes | Nonequipment | Destratification Fans | Destratification Fans improve temperature distribution by circulating warmer air from the ceiling back down to the floor level | No destratification fan | Commercial | Existing | Restaurants | FL Zone 2 | Space Heating |  |  | 0 | Square feet | [7 empty] | 22950.3905 | 20061.6441 | 2888.7464 | 0.12587 |  | 10 |  |  |  | 2888.7464 | [8 empty] | 0 | 0 | 0 | 0 | 0 | 0 | 0 | [5 empty] | 0
FL Zone 2RetailExisting |  | XXXXXXXX | Yes | Nonequipment | Destratification Fans | Destratification Fans improve temperature distribution by circulating warmer air from the ceiling back down to the floor level | No destratification fan | Commercial | Existing | Retail | FL Zone 2 | Space Heating |  |  | 0 | Square feet | [7 empty] | 24895.8722 | 21438.9848 | 3456.8874 | 0.13885 |  | 10 |  |  |  | 3456.8874 | [8 empty] | 0 | 0 | 0 | 0 | 0 | 0 | 0 | [5 empty] | 0
FL Zone 2Schools K-12Existing |  | XXXXXXXX | Yes | Nonequipment | Destratification Fans | Destratification Fans improve temperature distribution by circulating warmer air from the ceiling back down to the floor level | No destratification fan | Commercial | Existing | Schools K-12 | FL Zone 2 | Space Heating |  |  | 0 | Square feet | [7 empty] | 67358.8469 | 56428.5488 | 10930.2982 | 0.16227 |  | 10 |  |  |  | 10930.2982 | [8 empty] | 0 | 0 | 0 | 0 | 0 | 0 | 0 | [5 empty] | 0
FL Zone 2WarehouseExisting |  | XXXXXXXX | Yes | Nonequipment | Destratification Fans | Destratification Fans improve temperature distribution by circulating warmer air from the ceiling back down to the floor level | No destratification fan | Commercial | Existing | Warehouse | FL Zone 2 | Space Heating |  |  | 0 | Square feet | [7 empty] | 8195.6853 | 6997.5026 | 1198.1827 | 0.1462 |  | 10 |  |  |  | 1198.1827 | [8 empty] | 0 | 0 | 0 | 0 | 0 | 0 | 0 | [5 empty] | 0
FL Zone 2AssemblyNew |  | XXXXXXXX | Yes | Nonequipment | Destratification Fans | Destratification Fans improve temperature distribution by circulating warmer air from the ceiling back down to the floor level | No destratification fan | Commercial | New | Assembly | FL Zone 2 | Space Heating |  |  | 0 | Square feet | [7 empty] | 13888.8343 | 11879.2365 | 2009.5978 | 0.14469 |  | 10 |  |  |  | 2009.5978 | [8 empty] | 0 | 0 | 0 | 0 | 0 | 0 | 0 | [5 empty] | 0
FL Zone 2College and UniversityNew |  | XXXXXXXX | Yes | Nonequipment | Destratification Fans | Destratification Fans improve temperature distribution by circulating warmer air from the ceiling back down to the floor level | No destratification fan | Commercial | New | College and University | FL Zone 2 | Space Heating |  |  | 0 | Square feet | [7 empty] | 23416.4153 | 19760.6945 | 3655.7208 | 0.15612 |  | 10 |  |  |  | 3655.7208 | [8 empty] | 0 | 0 | 0 | 0 | 0 | 0 | 0 | [5 empty] | 0
FL Zone 2GroceryNew |  | XXXXXXXX | Yes | Nonequipment | Destratification Fans | Destratification Fans improve temperature distribution by circulating warmer air from the ceiling back down to the floor level | No destratification fan | Commercial | New | Grocery | FL Zone 2 | Space Heating |  |  | 0 | Square feet | [7 empty] | 10499.3372 | 9182.6736 | 1316.6636 | 0.1254 |  | 10 |  |  |  | 1316.6636 | [8 empty] | 0 | 0 | 0 | 0 | 0 | 0 | 0 | [5 empty] | 0
FL Zone 2HealthcareNew |  | XXXXXXXX | Yes | Nonequipment | Destratification Fans | Destratification Fans improve temperature distribution by circulating warmer air from the ceiling back down to the floor level | No destratification fan | Commercial | New | Healthcare | FL Zone 2 | Space Heating |  |  | 0 | Square feet | [7 empty] | 22625.0029 | 19331.8436 | 3293.1593 | 0.14555 |  | 10 |  |  |  | 3293.1593 | [8 empty] | 0 | 0 | 0 | 0 | 0 | 0 | 0 | [5 empty] | 0
FL Zone 2HospitalsNew |  | XXXXXXXX | Yes | Nonequipment | Destratification Fans | Destratification Fans improve temperature distribution by circulating warmer air from the ceiling back down to the floor level | No destratification fan | Commercial | New | Hospitals | FL Zone 2 | Space Heating |  |  | 0 | Square feet | [7 empty] | 41667.5704 | 35164.7696 | 6502.8008 | 0.15606 |  | 10 |  |  |  | 6502.8008 | [8 empty] | 0 | 0 | 0 | 0 | 0 | 0 | 0 | [5 empty] | 0
FL Zone 2InstitutionalNew |  | XXXXXXXX | Yes | Nonequipment | Destratification Fans | Destratification Fans improve temperature distribution by circulating warmer air from the ceiling back down to the floor level | No destratification fan | Commercial | New | Institutional | FL Zone 2 | Space Heating |  |  | 0 | Square feet | [7 empty] | 5697.8074 | 4973.9364 | 723.871 | 0.12704 |  | 10 |  |  |  | 723.871 | [8 empty] | 0 | 0 | 0 | 0 | 0 | 0 | 0 | [5 empty] | 0
FL Zone 2Lodging/HospitalityNew |  | XXXXXXXX | Yes | Nonequipment | Destratification Fans | Destratification Fans improve temperature distribution by circulating warmer air from the ceiling back down to the floor level | No destratification fan | Commercial | New | Lodging/Hospitality | FL Zone 2 | Space Heating |  |  | 0 | Square feet | [7 empty] | 8305.7265 | 7213.7408 | 1091.9857 | 0.13147 |  | 10 |  |  |  | 1091.9857 | [8 empty] | 0 | 0 | 0 | 0 | 0 | 0 | 0 | [5 empty] | 0
FL Zone 2MiscellaneousNew |  | XXXXXXXX | Yes | Nonequipment | Destratification Fans | Destratification Fans improve temperature distribution by circulating warmer air from the ceiling back down to the floor level | No destratification fan | Commercial | New | Miscellaneous | FL Zone 2 | Space Heating |  |  | 0 | Square feet | [7 empty] | 10938.8374 | 9269.9844 | 1668.853 | 0.15256 |  | 10 |  |  |  | 1668.853 | [8 empty] | 0 | 0 | 0 | 0 | 0 | 0 | 0 | [5 empty] | 0
FL Zone 2OfficesNew |  | XXXXXXXX | Yes | Nonequipment | Destratification Fans | Destratification Fans improve temperature distribution by circulating warmer air from the ceiling back down to the floor level | No destratification fan | Commercial | New | Offices | FL Zone 2 | Space Heating |  |  | 0 | Square feet | [7 empty] | 3012.7469 | 2647.2454 | 365.5015 | 0.12132 |  | 10 |  |  |  | 365.5015 | [8 empty] | 0 | 0 | 0 | 0 | 0 | 0 | 0 | [5 empty] | 0
FL Zone 2RestaurantsNew |  | XXXXXXXX | Yes | Nonequipment | Destratification Fans | Destratification Fans improve temperature distribution by circulating warmer air from the ceiling back down to the floor level | No destratification fan | Commercial | New | Restaurants | FL Zone 2 | Space Heating |  |  | 0 | Square feet | [7 empty] | 22950.3905 | 20061.6441 | 2888.7464 | 0.12587 |  | 10 |  |  |  | 2888.7464 | [8 empty] | 0 | 0 | 0 | 0 | 0 | 0 | 0 | [5 empty] | 0
FL Zone 2RetailNew |  | XXXXXXXX | Yes | Nonequipment | Destratification Fans | Destratification Fans improve temperature distribution by circulating warmer air from the ceiling back down to the floor level | No destratification fan | Commercial | New | Retail | FL Zone 2 | Space Heating |  |  | 0 | Square feet | [7 empty] | 24895.8722 | 21438.9848 | 3456.8874 | 0.13885 |  | 10 |  |  |  | 3456.8874 | [8 empty] | 0 | 0 | 0 | 0 | 0 | 0 | 0 | [5 empty] | 0
FL Zone 2Schools K-12New |  | XXXXXXXX | Yes | Nonequipment | Destratification Fans | Destratification Fans improve temperature distribution by circulating warmer air from the ceiling back down to the floor level | No destratification fan | Commercial | New | Schools K-12 | FL Zone 2 | Space Heating |  |  | 0 | Square feet | [7 empty] | 67358.8469 | 56428.5488 | 10930.2982 | 0.16227 |  | 10 |  |  |  | 10930.2982 | [8 empty] | 0 | 0 | 0 | 0 | 0 | 0 | 0 | [5 empty] | 0
FL Zone 2WarehouseNew |  | XXXXXXXX | Yes | Nonequipment | Destratification Fans | Destratification Fans improve temperature distribution by circulating warmer air from the ceiling back down to the floor level | No destratification fan | Commercial | New | Warehouse | FL Zone 2 | Space Heating |  |  | 0 | Square feet | [7 empty] | 8195.6853 | 6997.5026 | 1198.1827 | 0.1462 |  | 10 |  |  |  | 1198.1827 | [8 empty] | 0 | 0 | 0 | 0 | 0 | 0 | 0 | [5 empty] | 0
FL Zone 2AssemblyExisting |  | XXXXXXXX | Yes | Nonequipment | Drain Water Heat Recovery | Hot Water Loop with 50 Gallon Electric Resistance Heater and Drain Water Heat Exchanger | Standard Hot Water Loop with 50 Gallon Electric Resistance Heater, No Drain Water Heat Recovery | Commercial | Existing | Assembly | FL Zone 2 | Domestic Hot Water |  |  | 0 | Per End Use Consumption | [7 empty] | 7518.6978 | 6595.9485 | 922.7493 | 0.12273 |  | 15 |  |  |  | 922.7493 | [8 empty] | 0 | 0 | 0 | 0 | 0 | 0 | 0 | [5 empty] | 0
FL Zone 2College and UniversityExisting |  | XXXXXXXX | Yes | Nonequipment | Drain Water Heat Recovery | Hot Water Loop with 50 Gallon Electric Resistance Heater and Drain Water Heat Exchanger | Standard Hot Water Loop with 50 Gallon Electric Resistance Heater, No Drain Water Heat Recovery | Commercial | Existing | College and University | FL Zone 2 | Domestic Hot Water |  |  | 0 | Per End Use Consumption | [7 empty] | 172930.0493 | 151706.816 | 21223.2333 | 0.12273 |  | 15 |  |  |  | 21223.2333 | [8 empty] | 0 | 0 | 0 | 0 | 0 | 0 | 0 | [5 empty] | 0
FL Zone 2GroceryExisting |  | XXXXXXXX | Yes | Nonequipment | Drain Water Heat Recovery | Hot Water Loop with 50 Gallon Electric Resistance Heater and Drain Water Heat Exchanger | Standard Hot Water Loop with 50 Gallon Electric Resistance Heater, No Drain Water Heat Recovery | Commercial | Existing | Grocery | FL Zone 2 | Domestic Hot Water |  |  | 0 | Per End Use Consumption | [7 empty] | 15037.3956 | 13191.897 | 1845.4985 | 0.12273 |  | 15 |  |  |  | 1845.4985 | [8 empty] | 0 | 0 | 0 | 0 | 0 | 0 | 0 | [5 empty] | 0
FL Zone 2HealthcareExisting |  | XXXXXXXX | Yes | Nonequipment | Drain Water Heat Recovery | Hot Water Loop with 50 Gallon Electric Resistance Heater and Drain Water Heat Exchanger | Standard Hot Water Loop with 50 Gallon Electric Resistance Heater, No Drain Water Heat Recovery | Commercial | Existing | Healthcare | FL Zone 2 | Domestic Hot Water |  |  | 0 | Per End Use Consumption | [7 empty] | 10024.9304 | 8794.598 | 1230.3324 | 0.12273 |  | 15 |  |  |  | 1230.3324 | [8 empty] | 0 | 0 | 0 | 0 | 0 | 0 | 0 | [5 empty] | 0
FL Zone 2HospitalsExisting |  | XXXXXXXX | Yes | Nonequipment | Drain Water Heat Recovery | Hot Water Loop with 50 Gallon Electric Resistance Heater and Drain Water Heat Exchanger | Standard Hot Water Loop with 50 Gallon Electric Resistance Heater, No Drain Water Heat Recovery | Commercial | Existing | Hospitals | FL Zone 2 | Domestic Hot Water |  |  | 0 | Per End Use Consumption | [7 empty] | 303254.1444 | 266036.5903 | 37217.5541 | 0.12273 |  | 15 |  |  |  | 37217.5541 | [8 empty] | 0 | 0 | 0 | 0 | 0 | 0 | 0 | [5 empty] | 0
FL Zone 2InstitutionalExisting |  | XXXXXXXX | Yes | Nonequipment | Drain Water Heat Recovery | Hot Water Loop with 50 Gallon Electric Resistance Heater and Drain Water Heat Exchanger | Standard Hot Water Loop with 50 Gallon Electric Resistance Heater, No Drain Water Heat Recovery | Commercial | Existing | Institutional | FL Zone 2 | Domestic Hot Water |  |  | 0 | Per End Use Consumption | [7 empty] | 601495.8236 | 527675.8816 | 73819.942 | 0.12273 |  | 15 |  |  |  | 73819.942 | [8 empty] | 0 | 0 | 0 | 0 | 0 | 0 | 0 | [5 empty] | 0
FL Zone 2Lodging/HospitalityExisting |  | XXXXXXXX | Yes | Nonequipment | Drain Water Heat Recovery | Hot Water Loop with 50 Gallon Electric Resistance Heater and Drain Water Heat Exchanger | Standard Hot Water Loop with 50 Gallon Electric Resistance Heater, No Drain Water Heat Recovery | Commercial | Existing | Lodging/Hospitality | FL Zone 2 | Domestic Hot Water |  |  | 0 | Per End Use Consumption | [7 empty] | 72179.4988 | 63321.1058 | 8858.393 | 0.12273 |  | 15 |  |  |  | 8858.393 | [8 empty] | 0 | 0 | 0 | 0 | 0 | 0 | 0 | [5 empty] | 0
FL Zone 2MiscellaneousExisting |  | XXXXXXXX | Yes | Nonequipment | Drain Water Heat Recovery | Hot Water Loop with 50 Gallon Electric Resistance Heater and Drain Water Heat Exchanger | Standard Hot Water Loop with 50 Gallon Electric Resistance Heater, No Drain Water Heat Recovery | Commercial | Existing | Miscellaneous | FL Zone 2 | Domestic Hot Water |  |  | 0 | Per End Use Consumption | [7 empty] | 451121.8677 | 395756.9112 | 55364.9565 | 0.12273 |  | 15 |  |  |  | 55364.9565 | [8 empty] | 0 | 0 | 0 | 0 | 0 | 0 | 0 | [5 empty] | 0
FL Zone 2OfficesExisting |  | XXXXXXXX | Yes | Nonequipment | Drain Water Heat Recovery | Hot Water Loop with 50 Gallon Electric Resistance Heater and Drain Water Heat Exchanger | Standard Hot Water Loop with 50 Gallon Electric Resistance Heater, No Drain Water Heat Recovery | Commercial | Existing | Offices | FL Zone 2 | Domestic Hot Water |  |  | 0 | Per End Use Consumption | [7 empty] | 62655.815 | 54966.2377 | 7689.5773 | 0.12273 |  | 15 |  |  |  | 7689.5773 | [8 empty] | 0 | 0 | 0 | 0 | 0 | 0 | 0 | [5 empty] | 0
FL Zone 2RestaurantsExisting |  | XXXXXXXX | Yes | Nonequipment | Drain Water Heat Recovery | Hot Water Loop with 50 Gallon Electric Resistance Heater and Drain Water Heat Exchanger | Standard Hot Water Loop with 50 Gallon Electric Resistance Heater, No Drain Water Heat Recovery | Commercial | Existing | Restaurants | FL Zone 2 | Domestic Hot Water |  |  | 0 | Per End Use Consumption | [7 empty] | 25062.326 | 21986.4951 | 3075.8309 | 0.12273 |  | 15 |  |  |  | 3075.8309 | [8 empty] | 0 | 0 | 0 | 0 | 0 | 0 | 0 | [5 empty] | 0
FL Zone 2RetailExisting |  | XXXXXXXX | Yes | Nonequipment | Drain Water Heat Recovery | Hot Water Loop with 50 Gallon Electric Resistance Heater and Drain Water Heat Exchanger | Standard Hot Water Loop with 50 Gallon Electric Resistance Heater, No Drain Water Heat Recovery | Commercial | Existing | Retail | FL Zone 2 | Domestic Hot Water |  |  | 0 | Per End Use Consumption | [7 empty] | 44661.0649 | 39179.9342 | 5481.1307 | 0.12273 |  | 15 |  |  |  | 5481.1307 | [8 empty] | 0 | 0 | 0 | 0 | 0 | 0 | 0 | [5 empty] | 0
FL Zone 2Schools K-12Existing |  | XXXXXXXX | Yes | Nonequipment | Drain Water Heat Recovery | Hot Water Loop with 50 Gallon Electric Resistance Heater and Drain Water Heat Exchanger | Standard Hot Water Loop with 50 Gallon Electric Resistance Heater, No Drain Water Heat Recovery | Commercial | Existing | Schools K-12 | FL Zone 2 | Domestic Hot Water |  |  | 0 | Per End Use Consumption | [7 empty] | 3132.8594 | 2748.3721 | 384.4873 | 0.12273 |  | 15 |  |  |  | 384.4873 | [8 empty] | 0 | 0 | 0 | 0 | 0 | 0 | 0 | [5 empty] | 0
FL Zone 2WarehouseExisting |  | XXXXXXXX | Yes | Nonequipment | Drain Water Heat Recovery | Hot Water Loop with 50 Gallon Electric Resistance Heater and Drain Water Heat Exchanger | Standard Hot Water Loop with 50 Gallon Electric Resistance Heater, No Drain Water Heat Recovery | Commercial | Existing | Warehouse | FL Zone 2 | Domestic Hot Water |  |  | 0 | Per End Use Consumption | [7 empty] | 15037.3956 | 13191.897 | 1845.4985 | 0.12273 |  | 15 |  |  |  | 1845.4985 | [8 empty] | 0 | 0 | 0 | 0 | 0 | 0 | 0 | [5 empty] | 0
FL Zone 2AssemblyNew |  | XXXXXXXX | Yes | Nonequipment | Drain Water Heat Recovery | Hot Water Loop with 50 Gallon Electric Resistance Heater and Drain Water Heat Exchanger | Standard Hot Water Loop with 50 Gallon Electric Resistance Heater, No Drain Water Heat Recovery | Commercial | New | Assembly | FL Zone 2 | Domestic Hot Water |  |  | 0 | Per End Use Consumption | [7 empty] | 7192.4897 | 6309.7751 | 882.7147 | 0.12273 |  | 15 |  |  |  | 882.7147 | [8 empty] | 0 | 0 | 0 | 0 | 0 | 0 | 0 | [5 empty] | 0
FL Zone 2College and UniversityNew |  | XXXXXXXX | Yes | Nonequipment | Drain Water Heat Recovery | Hot Water Loop with 50 Gallon Electric Resistance Heater and Drain Water Heat Exchanger | Standard Hot Water Loop with 50 Gallon Electric Resistance Heater, No Drain Water Heat Recovery | Commercial | New | College and University | FL Zone 2 | Domestic Hot Water |  |  | 0 | Per End Use Consumption | [7 empty] | 165427.2641 | 145124.8271 | 20302.437 | 0.12273 |  | 15 |  |  |  | 20302.437 | [8 empty] | 0 | 0 | 0 | 0 | 0 | 0 | 0 | [5 empty] | 0
FL Zone 2GroceryNew |  | XXXXXXXX | Yes | Nonequipment | Drain Water Heat Recovery | Hot Water Loop with 50 Gallon Electric Resistance Heater and Drain Water Heat Exchanger | Standard Hot Water Loop with 50 Gallon Electric Resistance Heater, No Drain Water Heat Recovery | Commercial | New | Grocery | FL Zone 2 | Domestic Hot Water |  |  | 0 | Per End Use Consumption | [7 empty] | 14384.9795 | 12619.5502 | 1765.4293 | 0.12273 |  | 15 |  |  |  | 1765.4293 | [8 empty] | 0 | 0 | 0 | 0 | 0 | 0 | 0 | [5 empty] | 0
FL Zone 2HealthcareNew |  | XXXXXXXX | Yes | Nonequipment | Drain Water Heat Recovery | Hot Water Loop with 50 Gallon Electric Resistance Heater and Drain Water Heat Exchanger | Standard Hot Water Loop with 50 Gallon Electric Resistance Heater, No Drain Water Heat Recovery | Commercial | New | Healthcare | FL Zone 2 | Domestic Hot Water |  |  | 0 | Per End Use Consumption | [7 empty] | 9589.9863 | 8413.0335 | 1176.9529 | 0.12273 |  | 15 |  |  |  | 1176.9529 | [8 empty] | 0 | 0 | 0 | 0 | 0 | 0 | 0 | [5 empty] | 0
FL Zone 2HospitalsNew |  | XXXXXXXX | Yes | Nonequipment | Drain Water Heat Recovery | Hot Water Loop with 50 Gallon Electric Resistance Heater and Drain Water Heat Exchanger | Standard Hot Water Loop with 50 Gallon Electric Resistance Heater, No Drain Water Heat Recovery | Commercial | New | Hospitals | FL Zone 2 | Domestic Hot Water |  |  | 0 | Per End Use Consumption | [7 empty] | 290097.0863 | 254494.262 | 35602.8242 | 0.12273 |  | 15 |  |  |  | 35602.8242 | [8 empty] | 0 | 0 | 0 | 0 | 0 | 0 | 0 | [5 empty] | 0
FL Zone 2InstitutionalNew |  | XXXXXXXX | Yes | Nonequipment | Drain Water Heat Recovery | Hot Water Loop with 50 Gallon Electric Resistance Heater and Drain Water Heat Exchanger | Standard Hot Water Loop with 50 Gallon Electric Resistance Heater, No Drain Water Heat Recovery | Commercial | New | Institutional | FL Zone 2 | Domestic Hot Water |  |  | 0 | Per End Use Consumption | [7 empty] | 575399.1794 | 504782.0074 | 70617.172 | 0.12273 |  | 15 |  |  |  | 70617.172 | [8 empty] | 0 | 0 | 0 | 0 | 0 | 0 | 0 | [5 empty] | 0
FL Zone 2Lodging/HospitalityNew |  | XXXXXXXX | Yes | Nonequipment | Drain Water Heat Recovery | Hot Water Loop with 50 Gallon Electric Resistance Heater and Drain Water Heat Exchanger | Standard Hot Water Loop with 50 Gallon Electric Resistance Heater, No Drain Water Heat Recovery | Commercial | New | Lodging/Hospitality | FL Zone 2 | Domestic Hot Water |  |  | 0 | Per End Use Consumption | [7 empty] | 69047.9015 | 60573.8409 | 8474.0606 | 0.12273 |  | 15 |  |  |  | 8474.0606 | [8 empty] | 0 | 0 | 0 | 0 | 0 | 0 | 0 | [5 empty] | 0
FL Zone 2MiscellaneousNew |  | XXXXXXXX | Yes | Nonequipment | Drain Water Heat Recovery | Hot Water Loop with 50 Gallon Electric Resistance Heater and Drain Water Heat Exchanger | Standard Hot Water Loop with 50 Gallon Electric Resistance Heater, No Drain Water Heat Recovery | Commercial | New | Miscellaneous | FL Zone 2 | Domestic Hot Water |  |  | 0 | Per End Use Consumption | [7 empty] | 431549.3845 | 378586.5055 | 52962.879 | 0.12273 |  | 15 |  |  |  | 52962.879 | [8 empty] | 0 | 0 | 0 | 0 | 0 | 0 | 0 | [5 empty] | 0
FL Zone 2OfficesNew |  | XXXXXXXX | Yes | Nonequipment | Drain Water Heat Recovery | Hot Water Loop with 50 Gallon Electric Resistance Heater and Drain Water Heat Exchanger | Standard Hot Water Loop with 50 Gallon Electric Resistance Heater, No Drain Water Heat Recovery | Commercial | New | Offices | FL Zone 2 | Domestic Hot Water |  |  | 0 | Per End Use Consumption | [7 empty] | 59937.4145 | 52581.4591 | 7355.9554 | 0.12273 |  | 15 |  |  |  | 7355.9554 | [8 empty] | 0 | 0 | 0 | 0 | 0 | 0 | 0 | [5 empty] | 0
FL Zone 2RestaurantsNew |  | XXXXXXXX | Yes | Nonequipment | Drain Water Heat Recovery | Hot Water Loop with 50 Gallon Electric Resistance Heater and Drain Water Heat Exchanger | Standard Hot Water Loop with 50 Gallon Electric Resistance Heater, No Drain Water Heat Recovery | Commercial | New | Restaurants | FL Zone 2 | Domestic Hot Water |  |  | 0 | Per End Use Consumption | [7 empty] | 23974.9658 | 21032.5836 | 2942.3822 | 0.12273 |  | 15 |  |  |  | 2942.3822 | [8 empty] | 0 | 0 | 0 | 0 | 0 | 0 | 0 | [5 empty] | 0
FL Zone 2RetailNew |  | XXXXXXXX | Yes | Nonequipment | Drain Water Heat Recovery | Hot Water Loop with 50 Gallon Electric Resistance Heater and Drain Water Heat Exchanger | Standard Hot Water Loop with 50 Gallon Electric Resistance Heater, No Drain Water Heat Recovery | Commercial | New | Retail | FL Zone 2 | Domestic Hot Water |  |  | 0 | Per End Use Consumption | [7 empty] | 42723.3891 | 37480.064 | 5243.325 | 0.12273 |  | 15 |  |  |  | 5243.325 | [8 empty] | 0 | 0 | 0 | 0 | 0 | 0 | 0 | [5 empty] | 0
FL Zone 2Schools K-12New |  | XXXXXXXX | Yes | Nonequipment | Drain Water Heat Recovery | Hot Water Loop with 50 Gallon Electric Resistance Heater and Drain Water Heat Exchanger | Standard Hot Water Loop with 50 Gallon Electric Resistance Heater, No Drain Water Heat Recovery | Commercial | New | Schools K-12 | FL Zone 2 | Domestic Hot Water |  |  | 0 | Per End Use Consumption | [7 empty] | 2996.9364 | 2629.1306 | 367.8058 | 0.12273 |  | 15 |  |  |  | 367.8058 | [8 empty] | 0 | 0 | 0 | 0 | 0 | 0 | 0 | [5 empty] | 0
FL Zone 2WarehouseNew |  | XXXXXXXX | Yes | Nonequipment | Drain Water Heat Recovery | Hot Water Loop with 50 Gallon Electric Resistance Heater and Drain Water Heat Exchanger | Standard Hot Water Loop with 50 Gallon Electric Resistance Heater, No Drain Water Heat Recovery | Commercial | New | Warehouse | FL Zone 2 | Domestic Hot Water |  |  | 0 | Per End Use Consumption | [7 empty] | 14384.9795 | 12619.5502 | 1765.4293 | 0.12273 |  | 15 |  |  |  | 1765.4293 | [8 empty] | 0 | 0 | 0 | 0 | 0 | 0 | 0 | [5 empty] | 0
FL Zone 2AssemblyExisting |  | XXXXXXXX | Yes | Nonequipment | Duct Insulation | Standard Electric Heating and Central AC with Insulated Ductwork (R-8) | Standard Electric Heating and Central AC with Uninsulated Ductwork (R-4) | Commercial | Existing | Assembly | FL Zone 2 | Space Cooling |  |  | 0 | Per End Use Consumption | [7 empty] | 40558.1631 | 39728.6472 | 829.5158 | 0.020453 |  | 15 |  |  |  | 829.5158 | [8 empty] | 0 | 0 | 0 | 0 | 0 | 0 | 0 | [5 empty] | 0
FL Zone 2College and UniversityExisting |  | XXXXXXXX | Yes | Nonequipment | Duct Insulation | Standard Electric Heating and Central AC with Insulated Ductwork (R-8) | Standard Electric Heating and Central AC with Uninsulated Ductwork (R-4) | Commercial | Existing | College and University | FL Zone 2 | Space Cooling |  |  | 0 | Per End Use Consumption | [7 empty] | 242237.8979 | 237283.5273 | 4954.3706 | 0.020453 |  | 15 |  |  |  | 4954.3706 | [8 empty] | 0 | 0 | 0 | 0 | 0 | 0 | 0 | [5 empty] | 0
FL Zone 2GroceryExisting |  | XXXXXXXX | Yes | Nonequipment | Duct Insulation | Standard Electric Heating and Central AC with Insulated Ductwork (R-8) | Standard Electric Heating and Central AC with Uninsulated Ductwork (R-4) | Commercial | Existing | Grocery | FL Zone 2 | Space Cooling |  |  | 0 | Per End Use Consumption | [7 empty] | 97647.7064 | 95650.5667 | 1997.1397 | 0.020453 |  | 15 |  |  |  | 1997.1397 | [8 empty] | 0 | 0 | 0 | 0 | 0 | 0 | 0 | [5 empty] | 0
FL Zone 2HealthcareExisting |  | XXXXXXXX | Yes | Nonequipment | Duct Insulation | Standard Electric Heating and Central AC with Insulated Ductwork (R-8) | Standard Electric Heating and Central AC with Uninsulated Ductwork (R-4) | Commercial | Existing | Healthcare | FL Zone 2 | Space Cooling |  |  | 0 | Per End Use Consumption | [7 empty] | 170444.4983 | 166958.4822 | 3486.0161 | 0.020453 |  | 15 |  |  |  | 3486.0161 | [8 empty] | 0 | 0 | 0 | 0 | 0 | 0 | 0 | [5 empty] | 0
FL Zone 2HospitalsExisting |  | XXXXXXXX | Yes | Nonequipment | Duct Insulation | Standard Electric Heating and Central AC with Insulated Ductwork (R-8) | Standard Electric Heating and Central AC with Uninsulated Ductwork (R-4) | Commercial | Existing | Hospitals | FL Zone 2 | Space Cooling |  |  | 0 | Per End Use Consumption | [7 empty] | 1776004.8545 | 1739681.1152 | 36323.7393 | 0.020453 |  | 15 |  |  |  | 36323.7393 | [8 empty] | 0 | 0 | 0 | 0 | 0 | 0 | 0 | [5 empty] | 0
FL Zone 2InstitutionalExisting |  | XXXXXXXX | Yes | Nonequipment | Duct Insulation | Standard Electric Heating and Central AC with Insulated Ductwork (R-8) | Standard Electric Heating and Central AC with Uninsulated Ductwork (R-4) | Commercial | Existing | Institutional | FL Zone 2 | Space Cooling |  |  | 0 | Per End Use Consumption | [7 empty] | 197035.6551 | 193005.7834 | 4029.8717 | 0.020453 |  | 15 |  |  |  | 4029.8717 | [8 empty] | 0 | 0 | 0 | 0 | 0 | 0 | 0 | [5 empty] | 0
FL Zone 2Lodging/HospitalityExisting |  | XXXXXXXX | Yes | Nonequipment | Duct Insulation | Standard Electric Heating and Central AC with Insulated Ductwork (R-8) | Standard Electric Heating and Central AC with Uninsulated Ductwork (R-4) | Commercial | Existing | Lodging/Hospitality | FL Zone 2 | Space Cooling |  |  | 0 | Per End Use Consumption | [7 empty] | 161633.0609 | 158327.2608 | 3305.8002 | 0.020453 |  | 15 |  |  |  | 3305.8002 | [8 empty] | 0 | 0 | 0 | 0 | 0 | 0 | 0 | [5 empty] | 0
FL Zone 2MiscellaneousExisting |  | XXXXXXXX | Yes | Nonequipment | Duct Insulation | Standard Electric Heating and Central AC with Insulated Ductwork (R-8) | Standard Electric Heating and Central AC with Uninsulated Ductwork (R-4) | Commercial | Existing | Miscellaneous | FL Zone 2 | Space Cooling |  |  | 0 | Per End Use Consumption | [7 empty] | 1878475.6776 | 1840056.1538 | 38419.5238 | 0.020453 |  | 15 |  |  |  | 38419.5238 | [8 empty] | 0 | 0 | 0 | 0 | 0 | 0 | 0 | [5 empty] | 0
FL Zone 2OfficesExisting |  | XXXXXXXX | Yes | Nonequipment | Duct Insulation | Standard Electric Heating and Central AC with Insulated Ductwork (R-8) | Standard Electric Heating and Central AC with Uninsulated Ductwork (R-4) | Commercial | Existing | Offices | FL Zone 2 | Space Cooling |  |  | 0 | Per End Use Consumption | [7 empty] | 140416.7794 | 137544.9052 | 2871.8742 | 0.020453 |  | 15 |  |  |  | 2871.8742 | [8 empty] | 0 | 0 | 0 | 0 | 0 | 0 | 0 | [5 empty] | 0
FL Zone 2RestaurantsExisting |  | XXXXXXXX | Yes | Nonequipment | Duct Insulation | Standard Electric Heating and Central AC with Insulated Ductwork (R-8) | Standard Electric Heating and Central AC with Uninsulated Ductwork (R-4) | Commercial | Existing | Restaurants | FL Zone 2 | Space Cooling |  |  | 0 | Per End Use Consumption | [7 empty] | 101749.5064 | 99668.4747 | 2081.0318 | 0.020453 |  | 15 |  |  |  | 2081.0318 | [8 empty] | 0 | 0 | 0 | 0 | 0 | 0 | 0 | [5 empty] | 0
FL Zone 2RetailExisting |  | XXXXXXXX | Yes | Nonequipment | Duct Insulation | Standard Electric Heating and Central AC with Insulated Ductwork (R-8) | Standard Electric Heating and Central AC with Uninsulated Ductwork (R-4) | Commercial | Existing | Retail | FL Zone 2 | Space Cooling |  |  | 0 | Per End Use Consumption | [7 empty] | 44441.7066 | 43532.7626 | 908.944 | 0.020453 |  | 15 |  |  |  | 908.944 | [8 empty] | 0 | 0 | 0 | 0 | 0 | 0 | 0 | [5 empty] | 0
FL Zone 2Schools K-12Existing |  | XXXXXXXX | Yes | Nonequipment | Duct Insulation | Standard Electric Heating and Central AC with Insulated Ductwork (R-8) | Standard Electric Heating and Central AC with Uninsulated Ductwork (R-4) | Commercial | Existing | Schools K-12 | FL Zone 2 | Space Cooling |  |  | 0 | Per End Use Consumption | [7 empty] | 166082.8099 | 162686.0013 | 3396.8087 | 0.020453 |  | 15 |  |  |  | 3396.8087 | [8 empty] | 0 | 0 | 0 | 0 | 0 | 0 | 0 | [5 empty] | 0
FL Zone 2WarehouseExisting |  | XXXXXXXX | Yes | Nonequipment | Duct Insulation | Standard Electric Heating and Central AC with Insulated Ductwork (R-8) | Standard Electric Heating and Central AC with Uninsulated Ductwork (R-4) | Commercial | Existing | Warehouse | FL Zone 2 | Space Cooling |  |  | 0 | Per End Use Consumption | [7 empty] | 16498.7301 | 16161.2899 | 337.4403 | 0.020453 |  | 15 |  |  |  | 337.4403 | [8 empty] | 0 | 0 | 0 | 0 | 0 | 0 | 0 | [5 empty] | 0
FL Zone 2AssemblyNew |  | XXXXXXXX | Yes | Nonequipment | Duct Insulation | Standard Electric Heating and Central AC with Insulated Ductwork (R-8) | Standard Electric Heating and Central AC with Uninsulated Ductwork (R-4) | Commercial | New | Assembly | FL Zone 2 | Space Cooling |  |  | 0 | Per End Use Consumption | [7 empty] | 40558.1631 | 39728.6472 | 829.5158 | 0.020453 |  | 15 |  |  |  | 829.5158 | [8 empty] | 0 | 0 | 0 | 0 | 0 | 0 | 0 | [5 empty] | 0
FL Zone 2College and UniversityNew |  | XXXXXXXX | Yes | Nonequipment | Duct Insulation | Standard Electric Heating and Central AC with Insulated Ductwork (R-8) | Standard Electric Heating and Central AC with Uninsulated Ductwork (R-4) | Commercial | New | College and University | FL Zone 2 | Space Cooling |  |  | 0 | Per End Use Consumption | [7 empty] | 242237.8979 | 237283.5273 | 4954.3706 | 0.020453 |  | 15 |  |  |  | 4954.3706 | [8 empty] | 0 | 0 | 0 | 0 | 0 | 0 | 0 | [5 empty] | 0
FL Zone 2GroceryNew |  | XXXXXXXX | Yes | Nonequipment | Duct Insulation | Standard Electric Heating and Central AC with Insulated Ductwork (R-8) | Standard Electric Heating and Central AC with Uninsulated Ductwork (R-4) | Commercial | New | Grocery | FL Zone 2 | Space Cooling |  |  | 0 | Per End Use Consumption | [7 empty] | 97647.7064 | 95650.5667 | 1997.1397 | 0.020453 |  | 15 |  |  |  | 1997.1397 | [8 empty] | 0 | 0 | 0 | 0 | 0 | 0 | 0 | [5 empty] | 0
FL Zone 2HealthcareNew |  | XXXXXXXX | Yes | Nonequipment | Duct Insulation | Standard Electric Heating and Central AC with Insulated Ductwork (R-8) | Standard Electric Heating and Central AC with Uninsulated Ductwork (R-4) | Commercial | New | Healthcare | FL Zone 2 | Space Cooling |  |  | 0 | Per End Use Consumption | [7 empty] | 170444.4983 | 166958.4822 | 3486.0161 | 0.020453 |  | 15 |  |  |  | 3486.0161 | [8 empty] | 0 | 0 | 0 | 0 | 0 | 0 | 0 | [5 empty] | 0
FL Zone 2HospitalsNew |  | XXXXXXXX | Yes | Nonequipment | Duct Insulation | Standard Electric Heating and Central AC with Insulated Ductwork (R-8) | Standard Electric Heating and Central AC with Uninsulated Ductwork (R-4) | Commercial | New | Hospitals | FL Zone 2 | Space Cooling |  |  | 0 | Per End Use Consumption | [7 empty] | 1776004.8545 | 1739681.1152 | 36323.7393 | 0.020453 |  | 15 |  |  |  | 36323.7393 | [8 empty] | 0 | 0 | 0 | 0 | 0 | 0 | 0 | [5 empty] | 0
FL Zone 2InstitutionalNew |  | XXXXXXXX | Yes | Nonequipment | Duct Insulation | Standard Electric Heating and Central AC with Insulated Ductwork (R-8) | Standard Electric Heating and Central AC with Uninsulated Ductwork (R-4) | Commercial | New | Institutional | FL Zone 2 | Space Cooling |  |  | 0 | Per End Use Consumption | [7 empty] | 197035.6551 | 193005.7834 | 4029.8717 | 0.020453 |  | 15 |  |  |  | 4029.8717 | [8 empty] | 0 | 0 | 0 | 0 | 0 | 0 | 0 | [5 empty] | 0
FL Zone 2Lodging/HospitalityNew |  | XXXXXXXX | Yes | Nonequipment | Duct Insulation | Standard Electric Heating and Central AC with Insulated Ductwork (R-8) | Standard Electric Heating and Central AC with Uninsulated Ductwork (R-4) | Commercial | New | Lodging/Hospitality | FL Zone 2 | Space Cooling |  |  | 0 | Per End Use Consumption | [7 empty] | 161633.0609 | 158327.2608 | 3305.8002 | 0.020453 |  | 15 |  |  |  | 3305.8002 | [8 empty] | 0 | 0 | 0 | 0 | 0 | 0 | 0 | [5 empty] | 0
FL Zone 2MiscellaneousNew |  | XXXXXXXX | Yes | Nonequipment | Duct Insulation | Standard Electric Heating and Central AC with Insulated Ductwork (R-8) | Standard Electric Heating and Central AC with Uninsulated Ductwork (R-4) | Commercial | New | Miscellaneous | FL Zone 2 | Space Cooling |  |  | 0 | Per End Use Consumption | [7 empty] | 1878475.6776 | 1840056.1538 | 38419.5238 | 0.020453 |  | 15 |  |  |  | 38419.5238 | [8 empty] | 0 | 0 | 0 | 0 | 0 | 0 | 0 | [5 empty] | 0
FL Zone 2OfficesNew |  | XXXXXXXX | Yes | Nonequipment | Duct Insulation | Standard Electric Heating and Central AC with Insulated Ductwork (R-8) | Standard Electric Heating and Central AC with Uninsulated Ductwork (R-4) | Commercial | New | Offices | FL Zone 2 | Space Cooling |  |  | 0 | Per End Use Consumption | [7 empty] | 140416.7794 | 137544.9052 | 2871.8742 | 0.020453 |  | 15 |  |  |  | 2871.8742 | [8 empty] | 0 | 0 | 0 | 0 | 0 | 0 | 0 | [5 empty] | 0
FL Zone 2RestaurantsNew |  | XXXXXXXX | Yes | Nonequipment | Duct Insulation | Standard Electric Heating and Central AC with Insulated Ductwork (R-8) | Standard Electric Heating and Central AC with Uninsulated Ductwork (R-4) | Commercial | New | Restaurants | FL Zone 2 | Space Cooling |  |  | 0 | Per End Use Consumption | [7 empty] | 101749.5064 | 99668.4747 | 2081.0318 | 0.020453 |  | 15 |  |  |  | 2081.0318 | [8 empty] | 0 | 0 | 0 | 0 | 0 | 0 | 0 | [5 empty] | 0
FL Zone 2RetailNew |  | XXXXXXXX | Yes | Nonequipment | Duct Insulation | Standard Electric Heating and Central AC with Insulated Ductwork (R-8) | Standard Electric Heating and Central AC with Uninsulated Ductwork (R-4) | Commercial | New | Retail | FL Zone 2 | Space Cooling |  |  | 0 | Per End Use Consumption | [7 empty] | 44441.7066 | 43532.7626 | 908.944 | 0.020453 |  | 15 |  |  |  | 908.944 | [8 empty] | 0 | 0 | 0 | 0 | 0 | 0 | 0 | [5 empty] | 0
FL Zone 2Schools K-12New |  | XXXXXXXX | Yes | Nonequipment | Duct Insulation | Standard Electric Heating and Central AC with Insulated Ductwork (R-8) | Standard Electric Heating and Central AC with Uninsulated Ductwork (R-4) | Commercial | New | Schools K-12 | FL Zone 2 | Space Cooling |  |  | 0 | Per End Use Consumption | [7 empty] | 166082.8099 | 162686.0013 | 3396.8087 | 0.020453 |  | 15 |  |  |  | 3396.8087 | [8 empty] | 0 | 0 | 0 | 0 | 0 | 0 | 0 | [5 empty] | 0
FL Zone 2WarehouseNew |  | XXXXXXXX | Yes | Nonequipment | Duct Insulation | Standard Electric Heating and Central AC with Insulated Ductwork (R-8) | Standard Electric Heating and Central AC with Uninsulated Ductwork (R-4) | Commercial | New | Warehouse | FL Zone 2 | Space Cooling |  |  | 0 | Per End Use Consumption | [7 empty] | 16498.7301 | 16161.2899 | 337.4403 | 0.020453 |  | 15 |  |  |  | 337.4403 | [8 empty] | 0 | 0 | 0 | 0 | 0 | 0 | 0 | [5 empty] | 0
FL Zone 2AssemblyExisting |  | XXXXXXXX | Yes | Nonequipment | Duct Insulation | Standard Electric Heating and Central AC with Insulated Ductwork (R-8) | Standard Electric Heating and Central AC with Uninsulated Ductwork (R-4) | Commercial | Existing | Assembly | FL Zone 2 | Space Heating |  |  | 0 | Per End Use Consumption | [7 empty] | 7520.072 | 7366.2678 | 153.8043 | 0.020453 |  | 15 |  |  |  | 153.8043 | [8 empty] | 0 | 0 | 0 | 0 | 0 | 0 | 0 | [5 empty] | 0
FL Zone 2College and UniversityExisting |  | XXXXXXXX | Yes | Nonequipment | Duct Insulation | Standard Electric Heating and Central AC with Insulated Ductwork (R-8) | Standard Electric Heating and Central AC with Uninsulated Ductwork (R-4) | Commercial | Existing | College and University | FL Zone 2 | Space Heating |  |  | 0 | Per End Use Consumption | [7 empty] | 44914.4217 | 43995.8095 | 918.6122 | 0.020453 |  | 15 |  |  |  | 918.6122 | [8 empty] | 0 | 0 | 0 | 0 | 0 | 0 | 0 | [5 empty] | 0
FL Zone 2GroceryExisting |  | XXXXXXXX | Yes | Nonequipment | Duct Insulation | Standard Electric Heating and Central AC with Insulated Ductwork (R-8) | Standard Electric Heating and Central AC with Uninsulated Ductwork (R-4) | Commercial | Existing | Grocery | FL Zone 2 | Space Heating |  |  | 0 | Per End Use Consumption | [7 empty] | 18105.3019 | 17735.0032 | 370.2987 | 0.020453 |  | 15 |  |  |  | 370.2987 | [8 empty] | 0 | 0 | 0 | 0 | 0 | 0 | 0 | [5 empty] | 0
FL Zone 2HealthcareExisting |  | XXXXXXXX | Yes | Nonequipment | Duct Insulation | Standard Electric Heating and Central AC with Insulated Ductwork (R-8) | Standard Electric Heating and Central AC with Uninsulated Ductwork (R-4) | Commercial | Existing | Healthcare | FL Zone 2 | Space Heating |  |  | 0 | Per End Use Consumption | [7 empty] | 31602.8836 | 30956.5256 | 646.358 | 0.020453 |  | 15 |  |  |  | 646.358 | [8 empty] | 0 | 0 | 0 | 0 | 0 | 0 | 0 | [5 empty] | 0
FL Zone 2HospitalsExisting |  | XXXXXXXX | Yes | Nonequipment | Duct Insulation | Standard Electric Heating and Central AC with Insulated Ductwork (R-8) | Standard Electric Heating and Central AC with Uninsulated Ductwork (R-4) | Commercial | Existing | Hospitals | FL Zone 2 | Space Heating |  |  | 0 | Per End Use Consumption | [7 empty] | 329297.0743 | 322562.1259 | 6734.9484 | 0.020453 |  | 15 |  |  |  | 6734.9484 | [8 empty] | 0 | 0 | 0 | 0 | 0 | 0 | 0 | [5 empty] | 0
FL Zone 2InstitutionalExisting |  | XXXXXXXX | Yes | Nonequipment | Duct Insulation | Standard Electric Heating and Central AC with Insulated Ductwork (R-8) | Standard Electric Heating and Central AC with Uninsulated Ductwork (R-4) | Commercial | Existing | Institutional | FL Zone 2 | Space Heating |  |  | 0 | Per End Use Consumption | [7 empty] | 36533.2699 | 35786.0732 | 747.1967 | 0.020453 |  | 15 |  |  |  | 747.1967 | [8 empty] | 0 | 0 | 0 | 0 | 0 | 0 | 0 | [5 empty] | 0
FL Zone 2Lodging/HospitalityExisting |  | XXXXXXXX | Yes | Nonequipment | Duct Insulation | Standard Electric Heating and Central AC with Insulated Ductwork (R-8) | Standard Electric Heating and Central AC with Uninsulated Ductwork (R-4) | Commercial | Existing | Lodging/Hospitality | FL Zone 2 | Space Heating |  |  | 0 | Per End Use Consumption | [7 empty] | 29969.1152 | 29356.1719 | 612.9433 | 0.020453 |  | 15 |  |  |  | 612.9433 | [8 empty] | 0 | 0 | 0 | 0 | 0 | 0 | 0 | [5 empty] | 0
FL Zone 2MiscellaneousExisting |  | XXXXXXXX | Yes | Nonequipment | Duct Insulation | Standard Electric Heating and Central AC with Insulated Ductwork (R-8) | Standard Electric Heating and Central AC with Uninsulated Ductwork (R-4) | Commercial | Existing | Miscellaneous | FL Zone 2 | Space Heating |  |  | 0 | Per End Use Consumption | [7 empty] | 348296.6521 | 341173.1148 | 7123.5373 | 0.020453 |  | 15 |  |  |  | 7123.5373 | [8 empty] | 0 | 0 | 0 | 0 | 0 | 0 | 0 | [5 empty] | 0
FL Zone 2OfficesExisting |  | XXXXXXXX | Yes | Nonequipment | Duct Insulation | Standard Electric Heating and Central AC with Insulated Ductwork (R-8) | Standard Electric Heating and Central AC with Uninsulated Ductwork (R-4) | Commercial | Existing | Offices | FL Zone 2 | Space Heating |  |  | 0 | Per End Use Consumption | [7 empty] | 26035.3087 | 25502.8215 | 532.4872 | 0.020453 |  | 15 |  |  |  | 532.4872 | [8 empty] | 0 | 0 | 0 | 0 | 0 | 0 | 0 | [5 empty] | 0
FL Zone 2RestaurantsExisting |  | XXXXXXXX | Yes | Nonequipment | Duct Insulation | Standard Electric Heating and Central AC with Insulated Ductwork (R-8) | Standard Electric Heating and Central AC with Uninsulated Ductwork (R-4) | Commercial | Existing | Restaurants | FL Zone 2 | Space Heating |  |  | 0 | Per End Use Consumption | [7 empty] | 18865.8351 | 18479.9816 | 385.8535 | 0.020453 |  | 15 |  |  |  | 385.8535 | [8 empty] | 0 | 0 | 0 | 0 | 0 | 0 | 0 | [5 empty] | 0
FL Zone 2RetailExisting |  | XXXXXXXX | Yes | Nonequipment | Duct Insulation | Standard Electric Heating and Central AC with Insulated Ductwork (R-8) | Standard Electric Heating and Central AC with Uninsulated Ductwork (R-4) | Commercial | Existing | Retail | FL Zone 2 | Space Heating |  |  | 0 | Per End Use Consumption | [7 empty] | 8240.1374 | 8071.606 | 168.5314 | 0.020453 |  | 15 |  |  |  | 168.5314 | [8 empty] | 0 | 0 | 0 | 0 | 0 | 0 | 0 | [5 empty] | 0
FL Zone 2Schools K-12Existing |  | XXXXXXXX | Yes | Nonequipment | Duct Insulation | Standard Electric Heating and Central AC with Insulated Ductwork (R-8) | Standard Electric Heating and Central AC with Uninsulated Ductwork (R-4) | Commercial | Existing | Schools K-12 | FL Zone 2 | Space Heating |  |  | 0 | Per End Use Consumption | [7 empty] | 30794.1632 | 30164.3456 | 629.8176 | 0.020453 |  | 15 |  |  |  | 629.8176 | [8 empty] | 0 | 0 | 0 | 0 | 0 | 0 | 0 | [5 empty] | 0
FL Zone 2WarehouseExisting |  | XXXXXXXX | Yes | Nonequipment | Duct Insulation | Standard Electric Heating and Central AC with Insulated Ductwork (R-8) | Standard Electric Heating and Central AC with Uninsulated Ductwork (R-4) | Commercial | Existing | Warehouse | FL Zone 2 | Space Heating |  |  | 0 | Per End Use Consumption | [7 empty] | 3059.104 | 2996.5377 | 62.5663 | 0.020453 |  | 15 |  |  |  | 62.5663 | [8 empty] | 0 | 0 | 0 | 0 | 0 | 0 | 0 | [5 empty] | 0
FL Zone 2AssemblyNew |  | XXXXXXXX | Yes | Nonequipment | Duct Insulation | Standard Electric Heating and Central AC with Insulated Ductwork (R-8) | Standard Electric Heating and Central AC with Uninsulated Ductwork (R-4) | Commercial | New | Assembly | FL Zone 2 | Space Heating |  |  | 0 | Per End Use Consumption | [7 empty] | 7520.072 | 7366.2678 | 153.8043 | 0.020453 |  | 15 |  |  |  | 153.8043 | [8 empty] | 0 | 0 | 0 | 0 | 0 | 0 | 0 | [5 empty] | 0
FL Zone 2College and UniversityNew |  | XXXXXXXX | Yes | Nonequipment | Duct Insulation | Standard Electric Heating and Central AC with Insulated Ductwork (R-8) | Standard Electric Heating and Central AC with Uninsulated Ductwork (R-4) | Commercial | New | College and University | FL Zone 2 | Space Heating |  |  | 0 | Per End Use Consumption | [7 empty] | 44914.4217 | 43995.8095 | 918.6122 | 0.020453 |  | 15 |  |  |  | 918.6122 | [8 empty] | 0 | 0 | 0 | 0 | 0 | 0 | 0 | [5 empty] | 0
FL Zone 2GroceryNew |  | XXXXXXXX | Yes | Nonequipment | Duct Insulation | Standard Electric Heating and Central AC with Insulated Ductwork (R-8) | Standard Electric Heating and Central AC with Uninsulated Ductwork (R-4) | Commercial | New | Grocery | FL Zone 2 | Space Heating |  |  | 0 | Per End Use Consumption | [7 empty] | 18105.3019 | 17735.0032 | 370.2987 | 0.020453 |  | 15 |  |  |  | 370.2987 | [8 empty] | 0 | 0 | 0 | 0 | 0 | 0 | 0 | [5 empty] | 0
FL Zone 2HealthcareNew |  | XXXXXXXX | Yes | Nonequipment | Duct Insulation | Standard Electric Heating and Central AC with Insulated Ductwork (R-8) | Standard Electric Heating and Central AC with Uninsulated Ductwork (R-4) | Commercial | New | Healthcare | FL Zone 2 | Space Heating |  |  | 0 | Per End Use Consumption | [7 empty] | 31602.8836 | 30956.5256 | 646.358 | 0.020453 |  | 15 |  |  |  | 646.358 | [8 empty] | 0 | 0 | 0 | 0 | 0 | 0 | 0 | [5 empty] | 0
FL Zone 2HospitalsNew |  | XXXXXXXX | Yes | Nonequipment | Duct Insulation | Standard Electric Heating and Central AC with Insulated Ductwork (R-8) | Standard Electric Heating and Central AC with Uninsulated Ductwork (R-4) | Commercial | New | Hospitals | FL Zone 2 | Space Heating |  |  | 0 | Per End Use Consumption | [7 empty] | 329297.0743 | 322562.1259 | 6734.9484 | 0.020453 |  | 15 |  |  |  | 6734.9484 | [8 empty] | 0 | 0 | 0 | 0 | 0 | 0 | 0 | [5 empty] | 0
FL Zone 2InstitutionalNew |  | XXXXXXXX | Yes | Nonequipment | Duct Insulation | Standard Electric Heating and Central AC with Insulated Ductwork (R-8) | Standard Electric Heating and Central AC with Uninsulated Ductwork (R-4) | Commercial | New | Institutional | FL Zone 2 | Space Heating |  |  | 0 | Per End Use Consumption | [7 empty] | 36533.2699 | 35786.0732 | 747.1967 | 0.020453 |  | 15 |  |  |  | 747.1967 | [8 empty] | 0 | 0 | 0 | 0 | 0 | 0 | 0 | [5 empty] | 0
FL Zone 2Lodging/HospitalityNew |  | XXXXXXXX | Yes | Nonequipment | Duct Insulation | Standard Electric Heating and Central AC with Insulated Ductwork (R-8) | Standard Electric Heating and Central AC with Uninsulated Ductwork (R-4) | Commercial | New | Lodging/Hospitality | FL Zone 2 | Space Heating |  |  | 0 | Per End Use Consumption | [7 empty] | 29969.1152 | 29356.1719 | 612.9433 | 0.020453 |  | 15 |  |  |  | 612.9433 | [8 empty] | 0 | 0 | 0 | 0 | 0 | 0 | 0 | [5 empty] | 0
FL Zone 2MiscellaneousNew |  | XXXXXXXX | Yes | Nonequipment | Duct Insulation | Standard Electric Heating and Central AC with Insulated Ductwork (R-8) | Standard Electric Heating and Central AC with Uninsulated Ductwork (R-4) | Commercial | New | Miscellaneous | FL Zone 2 | Space Heating |  |  | 0 | Per End Use Consumption | [7 empty] | 348296.6521 | 341173.1148 | 7123.5373 | 0.020453 |  | 15 |  |  |  | 7123.5373 | [8 empty] | 0 | 0 | 0 | 0 | 0 | 0 | 0 | [5 empty] | 0
FL Zone 2OfficesNew |  | XXXXXXXX | Yes | Nonequipment | Duct Insulation | Standard Electric Heating and Central AC with Insulated Ductwork (R-8) | Standard Electric Heating and Central AC with Uninsulated Ductwork (R-4) | Commercial | New | Offices | FL Zone 2 | Space Heating |  |  | 0 | Per End Use Consumption | [7 empty] | 26035.3087 | 25502.8215 | 532.4872 | 0.020453 |  | 15 |  |  |  | 532.4872 | [8 empty] | 0 | 0 | 0 | 0 | 0 | 0 | 0 | [5 empty] | 0
FL Zone 2RestaurantsNew |  | XXXXXXXX | Yes | Nonequipment | Duct Insulation | Standard Electric Heating and Central AC with Insulated Ductwork (R-8) | Standard Electric Heating and Central AC with Uninsulated Ductwork (R-4) | Commercial | New | Restaurants | FL Zone 2 | Space Heating |  |  | 0 | Per End Use Consumption | [7 empty] | 18865.8351 | 18479.9816 | 385.8535 | 0.020453 |  | 15 |  |  |  | 385.8535 | [8 empty] | 0 | 0 | 0 | 0 | 0 | 0 | 0 | [5 empty] | 0
FL Zone 2RetailNew |  | XXXXXXXX | Yes | Nonequipment | Duct Insulation | Standard Electric Heating and Central AC with Insulated Ductwork (R-8) | Standard Electric Heating and Central AC with Uninsulated Ductwork (R-4) | Commercial | New | Retail | FL Zone 2 | Space Heating |  |  | 0 | Per End Use Consumption | [7 empty] | 8240.1374 | 8071.606 | 168.5314 | 0.020453 |  | 15 |  |  |  | 168.5314 | [8 empty] | 0 | 0 | 0 | 0 | 0 | 0 | 0 | [5 empty] | 0
FL Zone 2Schools K-12New |  | XXXXXXXX | Yes | Nonequipment | Duct Insulation | Standard Electric Heating and Central AC with Insulated Ductwork (R-8) | Standard Electric Heating and Central AC with Uninsulated Ductwork (R-4) | Commercial | New | Schools K-12 | FL Zone 2 | Space Heating |  |  | 0 | Per End Use Consumption | [7 empty] | 30794.1632 | 30164.3456 | 629.8176 | 0.020453 |  | 15 |  |  |  | 629.8176 | [8 empty] | 0 | 0 | 0 | 0 | 0 | 0 | 0 | [5 empty] | 0
FL Zone 2WarehouseNew |  | XXXXXXXX | Yes | Nonequipment | Duct Insulation | Standard Electric Heating and Central AC with Insulated Ductwork (R-8) | Standard Electric Heating and Central AC with Uninsulated Ductwork (R-4) | Commercial | New | Warehouse | FL Zone 2 | Space Heating |  |  | 0 | Per End Use Consumption | [7 empty] | 3059.104 | 2996.5377 | 62.5663 | 0.020453 |  | 15 |  |  |  | 62.5663 | [8 empty] | 0 | 0 | 0 | 0 | 0 | 0 | 0 | [5 empty] | 0
FL Zone 2AssemblyExisting |  | XXXXXXXX | Yes | Nonequipment | Duct Sealing Repair | Duct Repair to eliminate/minimize leaks, includes testing and sealing | Standard AC with typical duct leakage | Commercial | Existing | Assembly | FL Zone 2 | Space Cooling |  |  | 0 | Per End Use Consumption | [7 empty] | 40558.1631 | 35691.1835 | 4866.9796 | 0.12 |  | 15 |  |  |  | 4866.9796 | [8 empty] | 0 | 0 | 0 | 0 | 0 | 0 | 0 | [5 empty] | 0
FL Zone 2College and UniversityExisting |  | XXXXXXXX | Yes | Nonequipment | Duct Sealing Repair | Duct Repair to eliminate/minimize leaks, includes testing and sealing | Standard AC with typical duct leakage | Commercial | Existing | College and University | FL Zone 2 | Space Cooling |  |  | 0 | Per End Use Consumption | [7 empty] | 242237.8979 | 213169.3502 | 29068.5478 | 0.12 |  | 15 |  |  |  | 29068.5478 | [8 empty] | 0 | 0 | 0 | 0 | 0 | 0 | 0 | [5 empty] | 0
FL Zone 2GroceryExisting |  | XXXXXXXX | Yes | Nonequipment | Duct Sealing Repair | Duct Repair to eliminate/minimize leaks, includes testing and sealing | Standard AC with typical duct leakage | Commercial | Existing | Grocery | FL Zone 2 | Space Cooling |  |  | 0 | Per End Use Consumption | [7 empty] | 97647.7064 | 85929.9816 | 11717.7248 | 0.12 |  | 15 |  |  |  | 11717.7248 | [8 empty] | 0 | 0 | 0 | 0 | 0 | 0 | 0 | [5 empty] | 0
FL Zone 2HealthcareExisting |  | XXXXXXXX | Yes | Nonequipment | Duct Sealing Repair | Duct Repair to eliminate/minimize leaks, includes testing and sealing | Standard AC with typical duct leakage | Commercial | Existing | Healthcare | FL Zone 2 | Space Cooling |  |  | 0 | Per End Use Consumption | [7 empty] | 170444.4983 | 149991.1585 | 20453.3398 | 0.12 |  | 15 |  |  |  | 20453.3398 | [8 empty] | 0 | 0 | 0 | 0 | 0 | 0 | 0 | [5 empty] | 0
FL Zone 2HospitalsExisting |  | XXXXXXXX | Yes | Nonequipment | Duct Sealing Repair | Duct Repair to eliminate/minimize leaks, includes testing and sealing | Standard AC with typical duct leakage | Commercial | Existing | Hospitals | FL Zone 2 | Space Cooling |  |  | 0 | Per End Use Consumption | [7 empty] | 1776004.8545 | 1562884.2719 | 213120.5825 | 0.12 |  | 15 |  |  |  | 213120.5825 | [8 empty] | 0 | 0 | 0 | 0 | 0 | 0 | 0 | [5 empty] | 0
FL Zone 2InstitutionalExisting |  | XXXXXXXX | Yes | Nonequipment | Duct Sealing Repair | Duct Repair to eliminate/minimize leaks, includes testing and sealing | Standard AC with typical duct leakage | Commercial | Existing | Institutional | FL Zone 2 | Space Cooling |  |  | 0 | Per End Use Consumption | [7 empty] | 197035.6551 | 173391.3765 | 23644.2786 | 0.12 |  | 15 |  |  |  | 23644.2786 | [8 empty] | 0 | 0 | 0 | 0 | 0 | 0 | 0 | [5 empty] | 0
FL Zone 2Lodging/HospitalityExisting |  | XXXXXXXX | Yes | Nonequipment | Duct Sealing Repair | Duct Repair to eliminate/minimize leaks, includes testing and sealing | Standard AC with typical duct leakage | Commercial | Existing | Lodging/Hospitality | FL Zone 2 | Space Cooling |  |  | 0 | Per End Use Consumption | [7 empty] | 161633.0609 | 142237.0936 | 19395.9673 | 0.12 |  | 15 |  |  |  | 19395.9673 | [8 empty] | 0 | 0 | 0 | 0 | 0 | 0 | 0 | [5 empty] | 0
FL Zone 2MiscellaneousExisting |  | XXXXXXXX | Yes | Nonequipment | Duct Sealing Repair | Duct Repair to eliminate/minimize leaks, includes testing and sealing | Standard AC with typical duct leakage | Commercial | Existing | Miscellaneous | FL Zone 2 | Space Cooling |  |  | 0 | Per End Use Consumption | [7 empty] | 1878475.6776 | 1653058.5963 | 225417.0813 | 0.12 |  | 15 |  |  |  | 225417.0813 | [8 empty] | 0 | 0 | 0 | 0 | 0 | 0 | 0 | [5 empty] | 0
FL Zone 2OfficesExisting |  | XXXXXXXX | Yes | Nonequipment | Duct Sealing Repair | Duct Repair to eliminate/minimize leaks, includes testing and sealing | Standard AC with typical duct leakage | Commercial | Existing | Offices | FL Zone 2 | Space Cooling |  |  | 0 | Per End Use Consumption | [7 empty] | 140416.7794 | 123566.7658 | 16850.0135 | 0.12 |  | 15 |  |  |  | 16850.0135 | [8 empty] | 0 | 0 | 0 | 0 | 0 | 0 | 0 | [5 empty] | 0
FL Zone 2RestaurantsExisting |  | XXXXXXXX | Yes | Nonequipment | Duct Sealing Repair | Duct Repair to eliminate/minimize leaks, includes testing and sealing | Standard AC with typical duct leakage | Commercial | Existing | Restaurants | FL Zone 2 | Space Cooling |  |  | 0 | Per End Use Consumption | [7 empty] | 101749.5064 | 89539.5657 | 12209.9408 | 0.12 |  | 15 |  |  |  | 12209.9408 | [8 empty] | 0 | 0 | 0 | 0 | 0 | 0 | 0 | [5 empty] | 0
FL Zone 2RetailExisting |  | XXXXXXXX | Yes | Nonequipment | Duct Sealing Repair | Duct Repair to eliminate/minimize leaks, includes testing and sealing | Standard AC with typical duct leakage | Commercial | Existing | Retail | FL Zone 2 | Space Cooling |  |  | 0 | Per End Use Consumption | [7 empty] | 44441.7066 | 39108.7018 | 5333.0048 | 0.12 |  | 15 |  |  |  | 5333.0048 | [8 empty] | 0 | 0 | 0 | 0 | 0 | 0 | 0 | [5 empty] | 0
FL Zone 2Schools K-12Existing |  | XXXXXXXX | Yes | Nonequipment | Duct Sealing Repair | Duct Repair to eliminate/minimize leaks, includes testing and sealing | Standard AC with typical duct leakage | Commercial | Existing | Schools K-12 | FL Zone 2 | Space Cooling |  |  | 0 | Per End Use Consumption | [7 empty] | 166082.8099 | 146152.8727 | 19929.9372 | 0.12 |  | 15 |  |  |  | 19929.9372 | [8 empty] | 0 | 0 | 0 | 0 | 0 | 0 | 0 | [5 empty] | 0
FL Zone 2WarehouseExisting |  | XXXXXXXX | Yes | Nonequipment | Duct Sealing Repair | Duct Repair to eliminate/minimize leaks, includes testing and sealing | Standard AC with typical duct leakage | Commercial | Existing | Warehouse | FL Zone 2 | Space Cooling |  |  | 0 | Per End Use Consumption | [7 empty] | 16498.7301 | 14518.8825 | 1979.8476 | 0.12 |  | 15 |  |  |  | 1979.8476 | [8 empty] | 0 | 0 | 0 | 0 | 0 | 0 | 0 | [5 empty] | 0
FL Zone 2AssemblyNew |  | XXXXXXXX | Yes | Nonequipment | Duct Sealing Repair | Duct Repair to eliminate/minimize leaks, includes testing and sealing | Standard AC with typical duct leakage | Commercial | New | Assembly | FL Zone 2 | Space Cooling |  |  | 0 | Per End Use Consumption | [7 empty] | 40558.1631 | 35691.1835 | 4866.9796 | 0.12 |  | 15 |  |  |  | 4866.9796 | [8 empty] | 0 | 0 | 0 | 0 | 0 | 0 | 0 | [5 empty] | 0
FL Zone 2College and UniversityNew |  | XXXXXXXX | Yes | Nonequipment | Duct Sealing Repair | Duct Repair to eliminate/minimize leaks, includes testing and sealing | Standard AC with typical duct leakage | Commercial | New | College and University | FL Zone 2 | Space Cooling |  |  | 0 | Per End Use Consumption | [7 empty] | 242237.8979 | 213169.3502 | 29068.5478 | 0.12 |  | 15 |  |  |  | 29068.5478 | [8 empty] | 0 | 0 | 0 | 0 | 0 | 0 | 0 | [5 empty] | 0
FL Zone 2GroceryNew |  | XXXXXXXX | Yes | Nonequipment | Duct Sealing Repair | Duct Repair to eliminate/minimize leaks, includes testing and sealing | Standard AC with typical duct leakage | Commercial | New | Grocery | FL Zone 2 | Space Cooling |  |  | 0 | Per End Use Consumption | [7 empty] | 97647.7064 | 85929.9816 | 11717.7248 | 0.12 |  | 15 |  |  |  | 11717.7248 | [8 empty] | 0 | 0 | 0 | 0 | 0 | 0 | 0 | [5 empty] | 0
FL Zone 2HealthcareNew |  | XXXXXXXX | Yes | Nonequipment | Duct Sealing Repair | Duct Repair to eliminate/minimize leaks, includes testing and sealing | Standard AC with typical duct leakage | Commercial | New | Healthcare | FL Zone 2 | Space Cooling |  |  | 0 | Per End Use Consumption | [7 empty] | 170444.4983 | 149991.1585 | 20453.3398 | 0.12 |  | 15 |  |  |  | 20453.3398 | [8 empty] | 0 | 0 | 0 | 0 | 0 | 0 | 0 | [5 empty] | 0
FL Zone 2HospitalsNew |  | XXXXXXXX | Yes | Nonequipment | Duct Sealing Repair | Duct Repair to eliminate/minimize leaks, includes testing and sealing | Standard AC with typical duct leakage | Commercial | New | Hospitals | FL Zone 2 | Space Cooling |  |  | 0 | Per End Use Consumption | [7 empty] | 1776004.8545 | 1562884.2719 | 213120.5825 | 0.12 |  | 15 |  |  |  | 213120.5825 | [8 empty] | 0 | 0 | 0 | 0 | 0 | 0 | 0 | [5 empty] | 0
FL Zone 2InstitutionalNew |  | XXXXXXXX | Yes | Nonequipment | Duct Sealing Repair | Duct Repair to eliminate/minimize leaks, includes testing and sealing | Standard AC with typical duct leakage | Commercial | New | Institutional | FL Zone 2 | Space Cooling |  |  | 0 | Per End Use Consumption | [7 empty] | 197035.6551 | 173391.3765 | 23644.2786 | 0.12 |  | 15 |  |  |  | 23644.2786 | [8 empty] | 0 | 0 | 0 | 0 | 0 | 0 | 0 | [5 empty] | 0
FL Zone 2Lodging/HospitalityNew |  | XXXXXXXX | Yes | Nonequipment | Duct Sealing Repair | Duct Repair to eliminate/minimize leaks, includes testing and sealing | Standard AC with typical duct leakage | Commercial | New | Lodging/Hospitality | FL Zone 2 | Space Cooling |  |  | 0 | Per End Use Consumption | [7 empty] | 161633.0609 | 142237.0936 | 19395.9673 | 0.12 |  | 15 |  |  |  | 19395.9673 | [8 empty] | 0 | 0 | 0 | 0 | 0 | 0 | 0 | [5 empty] | 0
FL Zone 2MiscellaneousNew |  | XXXXXXXX | Yes | Nonequipment | Duct Sealing Repair | Duct Repair to eliminate/minimize leaks, includes testing and sealing | Standard AC with typical duct leakage | Commercial | New | Miscellaneous | FL Zone 2 | Space Cooling |  |  | 0 | Per End Use Consumption | [7 empty] | 1878475.6776 | 1653058.5963 | 225417.0813 | 0.12 |  | 15 |  |  |  | 225417.0813 | [8 empty] | 0 | 0 | 0 | 0 | 0 | 0 | 0 | [5 empty] | 0
FL Zone 2OfficesNew |  | XXXXXXXX | Yes | Nonequipment | Duct Sealing Repair | Duct Repair to eliminate/minimize leaks, includes testing and sealing | Standard AC with typical duct leakage | Commercial | New | Offices | FL Zone 2 | Space Cooling |  |  | 0 | Per End Use Consumption | [7 empty] | 140416.7794 | 123566.7658 | 16850.0135 | 0.12 |  | 15 |  |  |  | 16850.0135 | [8 empty] | 0 | 0 | 0 | 0 | 0 | 0 | 0 | [5 empty] | 0
FL Zone 2RestaurantsNew |  | XXXXXXXX | Yes | Nonequipment | Duct Sealing Repair | Duct Repair to eliminate/minimize leaks, includes testing and sealing | Standard AC with typical duct leakage | Commercial | New | Restaurants | FL Zone 2 | Space Cooling |  |  | 0 | Per End Use Consumption | [7 empty] | 101749.5064 | 89539.5657 | 12209.9408 | 0.12 |  | 15 |  |  |  | 12209.9408 | [8 empty] | 0 | 0 | 0 | 0 | 0 | 0 | 0 | [5 empty] | 0
FL Zone 2RetailNew |  | XXXXXXXX | Yes | Nonequipment | Duct Sealing Repair | Duct Repair to eliminate/minimize leaks, includes testing and sealing | Standard AC with typical duct leakage | Commercial | New | Retail | FL Zone 2 | Space Cooling |  |  | 0 | Per End Use Consumption | [7 empty] | 44441.7066 | 39108.7018 | 5333.0048 | 0.12 |  | 15 |  |  |  | 5333.0048 | [8 empty] | 0 | 0 | 0 | 0 | 0 | 0 | 0 | [5 empty] | 0
FL Zone 2Schools K-12New |  | XXXXXXXX | Yes | Nonequipment | Duct Sealing Repair | Duct Repair to eliminate/minimize leaks, includes testing and sealing | Standard AC with typical duct leakage | Commercial | New | Schools K-12 | FL Zone 2 | Space Cooling |  |  | 0 | Per End Use Consumption | [7 empty] | 166082.8099 | 146152.8727 | 19929.9372 | 0.12 |  | 15 |  |  |  | 19929.9372 | [8 empty] | 0 | 0 | 0 | 0 | 0 | 0 | 0 | [5 empty] | 0
FL Zone 2WarehouseNew |  | XXXXXXXX | Yes | Nonequipment | Duct Sealing Repair | Duct Repair to eliminate/minimize leaks, includes testing and sealing | Standard AC with typical duct leakage | Commercial | New | Warehouse | FL Zone 2 | Space Cooling |  |  | 0 | Per End Use Consumption | [7 empty] | 16498.7301 | 14518.8825 | 1979.8476 | 0.12 |  | 15 |  |  |  | 1979.8476 | [8 empty] | 0 | 0 | 0 | 0 | 0 | 0 | 0 | [5 empty] | 0
FL Zone 2AssemblyExisting |  | XXXXXXXX | Yes | Nonequipment | Duct Sealing Repair | Duct Repair to eliminate/minimize leaks, includes testing and sealing | Standard AC with typical duct leakage | Commercial | Existing | Assembly | FL Zone 2 | Space Heating |  |  | 0 | Per End Use Consumption | [7 empty] | 7520.072 | 6617.6634 | 902.4086 | 0.12 |  | 15 |  |  |  | 902.4086 | [8 empty] | 0 | 0 | 0 | 0 | 0 | 0 | 0 | [5 empty] | 0
FL Zone 2College and UniversityExisting |  | XXXXXXXX | Yes | Nonequipment | Duct Sealing Repair | Duct Repair to eliminate/minimize leaks, includes testing and sealing | Standard AC with typical duct leakage | Commercial | Existing | College and University | FL Zone 2 | Space Heating |  |  | 0 | Per End Use Consumption | [7 empty] | 44914.4217 | 39524.6911 | 5389.7306 | 0.12 |  | 15 |  |  |  | 5389.7306 | [8 empty] | 0 | 0 | 0 | 0 | 0 | 0 | 0 | [5 empty] | 0
FL Zone 2GroceryExisting |  | XXXXXXXX | Yes | Nonequipment | Duct Sealing Repair | Duct Repair to eliminate/minimize leaks, includes testing and sealing | Standard AC with typical duct leakage | Commercial | Existing | Grocery | FL Zone 2 | Space Heating |  |  | 0 | Per End Use Consumption | [7 empty] | 18105.3019 | 15932.6657 | 2172.6362 | 0.12 |  | 15 |  |  |  | 2172.6362 | [8 empty] | 0 | 0 | 0 | 0 | 0 | 0 | 0 | [5 empty] | 0
FL Zone 2HealthcareExisting |  | XXXXXXXX | Yes | Nonequipment | Duct Sealing Repair | Duct Repair to eliminate/minimize leaks, includes testing and sealing | Standard AC with typical duct leakage | Commercial | Existing | Healthcare | FL Zone 2 | Space Heating |  |  | 0 | Per End Use Consumption | [7 empty] | 31602.8836 | 27810.5375 | 3792.346 | 0.12 |  | 15 |  |  |  | 3792.346 | [8 empty] | 0 | 0 | 0 | 0 | 0 | 0 | 0 | [5 empty] | 0
FL Zone 2HospitalsExisting |  | XXXXXXXX | Yes | Nonequipment | Duct Sealing Repair | Duct Repair to eliminate/minimize leaks, includes testing and sealing | Standard AC with typical duct leakage | Commercial | Existing | Hospitals | FL Zone 2 | Space Heating |  |  | 0 | Per End Use Consumption | [7 empty] | 329297.0743 | 289781.4254 | 39515.6489 | 0.12 |  | 15 |  |  |  | 39515.6489 | [8 empty] | 0 | 0 | 0 | 0 | 0 | 0 | 0 | [5 empty] | 0
FL Zone 2InstitutionalExisting |  | XXXXXXXX | Yes | Nonequipment | Duct Sealing Repair | Duct Repair to eliminate/minimize leaks, includes testing and sealing | Standard AC with typical duct leakage | Commercial | Existing | Institutional | FL Zone 2 | Space Heating |  |  | 0 | Per End Use Consumption | [7 empty] | 36533.2699 | 32149.2776 | 4383.9924 | 0.12 |  | 15 |  |  |  | 4383.9924 | [8 empty] | 0 | 0 | 0 | 0 | 0 | 0 | 0 | [5 empty] | 0
FL Zone 2Lodging/HospitalityExisting |  | XXXXXXXX | Yes | Nonequipment | Duct Sealing Repair | Duct Repair to eliminate/minimize leaks, includes testing and sealing | Standard AC with typical duct leakage | Commercial | Existing | Lodging/Hospitality | FL Zone 2 | Space Heating |  |  | 0 | Per End Use Consumption | [7 empty] | 29969.1152 | 26372.8214 | 3596.2938 | 0.12 |  | 15 |  |  |  | 3596.2938 | [8 empty] | 0 | 0 | 0 | 0 | 0 | 0 | 0 | [5 empty] | 0
FL Zone 2MiscellaneousExisting |  | XXXXXXXX | Yes | Nonequipment | Duct Sealing Repair | Duct Repair to eliminate/minimize leaks, includes testing and sealing | Standard AC with typical duct leakage | Commercial | Existing | Miscellaneous | FL Zone 2 | Space Heating |  |  | 0 | Per End Use Consumption | [7 empty] | 348296.6521 | 306501.0538 | 41795.5982 | 0.12 |  | 15 |  |  |  | 41795.5982 | [8 empty] | 0 | 0 | 0 | 0 | 0 | 0 | 0 | [5 empty] | 0
FL Zone 2OfficesExisting |  | XXXXXXXX | Yes | Nonequipment | Duct Sealing Repair | Duct Repair to eliminate/minimize leaks, includes testing and sealing | Standard AC with typical duct leakage | Commercial | Existing | Offices | FL Zone 2 | Space Heating |  |  | 0 | Per End Use Consumption | [7 empty] | 26035.3087 | 22911.0717 | 3124.237 | 0.12 |  | 15 |  |  |  | 3124.237 | [8 empty] | 0 | 0 | 0 | 0 | 0 | 0 | 0 | [5 empty] | 0
FL Zone 2RestaurantsExisting |  | XXXXXXXX | Yes | Nonequipment | Duct Sealing Repair | Duct Repair to eliminate/minimize leaks, includes testing and sealing | Standard AC with typical duct leakage | Commercial | Existing | Restaurants | FL Zone 2 | Space Heating |  |  | 0 | Per End Use Consumption | [7 empty] | 18865.8351 | 16601.9349 | 2263.9002 | 0.12 |  | 15 |  |  |  | 2263.9002 | [8 empty] | 0 | 0 | 0 | 0 | 0 | 0 | 0 | [5 empty] | 0
FL Zone 2RetailExisting |  | XXXXXXXX | Yes | Nonequipment | Duct Sealing Repair | Duct Repair to eliminate/minimize leaks, includes testing and sealing | Standard AC with typical duct leakage | Commercial | Existing | Retail | FL Zone 2 | Space Heating |  |  | 0 | Per End Use Consumption | [7 empty] | 8240.1374 | 7251.3209 | 988.8165 | 0.12 |  | 15 |  |  |  | 988.8165 | [8 empty] | 0 | 0 | 0 | 0 | 0 | 0 | 0 | [5 empty] | 0
FL Zone 2Schools K-12Existing |  | XXXXXXXX | Yes | Nonequipment | Duct Sealing Repair | Duct Repair to eliminate/minimize leaks, includes testing and sealing | Standard AC with typical duct leakage | Commercial | Existing | Schools K-12 | FL Zone 2 | Space Heating |  |  | 0 | Per End Use Consumption | [7 empty] | 30794.1632 | 27098.8636 | 3695.2996 | 0.12 |  | 15 |  |  |  | 3695.2996 | [8 empty] | 0 | 0 | 0 | 0 | 0 | 0 | 0 | [5 empty] | 0
FL Zone 2WarehouseExisting |  | XXXXXXXX | Yes | Nonequipment | Duct Sealing Repair | Duct Repair to eliminate/minimize leaks, includes testing and sealing | Standard AC with typical duct leakage | Commercial | Existing | Warehouse | FL Zone 2 | Space Heating |  |  | 0 | Per End Use Consumption | [7 empty] | 3059.104 | 2692.0115 | 367.0925 | 0.12 |  | 15 |  |  |  | 367.0925 | [8 empty] | 0 | 0 | 0 | 0 | 0 | 0 | 0 | [5 empty] | 0
FL Zone 2AssemblyNew |  | XXXXXXXX | Yes | Nonequipment | Duct Sealing Repair | Duct Repair to eliminate/minimize leaks, includes testing and sealing | Standard AC with typical duct leakage | Commercial | New | Assembly | FL Zone 2 | Space Heating |  |  | 0 | Per End Use Consumption | [7 empty] | 7520.072 | 6617.6634 | 902.4086 | 0.12 |  | 15 |  |  |  | 902.4086 | [8 empty] | 0 | 0 | 0 | 0 | 0 | 0 | 0 | [5 empty] | 0
FL Zone 2College and UniversityNew |  | XXXXXXXX | Yes | Nonequipment | Duct Sealing Repair | Duct Repair to eliminate/minimize leaks, includes testing and sealing | Standard AC with typical duct leakage | Commercial | New | College and University | FL Zone 2 | Space Heating |  |  | 0 | Per End Use Consumption | [7 empty] | 44914.4217 | 39524.6911 | 5389.7306 | 0.12 |  | 15 |  |  |  | 5389.7306 | [8 empty] | 0 | 0 | 0 | 0 | 0 | 0 | 0 | [5 empty] | 0
FL Zone 2GroceryNew |  | XXXXXXXX | Yes | Nonequipment | Duct Sealing Repair | Duct Repair to eliminate/minimize leaks, includes testing and sealing | Standard AC with typical duct leakage | Commercial | New | Grocery | FL Zone 2 | Space Heating |  |  | 0 | Per End Use Consumption | [7 empty] | 18105.3019 | 15932.6657 | 2172.6362 | 0.12 |  | 15 |  |  |  | 2172.6362 | [8 empty] | 0 | 0 | 0 | 0 | 0 | 0 | 0 | [5 empty] | 0
FL Zone 2HealthcareNew |  | XXXXXXXX | Yes | Nonequipment | Duct Sealing Repair | Duct Repair to eliminate/minimize leaks, includes testing and sealing | Standard AC with typical duct leakage | Commercial | New | Healthcare | FL Zone 2 | Space Heating |  |  | 0 | Per End Use Consumption | [7 empty] | 31602.8836 | 27810.5375 | 3792.346 | 0.12 |  | 15 |  |  |  | 3792.346 | [8 empty] | 0 | 0 | 0 | 0 | 0 | 0 | 0 | [5 empty] | 0
FL Zone 2HospitalsNew |  | XXXXXXXX | Yes | Nonequipment | Duct Sealing Repair | Duct Repair to eliminate/minimize leaks, includes testing and sealing | Standard AC with typical duct leakage | Commercial | New | Hospitals | FL Zone 2 | Space Heating |  |  | 0 | Per End Use Consumption | [7 empty] | 329297.0743 | 289781.4254 | 39515.6489 | 0.12 |  | 15 |  |  |  | 39515.6489 | [8 empty] | 0 | 0 | 0 | 0 | 0 | 0 | 0 | [5 empty] | 0
FL Zone 2InstitutionalNew |  | XXXXXXXX | Yes | Nonequipment | Duct Sealing Repair | Duct Repair to eliminate/minimize leaks, includes testing and sealing | Standard AC with typical duct leakage | Commercial | New | Institutional | FL Zone 2 | Space Heating |  |  | 0 | Per End Use Consumption | [7 empty] | 36533.2699 | 32149.2776 | 4383.9924 | 0.12 |  | 15 |  |  |  | 4383.9924 | [8 empty] | 0 | 0 | 0 | 0 | 0 | 0 | 0 | [5 empty] | 0
FL Zone 2Lodging/HospitalityNew |  | XXXXXXXX | Yes | Nonequipment | Duct Sealing Repair | Duct Repair to eliminate/minimize leaks, includes testing and sealing | Standard AC with typical duct leakage | Commercial | New | Lodging/Hospitality | FL Zone 2 | Space Heating |  |  | 0 | Per End Use Consumption | [7 empty] | 29969.1152 | 26372.8214 | 3596.2938 | 0.12 |  | 15 |  |  |  | 3596.2938 | [8 empty] | 0 | 0 | 0 | 0 | 0 | 0 | 0 | [5 empty] | 0
FL Zone 2MiscellaneousNew |  | XXXXXXXX | Yes | Nonequipment | Duct Sealing Repair | Duct Repair to eliminate/minimize leaks, includes testing and sealing | Standard AC with typical duct leakage | Commercial | New | Miscellaneous | FL Zone 2 | Space Heating |  |  | 0 | Per End Use Consumption | [7 empty] | 348296.6521 | 306501.0538 | 41795.5982 | 0.12 |  | 15 |  |  |  | 41795.5982 | [8 empty] | 0 | 0 | 0 | 0 | 0 | 0 | 0 | [5 empty] | 0
FL Zone 2OfficesNew |  | XXXXXXXX | Yes | Nonequipment | Duct Sealing Repair | Duct Repair to eliminate/minimize leaks, includes testing and sealing | Standard AC with typical duct leakage | Commercial | New | Offices | FL Zone 2 | Space Heating |  |  | 0 | Per End Use Consumption | [7 empty] | 26035.3087 | 22911.0717 | 3124.237 | 0.12 |  | 15 |  |  |  | 3124.237 | [8 empty] | 0 | 0 | 0 | 0 | 0 | 0 | 0 | [5 empty] | 0
FL Zone 2RestaurantsNew |  | XXXXXXXX | Yes | Nonequipment | Duct Sealing Repair | Duct Repair to eliminate/minimize leaks, includes testing and sealing | Standard AC with typical duct leakage | Commercial | New | Restaurants | FL Zone 2 | Space Heating |  |  | 0 | Per End Use Consumption | [7 empty] | 18865.8351 | 16601.9349 | 2263.9002 | 0.12 |  | 15 |  |  |  | 2263.9002 | [8 empty] | 0 | 0 | 0 | 0 | 0 | 0 | 0 | [5 empty] | 0
FL Zone 2RetailNew |  | XXXXXXXX | Yes | Nonequipment | Duct Sealing Repair | Duct Repair to eliminate/minimize leaks, includes testing and sealing | Standard AC with typical duct leakage | Commercial | New | Retail | FL Zone 2 | Space Heating |  |  | 0 | Per End Use Consumption | [7 empty] | 8240.1374 | 7251.3209 | 988.8165 | 0.12 |  | 15 |  |  |  | 988.8165 | [8 empty] | 0 | 0 | 0 | 0 | 0 | 0 | 0 | [5 empty] | 0
FL Zone 2Schools K-12New |  | XXXXXXXX | Yes | Nonequipment | Duct Sealing Repair | Duct Repair to eliminate/minimize leaks, includes testing and sealing | Standard AC with typical duct leakage | Commercial | New | Schools K-12 | FL Zone 2 | Space Heating |  |  | 0 | Per End Use Consumption | [7 empty] | 30794.1632 | 27098.8636 | 3695.2996 | 0.12 |  | 15 |  |  |  | 3695.2996 | [8 empty] | 0 | 0 | 0 | 0 | 0 | 0 | 0 | [5 empty] | 0
FL Zone 2WarehouseNew |  | XXXXXXXX | Yes | Nonequipment | Duct Sealing Repair | Duct Repair to eliminate/minimize leaks, includes testing and sealing | Standard AC with typical duct leakage | Commercial | New | Warehouse | FL Zone 2 | Space Heating |  |  | 0 | Per End Use Consumption | [7 empty] | 3059.104 | 2692.0115 | 367.0925 | 0.12 |  | 15 |  |  |  | 367.0925 | [8 empty] | 0 | 0 | 0 | 0 | 0 | 0 | 0 | [5 empty] | 0
FL Zone 2AssemblyExisting |  | XXXXXXXX | Yes | Nonequipment | ECM Motors on Furnaces | Variable Speed Electronically Commutated Motor for an Electric Furnace | Permanent Split Capacitor Motor for Electric Furnace | Commercial | Existing | Assembly | FL Zone 2 | Space Heating |  |  | 0 | Per Unit | [7 empty] | 74113.632 | 72848.9677 | 1264.6644 | 0.017064 |  | 15 |  |  |  | 1264.6644 | [8 empty] | 0 | 0 | 0 | 0 | 0 | 0 | 0 | [5 empty] | 0
FL Zone 2College and UniversityExisting |  | XXXXXXXX | Yes | Nonequipment | ECM Motors on Furnaces | Variable Speed Electronically Commutated Motor for an Electric Furnace | Permanent Split Capacitor Motor for Electric Furnace | Commercial | Existing | College and University | FL Zone 2 | Space Heating |  |  | 0 | Per Unit | [7 empty] | 74113.632 | 72848.9677 | 1264.6644 | 0.017064 |  | 15 |  |  |  | 1264.6644 | [8 empty] | 0 | 0 | 0 | 0 | 0 | 0 | 0 | [5 empty] | 0
FL Zone 2GroceryExisting |  | XXXXXXXX | Yes | Nonequipment | ECM Motors on Furnaces | Variable Speed Electronically Commutated Motor for an Electric Furnace | Permanent Split Capacitor Motor for Electric Furnace | Commercial | Existing | Grocery | FL Zone 2 | Space Heating |  |  | 0 | Per Unit | [7 empty] | 127475.4471 | 125300.2244 | 2175.2227 | 0.017064 |  | 15 |  |  |  | 2175.2227 | [8 empty] | 0 | 0 | 0 | 0 | 0 | 0 | 0 | [5 empty] | 0
FL Zone 2HealthcareExisting |  | XXXXXXXX | Yes | Nonequipment | ECM Motors on Furnaces | Variable Speed Electronically Commutated Motor for an Electric Furnace | Permanent Split Capacitor Motor for Electric Furnace | Commercial | Existing | Healthcare | FL Zone 2 | Space Heating |  |  | 0 | Per Unit | [7 empty] | 116210.175 | 114227.1813 | 1982.9937 | 0.017064 |  | 15 |  |  |  | 1982.9937 | [8 empty] | 0 | 0 | 0 | 0 | 0 | 0 | 0 | [5 empty] | 0
FL Zone 2HospitalsExisting |  | XXXXXXXX | Yes | Nonequipment | ECM Motors on Furnaces | Variable Speed Electronically Commutated Motor for an Electric Furnace | Permanent Split Capacitor Motor for Electric Furnace | Commercial | Existing | Hospitals | FL Zone 2 | Space Heating |  |  | 0 | Per Unit | [7 empty] | 132218.7196 | 129962.5583 | 2256.1612 | 0.017064 |  | 15 |  |  |  | 2256.1612 | [8 empty] | 0 | 0 | 0 | 0 | 0 | 0 | 0 | [5 empty] | 0
FL Zone 2InstitutionalExisting |  | XXXXXXXX | Yes | Nonequipment | ECM Motors on Furnaces | Variable Speed Electronically Commutated Motor for an Electric Furnace | Permanent Split Capacitor Motor for Electric Furnace | Commercial | Existing | Institutional | FL Zone 2 | Space Heating |  |  | 0 | Per Unit | [7 empty] | 64627.0871 | 63524.2998 | 1102.7873 | 0.017064 |  | 15 |  |  |  | 1102.7873 | [8 empty] | 0 | 0 | 0 | 0 | 0 | 0 | 0 | [5 empty] | 0
FL Zone 2Lodging/HospitalityExisting |  | XXXXXXXX | Yes | Nonequipment | ECM Motors on Furnaces | Variable Speed Electronically Commutated Motor for an Electric Furnace | Permanent Split Capacitor Motor for Electric Furnace | Commercial | Existing | Lodging/Hospitality | FL Zone 2 | Space Heating |  |  | 0 | Per Unit | [7 empty] | 78263.9954 | 76928.5099 | 1335.4856 | 0.017064 |  | 15 |  |  |  | 1335.4856 | [8 empty] | 0 | 0 | 0 | 0 | 0 | 0 | 0 | [5 empty] | 0
FL Zone 2MiscellaneousExisting |  | XXXXXXXX | Yes | Nonequipment | ECM Motors on Furnaces | Variable Speed Electronically Commutated Motor for an Electric Furnace | Permanent Split Capacitor Motor for Electric Furnace | Commercial | Existing | Miscellaneous | FL Zone 2 | Space Heating |  |  | 0 | Per Unit | [7 empty] | 40910.7249 | 40212.6302 | 698.0947 | 0.017064 |  | 15 |  |  |  | 698.0947 | [8 empty] | 0 | 0 | 0 | 0 | 0 | 0 | 0 | [5 empty] | 0
FL Zone 2OfficesExisting |  | XXXXXXXX | Yes | Nonequipment | ECM Motors on Furnaces | Variable Speed Electronically Commutated Motor for an Electric Furnace | Permanent Split Capacitor Motor for Electric Furnace | Commercial | Existing | Offices | FL Zone 2 | Space Heating |  |  | 0 | Per Unit | [7 empty] | 43282.3611 | 42543.7971 | 738.564 | 0.017064 |  | 15 |  |  |  | 738.564 | [8 empty] | 0 | 0 | 0 | 0 | 0 | 0 | 0 | [5 empty] | 0
FL Zone 2RestaurantsExisting |  | XXXXXXXX | Yes | Nonequipment | ECM Motors on Furnaces | Variable Speed Electronically Commutated Motor for an Electric Furnace | Permanent Split Capacitor Motor for Electric Furnace | Commercial | Existing | Restaurants | FL Zone 2 | Space Heating |  |  | 0 | Per Unit | [7 empty] | 273331.075 | 268666.9928 | 4664.0822 | 0.017064 |  | 15 |  |  |  | 4664.0822 | [8 empty] | 0 | 0 | 0 | 0 | 0 | 0 | 0 | [5 empty] | 0
FL Zone 2RetailExisting |  | XXXXXXXX | Yes | Nonequipment | ECM Motors on Furnaces | Variable Speed Electronically Commutated Motor for an Electric Furnace | Permanent Split Capacitor Motor for Electric Furnace | Commercial | Existing | Retail | FL Zone 2 | Space Heating |  |  | 0 | Per Unit | [7 empty] | 171350.7173 | 168426.8133 | 2923.904 | 0.017064 |  | 15 |  |  |  | 2923.904 | [8 empty] | 0 | 0 | 0 | 0 | 0 | 0 | 0 | [5 empty] | 0
FL Zone 2Schools K-12Existing |  | XXXXXXXX | Yes | Nonequipment | ECM Motors on Furnaces | Variable Speed Electronically Commutated Motor for an Electric Furnace | Permanent Split Capacitor Motor for Electric Furnace | Commercial | Existing | Schools K-12 | FL Zone 2 | Space Heating |  |  | 0 | Per Unit | [7 empty] | 157713.809 | 155022.6032 | 2691.2058 | 0.017064 |  | 15 |  |  |  | 2691.2058 | [8 empty] | 0 | 0 | 0 | 0 | 0 | 0 | 0 | [5 empty] | 0
FL Zone 2WarehouseExisting |  | XXXXXXXX | Yes | Nonequipment | ECM Motors on Furnaces | Variable Speed Electronically Commutated Motor for an Electric Furnace | Permanent Split Capacitor Motor for Electric Furnace | Commercial | Existing | Warehouse | FL Zone 2 | Space Heating |  |  | 0 | Per Unit | [7 empty] | 40910.7249 | 40212.6302 | 698.0947 | 0.017064 |  | 15 |  |  |  | 698.0947 | [8 empty] | 0 | 0 | 0 | 0 | 0 | 0 | 0 | [5 empty] | 0
FL Zone 2AssemblyNew |  | XXXXXXXX | Yes | Nonequipment | ECM Motors on Furnaces | Variable Speed Electronically Commutated Motor for an Electric Furnace | Permanent Split Capacitor Motor for Electric Furnace | Commercial | New | Assembly | FL Zone 2 | Space Heating |  |  | 0 | Per Unit | [7 empty] | 74113.632 | 72848.9677 | 1264.6644 | 0.017064 |  | 15 |  |  |  | 1264.6644 | [8 empty] | 0 | 0 | 0 | 0 | 0 | 0 | 0 | [5 empty] | 0
FL Zone 2College and UniversityNew |  | XXXXXXXX | Yes | Nonequipment | ECM Motors on Furnaces | Variable Speed Electronically Commutated Motor for an Electric Furnace | Permanent Split Capacitor Motor for Electric Furnace | Commercial | New | College and University | FL Zone 2 | Space Heating |  |  | 0 | Per Unit | [7 empty] | 74113.632 | 72848.9677 | 1264.6644 | 0.017064 |  | 15 |  |  |  | 1264.6644 | [8 empty] | 0 | 0 | 0 | 0 | 0 | 0 | 0 | [5 empty] | 0
FL Zone 2GroceryNew |  | XXXXXXXX | Yes | Nonequipment | ECM Motors on Furnaces | Variable Speed Electronically Commutated Motor for an Electric Furnace | Permanent Split Capacitor Motor for Electric Furnace | Commercial | New | Grocery | FL Zone 2 | Space Heating |  |  | 0 | Per Unit | [7 empty] | 127475.4471 | 125300.2244 | 2175.2227 | 0.017064 |  | 15 |  |  |  | 2175.2227 | [8 empty] | 0 | 0 | 0 | 0 | 0 | 0 | 0 | [5 empty] | 0
FL Zone 2HealthcareNew |  | XXXXXXXX | Yes | Nonequipment | ECM Motors on Furnaces | Variable Speed Electronically Commutated Motor for an Electric Furnace | Permanent Split Capacitor Motor for Electric Furnace | Commercial | New | Healthcare | FL Zone 2 | Space Heating |  |  | 0 | Per Unit | [7 empty] | 116210.175 | 114227.1813 | 1982.9937 | 0.017064 |  | 15 |  |  |  | 1982.9937 | [8 empty] | 0 | 0 | 0 | 0 | 0 | 0 | 0 | [5 empty] | 0
FL Zone 2HospitalsNew |  | XXXXXXXX | Yes | Nonequipment | ECM Motors on Furnaces | Variable Speed Electronically Commutated Motor for an Electric Furnace | Permanent Split Capacitor Motor for Electric Furnace | Commercial | New | Hospitals | FL Zone 2 | Space Heating |  |  | 0 | Per Unit | [7 empty] | 132218.7196 | 129962.5583 | 2256.1612 | 0.017064 |  | 15 |  |  |  | 2256.1612 | [8 empty] | 0 | 0 | 0 | 0 | 0 | 0 | 0 | [5 empty] | 0
FL Zone 2InstitutionalNew |  | XXXXXXXX | Yes | Nonequipment | ECM Motors on Furnaces | Variable Speed Electronically Commutated Motor for an Electric Furnace | Permanent Split Capacitor Motor for Electric Furnace | Commercial | New | Institutional | FL Zone 2 | Space Heating |  |  | 0 | Per Unit | [7 empty] | 64627.0871 | 63524.2998 | 1102.7873 | 0.017064 |  | 15 |  |  |  | 1102.7873 | [8 empty] | 0 | 0 | 0 | 0 | 0 | 0 | 0 | [5 empty] | 0
FL Zone 2Lodging/HospitalityNew |  | XXXXXXXX | Yes | Nonequipment | ECM Motors on Furnaces | Variable Speed Electronically Commutated Motor for an Electric Furnace | Permanent Split Capacitor Motor for Electric Furnace | Commercial | New | Lodging/Hospitality | FL Zone 2 | Space Heating |  |  | 0 | Per Unit | [7 empty] | 78263.9954 | 76928.5099 | 1335.4856 | 0.017064 |  | 15 |  |  |  | 1335.4856 | [8 empty] | 0 | 0 | 0 | 0 | 0 | 0 | 0 | [5 empty] | 0
FL Zone 2MiscellaneousNew |  | XXXXXXXX | Yes | Nonequipment | ECM Motors on Furnaces | Variable Speed Electronically Commutated Motor for an Electric Furnace | Permanent Split Capacitor Motor for Electric Furnace | Commercial | New | Miscellaneous | FL Zone 2 | Space Heating |  |  | 0 | Per Unit | [7 empty] | 40910.7249 | 40212.6302 | 698.0947 | 0.017064 |  | 15 |  |  |  | 698.0947 | [8 empty] | 0 | 0 | 0 | 0 | 0 | 0 | 0 | [5 empty] | 0
FL Zone 2OfficesNew |  | XXXXXXXX | Yes | Nonequipment | ECM Motors on Furnaces | Variable Speed Electronically Commutated Motor for an Electric Furnace | Permanent Split Capacitor Motor for Electric Furnace | Commercial | New | Offices | FL Zone 2 | Space Heating |  |  | 0 | Per Unit | [7 empty] | 43282.3611 | 42543.7971 | 738.564 | 0.017064 |  | 15 |  |  |  | 738.564 | [8 empty] | 0 | 0 | 0 | 0 | 0 | 0 | 0 | [5 empty] | 0
FL Zone 2RestaurantsNew |  | XXXXXXXX | Yes | Nonequipment | ECM Motors on Furnaces | Variable Speed Electronically Commutated Motor for an Electric Furnace | Permanent Split Capacitor Motor for Electric Furnace | Commercial | New | Restaurants | FL Zone 2 | Space Heating |  |  | 0 | Per Unit | [7 empty] | 273331.075 | 268666.9928 | 4664.0822 | 0.017064 |  | 15 |  |  |  | 4664.0822 | [8 empty] | 0 | 0 | 0 | 0 | 0 | 0 | 0 | [5 empty] | 0
FL Zone 2RetailNew |  | XXXXXXXX | Yes | Nonequipment | ECM Motors on Furnaces | Variable Speed Electronically Commutated Motor for an Electric Furnace | Permanent Split Capacitor Motor for Electric Furnace | Commercial | New | Retail | FL Zone 2 | Space Heating |  |  | 0 | Per Unit | [7 empty] | 171350.7173 | 168426.8133 | 2923.904 | 0.017064 |  | 15 |  |  |  | 2923.904 | [8 empty] | 0 | 0 | 0 | 0 | 0 | 0 | 0 | [5 empty] | 0
FL Zone 2Schools K-12New |  | XXXXXXXX | Yes | Nonequipment | ECM Motors on Furnaces | Variable Speed Electronically Commutated Motor for an Electric Furnace | Permanent Split Capacitor Motor for Electric Furnace | Commercial | New | Schools K-12 | FL Zone 2 | Space Heating |  |  | 0 | Per Unit | [7 empty] | 157713.809 | 155022.6032 | 2691.2058 | 0.017064 |  | 15 |  |  |  | 2691.2058 | [8 empty] | 0 | 0 | 0 | 0 | 0 | 0 | 0 | [5 empty] | 0
FL Zone 2WarehouseNew |  | XXXXXXXX | Yes | Nonequipment | ECM Motors on Furnaces | Variable Speed Electronically Commutated Motor for an Electric Furnace | Permanent Split Capacitor Motor for Electric Furnace | Commercial | New | Warehouse | FL Zone 2 | Space Heating |  |  | 0 | Per Unit | [7 empty] | 40910.7249 | 40212.6302 | 698.0947 | 0.017064 |  | 15 |  |  |  | 698.0947 | [8 empty] | 0 | 0 | 0 | 0 | 0 | 0 | 0 | [5 empty] | 0
FL Zone 2AssemblyTurnover |  | XXXXXXXX | Yes | Equipment | Efficient Battery Charger | Single-phase Ferro resonant or silicon-controlled rectifier charging equipment with power conversion efficiency >=89% & maintenance power <= 10 W | FR or SCR charging stations with power conversion efficiency < 89% or > 10 W | Commercial | Turnover | Assembly | FL Zone 2 | Miscellaneous | Others |  | 0 | Per Appliance | [7 empty] | 8124.9 | 7013.694 | 1111.206 | 0.13677 |  | 15 |  |  |  | 1111.206 | [8 empty] | 0 | 0 | 0 | 0 | 0 | 0 | 0 | [5 empty] | 0
FL Zone 2College and UniversityTurnover |  | XXXXXXXX | Yes | Equipment | Efficient Battery Charger | Single-phase Ferro resonant or silicon-controlled rectifier charging equipment with power conversion efficiency >=89% & maintenance power <= 10 W | FR or SCR charging stations with power conversion efficiency < 89% or > 10 W | Commercial | Turnover | College and University | FL Zone 2 | Miscellaneous | Others |  | 0 | Per Appliance | [7 empty] | 8124.9 | 7013.694 | 1111.206 | 0.13677 |  | 15 |  |  |  | 1111.206 | [8 empty] | 0 | 0 | 0 | 0 | 0 | 0 | 0 | [5 empty] | 0
FL Zone 2GroceryTurnover |  | XXXXXXXX | Yes | Equipment | Efficient Battery Charger | Single-phase Ferro resonant or silicon-controlled rectifier charging equipment with power conversion efficiency >=89% & maintenance power <= 10 W | FR or SCR charging stations with power conversion efficiency < 89% or > 10 W | Commercial | Turnover | Grocery | FL Zone 2 | Miscellaneous | Others |  | 0 | Per Appliance | [7 empty] | 8124.9 | 7013.694 | 1111.206 | 0.13677 |  | 15 |  |  |  | 1111.206 | [8 empty] | 0 | 0 | 0 | 0 | 0 | 0 | 0 | [5 empty] | 0
FL Zone 2HealthcareTurnover |  | XXXXXXXX | Yes | Equipment | Efficient Battery Charger | Single-phase Ferro resonant or silicon-controlled rectifier charging equipment with power conversion efficiency >=89% & maintenance power <= 10 W | FR or SCR charging stations with power conversion efficiency < 89% or > 10 W | Commercial | Turnover | Healthcare | FL Zone 2 | Miscellaneous | Others |  | 0 | Per Appliance | [7 empty] | 8124.9 | 7013.694 | 1111.206 | 0.13677 |  | 15 |  |  |  | 1111.206 | [8 empty] | 0 | 0 | 0 | 0 | 0 | 0 | 0 | [5 empty] | 0
FL Zone 2HospitalsTurnover |  | XXXXXXXX | Yes | Equipment | Efficient Battery Charger | Single-phase Ferro resonant or silicon-controlled rectifier charging equipment with power conversion efficiency >=89% & maintenance power <= 10 W | FR or SCR charging stations with power conversion efficiency < 89% or > 10 W | Commercial | Turnover | Hospitals | FL Zone 2 | Miscellaneous | Others |  | 0 | Per Appliance | [7 empty] | 8124.9 | 7013.694 | 1111.206 | 0.13677 |  | 15 |  |  |  | 1111.206 | [8 empty] | 0 | 0 | 0 | 0 | 0 | 0 | 0 | [5 empty] | 0
FL Zone 2InstitutionalTurnover |  | XXXXXXXX | Yes | Equipment | Efficient Battery Charger | Single-phase Ferro resonant or silicon-controlled rectifier charging equipment with power conversion efficiency >=89% & maintenance power <= 10 W | FR or SCR charging stations with power conversion efficiency < 89% or > 10 W | Commercial | Turnover | Institutional | FL Zone 2 | Miscellaneous | Others |  | 0 | Per Appliance | [7 empty] | 8124.9 | 7013.694 | 1111.206 | 0.13677 |  | 15 |  |  |  | 1111.206 | [8 empty] | 0 | 0 | 0 | 0 | 0 | 0 | 0 | [5 empty] | 0
FL Zone 2Lodging/HospitalityTurnover |  | XXXXXXXX | Yes | Equipment | Efficient Battery Charger | Single-phase Ferro resonant or silicon-controlled rectifier charging equipment with power conversion efficiency >=89% & maintenance power <= 10 W | FR or SCR charging stations with power conversion efficiency < 89% or > 10 W | Commercial | Turnover | Lodging/Hospitality | FL Zone 2 | Miscellaneous | Others |  | 0 | Per Appliance | [7 empty] | 8124.9 | 7013.694 | 1111.206 | 0.13677 |  | 15 |  |  |  | 1111.206 | [8 empty] | 0 | 0 | 0 | 0 | 0 | 0 | 0 | [5 empty] | 0
FL Zone 2MiscellaneousTurnover |  | XXXXXXXX | Yes | Equipment | Efficient Battery Charger | Single-phase Ferro resonant or silicon-controlled rectifier charging equipment with power conversion efficiency >=89% & maintenance power <= 10 W | FR or SCR charging stations with power conversion efficiency < 89% or > 10 W | Commercial | Turnover | Miscellaneous | FL Zone 2 | Miscellaneous | Others |  | 0 | Per Appliance | [7 empty] | 8124.9 | 7013.694 | 1111.206 | 0.13677 |  | 15 |  |  |  | 1111.206 | [8 empty] | 0 | 0 | 0 | 0 | 0 | 0 | 0 | [5 empty] | 0
FL Zone 2OfficesTurnover |  | XXXXXXXX | Yes | Equipment | Efficient Battery Charger | Single-phase Ferro resonant or silicon-controlled rectifier charging equipment with power conversion efficiency >=89% & maintenance power <= 10 W | FR or SCR charging stations with power conversion efficiency < 89% or > 10 W | Commercial | Turnover | Offices | FL Zone 2 | Miscellaneous | Others |  | 0 | Per Appliance | [7 empty] | 8124.9 | 7013.694 | 1111.206 | 0.13677 |  | 15 |  |  |  | 1111.206 | [8 empty] | 0 | 0 | 0 | 0 | 0 | 0 | 0 | [5 empty] | 0
FL Zone 2RestaurantsTurnover |  | XXXXXXXX | Yes | Equipment | Efficient Battery Charger | Single-phase Ferro resonant or silicon-controlled rectifier charging equipment with power conversion efficiency >=89% & maintenance power <= 10 W | FR or SCR charging stations with power conversion efficiency < 89% or > 10 W | Commercial | Turnover | Restaurants | FL Zone 2 | Miscellaneous | Others |  | 0 | Per Appliance | [7 empty] | 8124.9 | 7013.694 | 1111.206 | 0.13677 |  | 15 |  |  |  | 1111.206 | [8 empty] | 0 | 0 | 0 | 0 | 0 | 0 | 0 | [5 empty] | 0
FL Zone 2RetailTurnover |  | XXXXXXXX | Yes | Equipment | Efficient Battery Charger | Single-phase Ferro resonant or silicon-controlled rectifier charging equipment with power conversion efficiency >=89% & maintenance power <= 10 W | FR or SCR charging stations with power conversion efficiency < 89% or > 10 W | Commercial | Turnover | Retail | FL Zone 2 | Miscellaneous | Others |  | 0 | Per Appliance | [7 empty] | 8124.9 | 7013.694 | 1111.206 | 0.13677 |  | 15 |  |  |  | 1111.206 | [8 empty] | 0 | 0 | 0 | 0 | 0 | 0 | 0 | [5 empty] | 0
FL Zone 2Schools K-12Turnover |  | XXXXXXXX | Yes | Equipment | Efficient Battery Charger | Single-phase Ferro resonant or silicon-controlled rectifier charging equipment with power conversion efficiency >=89% & maintenance power <= 10 W | FR or SCR charging stations with power conversion efficiency < 89% or > 10 W | Commercial | Turnover | Schools K-12 | FL Zone 2 | Miscellaneous | Others |  | 0 | Per Appliance | [7 empty] | 8124.9 | 7013.694 | 1111.206 | 0.13677 |  | 15 |  |  |  | 1111.206 | [8 empty] | 0 | 0 | 0 | 0 | 0 | 0 | 0 | [5 empty] | 0
FL Zone 2WarehouseTurnover |  | XXXXXXXX | Yes | Equipment | Efficient Battery Charger | Single-phase Ferro resonant or silicon-controlled rectifier charging equipment with power conversion efficiency >=89% & maintenance power <= 10 W | FR or SCR charging stations with power conversion efficiency < 89% or > 10 W | Commercial | Turnover | Warehouse | FL Zone 2 | Miscellaneous | Others |  | 0 | Per Appliance | [7 empty] | 8124.9 | 7013.694 | 1111.206 | 0.13677 |  | 15 |  |  |  | 1111.206 | [8 empty] | 0 | 0 | 0 | 0 | 0 | 0 | 0 | [5 empty] | 0
FL Zone 2AssemblyNew |  | XXXXXXXX | Yes | Equipment | Efficient Battery Charger | Single-phase Ferro resonant or silicon-controlled rectifier charging equipment with power conversion efficiency >=89% & maintenance power <= 10 W | FR or SCR charging stations with power conversion efficiency < 89% or > 10 W | Commercial | New | Assembly | FL Zone 2 | Miscellaneous | Others |  | 0 | Per Appliance | [7 empty] | 8124.9 | 7013.694 | 1111.206 | 0.13677 |  | 15 |  |  |  | 1111.206 | [8 empty] | 0 | 0 | 0 | 0 | 0 | 0 | 0 | [5 empty] | 0
FL Zone 2College and UniversityNew |  | XXXXXXXX | Yes | Equipment | Efficient Battery Charger | Single-phase Ferro resonant or silicon-controlled rectifier charging equipment with power conversion efficiency >=89% & maintenance power <= 10 W | FR or SCR charging stations with power conversion efficiency < 89% or > 10 W | Commercial | New | College and University | FL Zone 2 | Miscellaneous | Others |  | 0 | Per Appliance | [7 empty] | 8124.9 | 7013.694 | 1111.206 | 0.13677 |  | 15 |  |  |  | 1111.206 | [8 empty] | 0 | 0 | 0 | 0 | 0 | 0 | 0 | [5 empty] | 0
FL Zone 2GroceryNew |  | XXXXXXXX | Yes | Equipment | Efficient Battery Charger | Single-phase Ferro resonant or silicon-controlled rectifier charging equipment with power conversion efficiency >=89% & maintenance power <= 10 W | FR or SCR charging stations with power conversion efficiency < 89% or > 10 W | Commercial | New | Grocery | FL Zone 2 | Miscellaneous | Others |  | 0 | Per Appliance | [7 empty] | 8124.9 | 7013.694 | 1111.206 | 0.13677 |  | 15 |  |  |  | 1111.206 | [8 empty] | 0 | 0 | 0 | 0 | 0 | 0 | 0 | [5 empty] | 0
FL Zone 2HealthcareNew |  | XXXXXXXX | Yes | Equipment | Efficient Battery Charger | Single-phase Ferro resonant or silicon-controlled rectifier charging equipment with power conversion efficiency >=89% & maintenance power <= 10 W | FR or SCR charging stations with power conversion efficiency < 89% or > 10 W | Commercial | New | Healthcare | FL Zone 2 | Miscellaneous | Others |  | 0 | Per Appliance | [7 empty] | 8124.9 | 7013.694 | 1111.206 | 0.13677 |  | 15 |  |  |  | 1111.206 | [8 empty] | 0 | 0 | 0 | 0 | 0 | 0 | 0 | [5 empty] | 0
FL Zone 2HospitalsNew |  | XXXXXXXX | Yes | Equipment | Efficient Battery Charger | Single-phase Ferro resonant or silicon-controlled rectifier charging equipment with power conversion efficiency >=89% & maintenance power <= 10 W | FR or SCR charging stations with power conversion efficiency < 89% or > 10 W | Commercial | New | Hospitals | FL Zone 2 | Miscellaneous | Others |  | 0 | Per Appliance | [7 empty] | 8124.9 | 7013.694 | 1111.206 | 0.13677 |  | 15 |  |  |  | 1111.206 | [8 empty] | 0 | 0 | 0 | 0 | 0 | 0 | 0 | [5 empty] | 0
FL Zone 2InstitutionalNew |  | XXXXXXXX | Yes | Equipment | Efficient Battery Charger | Single-phase Ferro resonant or silicon-controlled rectifier charging equipment with power conversion efficiency >=89% & maintenance power <= 10 W | FR or SCR charging stations with power conversion efficiency < 89% or > 10 W | Commercial | New | Institutional | FL Zone 2 | Miscellaneous | Others |  | 0 | Per Appliance | [7 empty] | 8124.9 | 7013.694 | 1111.206 | 0.13677 |  | 15 |  |  |  | 1111.206 | [8 empty] | 0 | 0 | 0 | 0 | 0 | 0 | 0 | [5 empty] | 0
FL Zone 2Lodging/HospitalityNew |  | XXXXXXXX | Yes | Equipment | Efficient Battery Charger | Single-phase Ferro resonant or silicon-controlled rectifier charging equipment with power conversion efficiency >=89% & maintenance power <= 10 W | FR or SCR charging stations with power conversion efficiency < 89% or > 10 W | Commercial | New | Lodging/Hospitality | FL Zone 2 | Miscellaneous | Others |  | 0 | Per Appliance | [7 empty] | 8124.9 | 7013.694 | 1111.206 | 0.13677 |  | 15 |  |  |  | 1111.206 | [8 empty] | 0 | 0 | 0 | 0 | 0 | 0 | 0 | [5 empty] | 0
FL Zone 2MiscellaneousNew |  | XXXXXXXX | Yes | Equipment | Efficient Battery Charger | Single-phase Ferro resonant or silicon-controlled rectifier charging equipment with power conversion efficiency >=89% & maintenance power <= 10 W | FR or SCR charging stations with power conversion efficiency < 89% or > 10 W | Commercial | New | Miscellaneous | FL Zone 2 | Miscellaneous | Others |  | 0 | Per Appliance | [7 empty] | 8124.9 | 7013.694 | 1111.206 | 0.13677 |  | 15 |  |  |  | 1111.206 | [8 empty] | 0 | 0 | 0 | 0 | 0 | 0 | 0 | [5 empty] | 0
FL Zone 2OfficesNew |  | XXXXXXXX | Yes | Equipment | Efficient Battery Charger | Single-phase Ferro resonant or silicon-controlled rectifier charging equipment with power conversion efficiency >=89% & maintenance power <= 10 W | FR or SCR charging stations with power conversion efficiency < 89% or > 10 W | Commercial | New | Offices | FL Zone 2 | Miscellaneous | Others |  | 0 | Per Appliance | [7 empty] | 8124.9 | 7013.694 | 1111.206 | 0.13677 |  | 15 |  |  |  | 1111.206 | [8 empty] | 0 | 0 | 0 | 0 | 0 | 0 | 0 | [5 empty] | 0
FL Zone 2RestaurantsNew |  | XXXXXXXX | Yes | Equipment | Efficient Battery Charger | Single-phase Ferro resonant or silicon-controlled rectifier charging equipment with power conversion efficiency >=89% & maintenance power <= 10 W | FR or SCR charging stations with power conversion efficiency < 89% or > 10 W | Commercial | New | Restaurants | FL Zone 2 | Miscellaneous | Others |  | 0 | Per Appliance | [7 empty] | 8124.9 | 7013.694 | 1111.206 | 0.13677 |  | 15 |  |  |  | 1111.206 | [8 empty] | 0 | 0 | 0 | 0 | 0 | 0 | 0 | [5 empty] | 0
FL Zone 2RetailNew |  | XXXXXXXX | Yes | Equipment | Efficient Battery Charger | Single-phase Ferro resonant or silicon-controlled rectifier charging equipment with power conversion efficiency >=89% & maintenance power <= 10 W | FR or SCR charging stations with power conversion efficiency < 89% or > 10 W | Commercial | New | Retail | FL Zone 2 | Miscellaneous | Others |  | 0 | Per Appliance | [7 empty] | 8124.9 | 7013.694 | 1111.206 | 0.13677 |  | 15 |  |  |  | 1111.206 | [8 empty] | 0 | 0 | 0 | 0 | 0 | 0 | 0 | [5 empty] | 0
FL Zone 2Schools K-12New |  | XXXXXXXX | Yes | Equipment | Efficient Battery Charger | Single-phase Ferro resonant or silicon-controlled rectifier charging equipment with power conversion efficiency >=89% & maintenance power <= 10 W | FR or SCR charging stations with power conversion efficiency < 89% or > 10 W | Commercial | New | Schools K-12 | FL Zone 2 | Miscellaneous | Others |  | 0 | Per Appliance | [7 empty] | 8124.9 | 7013.694 | 1111.206 | 0.13677 |  | 15 |  |  |  | 1111.206 | [8 empty] | 0 | 0 | 0 | 0 | 0 | 0 | 0 | [5 empty] | 0
FL Zone 2WarehouseNew |  | XXXXXXXX | Yes | Equipment | Efficient Battery Charger | Single-phase Ferro resonant or silicon-controlled rectifier charging equipment with power conversion efficiency >=89% & maintenance power <= 10 W | FR or SCR charging stations with power conversion efficiency < 89% or > 10 W | Commercial | New | Warehouse | FL Zone 2 | Miscellaneous | Others |  | 0 | Per Appliance | [7 empty] | 8124.9 | 7013.694 | 1111.206 | 0.13677 |  | 15 |  |  |  | 1111.206 | [8 empty] | 0 | 0 | 0 | 0 | 0 | 0 | 0 | [5 empty] | 0
FL Zone 2AssemblyTurnover |  | XXXXXXXX | Yes | Equipment | Efficient Exhaust Hood | Kitchen ventilation with automatically adjusting fan controls | Kitchen ventilation with constant speed ventilation motor | Commercial | Turnover | Assembly | FL Zone 2 | Cooking | Cooking Other |  | 0 | per unit | [7 empty] | 18980 | 10913.5 | 8066.5 | 0.425 |  | 15 |  |  |  | 8066.5 | [8 empty] | 0 | 0 | 0 | 0 | 0 | 0 | 0 | [5 empty] | 0
FL Zone 2College and UniversityTurnover |  | XXXXXXXX | Yes | Equipment | Efficient Exhaust Hood | Kitchen ventilation with automatically adjusting fan controls | Kitchen ventilation with constant speed ventilation motor | Commercial | Turnover | College and University | FL Zone 2 | Cooking | Cooking Other |  | 0 | per unit | [7 empty] | 18980 | 10913.5 | 8066.5 | 0.425 |  | 15 |  |  |  | 8066.5 | [8 empty] | 0 | 0 | 0 | 0 | 0 | 0 | 0 | [5 empty] | 0
FL Zone 2GroceryTurnover |  | XXXXXXXX | Yes | Equipment | Efficient Exhaust Hood | Kitchen ventilation with automatically adjusting fan controls | Kitchen ventilation with constant speed ventilation motor | Commercial | Turnover | Grocery | FL Zone 2 | Cooking | Cooking Other |  | 0 | per unit | [7 empty] | 18980 | 10913.5 | 8066.5 | 0.425 |  | 15 |  |  |  | 8066.5 | [8 empty] | 0 | 0 | 0 | 0 | 0 | 0 | 0 | [5 empty] | 0
FL Zone 2HealthcareTurnover |  | XXXXXXXX | Yes | Equipment | Efficient Exhaust Hood | Kitchen ventilation with automatically adjusting fan controls | Kitchen ventilation with constant speed ventilation motor | Commercial | Turnover | Healthcare | FL Zone 2 | Cooking | Cooking Other |  | 0 | per unit | [7 empty] | 18980 | 10913.5 | 8066.5 | 0.425 |  | 15 |  |  |  | 8066.5 | [8 empty] | 0 | 0 | 0 | 0 | 0 | 0 | 0 | [5 empty] | 0
FL Zone 2HospitalsTurnover |  | XXXXXXXX | Yes | Equipment | Efficient Exhaust Hood | Kitchen ventilation with automatically adjusting fan controls | Kitchen ventilation with constant speed ventilation motor | Commercial | Turnover | Hospitals | FL Zone 2 | Cooking | Cooking Other |  | 0 | per unit | [7 empty] | 18980 | 10913.5 | 8066.5 | 0.425 |  | 15 |  |  |  | 8066.5 | [8 empty] | 0 | 0 | 0 | 0 | 0 | 0 | 0 | [5 empty] | 0
FL Zone 2InstitutionalTurnover |  | XXXXXXXX | Yes | Equipment | Efficient Exhaust Hood | Kitchen ventilation with automatically adjusting fan controls | Kitchen ventilation with constant speed ventilation motor | Commercial | Turnover | Institutional | FL Zone 2 | Cooking | Cooking Other |  | 0 | per unit | [7 empty] | 18980 | 10913.5 | 8066.5 | 0.425 |  | 15 |  |  |  | 8066.5 | [8 empty] | 0 | 0 | 0 | 0 | 0 | 0 | 0 | [5 empty] | 0
FL Zone 2Lodging/HospitalityTurnover |  | XXXXXXXX | Yes | Equipment | Efficient Exhaust Hood | Kitchen ventilation with automatically adjusting fan controls | Kitchen ventilation with constant speed ventilation motor | Commercial | Turnover | Lodging/Hospitality | FL Zone 2 | Cooking | Cooking Other |  | 0 | per unit | [7 empty] | 18980 | 10913.5 | 8066.5 | 0.425 |  | 15 |  |  |  | 8066.5 | [8 empty] | 0 | 0 | 0 | 0 | 0 | 0 | 0 | [5 empty] | 0
FL Zone 2MiscellaneousTurnover |  | XXXXXXXX | Yes | Equipment | Efficient Exhaust Hood | Kitchen ventilation with automatically adjusting fan controls | Kitchen ventilation with constant speed ventilation motor | Commercial | Turnover | Miscellaneous | FL Zone 2 | Cooking | Cooking Other |  | 0 | per unit | [7 empty] | 18980 | 10913.5 | 8066.5 | 0.425 |  | 15 |  |  |  | 8066.5 | [8 empty] | 0 | 0 | 0 | 0 | 0 | 0 | 0 | [5 empty] | 0
FL Zone 2OfficesTurnover |  | XXXXXXXX | Yes | Equipment | Efficient Exhaust Hood | Kitchen ventilation with automatically adjusting fan controls | Kitchen ventilation with constant speed ventilation motor | Commercial | Turnover | Offices | FL Zone 2 | Cooking | Cooking Other |  | 0 | per unit | [7 empty] | 18980 | 10913.5 | 8066.5 | 0.425 |  | 15 |  |  |  | 8066.5 | [8 empty] | 0 | 0 | 0 | 0 | 0 | 0 | 0 | [5 empty] | 0
FL Zone 2RestaurantsTurnover |  | XXXXXXXX | Yes | Equipment | Efficient Exhaust Hood | Kitchen ventilation with automatically adjusting fan controls | Kitchen ventilation with constant speed ventilation motor | Commercial | Turnover | Restaurants | FL Zone 2 | Cooking | Cooking Other |  | 0 | per unit | [7 empty] | 18980 | 10913.5 | 8066.5 | 0.425 |  | 15 |  |  |  | 8066.5 | [8 empty] | 0 | 0 | 0 | 0 | 0 | 0 | 0 | [5 empty] | 0
FL Zone 2RetailTurnover |  | XXXXXXXX | Yes | Equipment | Efficient Exhaust Hood | Kitchen ventilation with automatically adjusting fan controls | Kitchen ventilation with constant speed ventilation motor | Commercial | Turnover | Retail | FL Zone 2 | Cooking | Cooking Other |  | 0 | per unit | [7 empty] | 18980 | 10913.5 | 8066.5 | 0.425 |  | 15 |  |  |  | 8066.5 | [8 empty] | 0 | 0 | 0 | 0 | 0 | 0 | 0 | [5 empty] | 0
FL Zone 2Schools K-12Turnover |  | XXXXXXXX | Yes | Equipment | Efficient Exhaust Hood | Kitchen ventilation with automatically adjusting fan controls | Kitchen ventilation with constant speed ventilation motor | Commercial | Turnover | Schools K-12 | FL Zone 2 | Cooking | Cooking Other |  | 0 | per unit | [7 empty] | 18980 | 10913.5 | 8066.5 | 0.425 |  | 15 |  |  |  | 8066.5 | [8 empty] | 0 | 0 | 0 | 0 | 0 | 0 | 0 | [5 empty] | 0
FL Zone 2WarehouseTurnover |  | XXXXXXXX | Yes | Equipment | Efficient Exhaust Hood | Kitchen ventilation with automatically adjusting fan controls | Kitchen ventilation with constant speed ventilation motor | Commercial | Turnover | Warehouse | FL Zone 2 | Cooking | Cooking Other |  | 0 | per unit | [7 empty] | 18980 | 10913.5 | 8066.5 | 0.425 |  | 15 |  |  |  | 8066.5 | [8 empty] | 0 | 0 | 0 | 0 | 0 | 0 | 0 | [5 empty] | 0
FL Zone 2AssemblyNew |  | XXXXXXXX | Yes | Equipment | Efficient Exhaust Hood | Kitchen ventilation with automatically adjusting fan controls | Kitchen ventilation with constant speed ventilation motor | Commercial | New | Assembly | FL Zone 2 | Cooking | Cooking Other |  | 0 | per unit | [7 empty] | 18980 | 10913.5 | 8066.5 | 0.425 |  | 15 |  |  |  | 8066.5 | [8 empty] | 0 | 0 | 0 | 0 | 0 | 0 | 0 | [5 empty] | 0
FL Zone 2College and UniversityNew |  | XXXXXXXX | Yes | Equipment | Efficient Exhaust Hood | Kitchen ventilation with automatically adjusting fan controls | Kitchen ventilation with constant speed ventilation motor | Commercial | New | College and University | FL Zone 2 | Cooking | Cooking Other |  | 0 | per unit | [7 empty] | 18980 | 10913.5 | 8066.5 | 0.425 |  | 15 |  |  |  | 8066.5 | [8 empty] | 0 | 0 | 0 | 0 | 0 | 0 | 0 | [5 empty] | 0
FL Zone 2GroceryNew |  | XXXXXXXX | Yes | Equipment | Efficient Exhaust Hood | Kitchen ventilation with automatically adjusting fan controls | Kitchen ventilation with constant speed ventilation motor | Commercial | New | Grocery | FL Zone 2 | Cooking | Cooking Other |  | 0 | per unit | [7 empty] | 18980 | 10913.5 | 8066.5 | 0.425 |  | 15 |  |  |  | 8066.5 | [8 empty] | 0 | 0 | 0 | 0 | 0 | 0 | 0 | [5 empty] | 0
FL Zone 2HealthcareNew |  | XXXXXXXX | Yes | Equipment | Efficient Exhaust Hood | Kitchen ventilation with automatically adjusting fan controls | Kitchen ventilation with constant speed ventilation motor | Commercial | New | Healthcare | FL Zone 2 | Cooking | Cooking Other |  | 0 | per unit | [7 empty] | 18980 | 10913.5 | 8066.5 | 0.425 |  | 15 |  |  |  | 8066.5 | [8 empty] | 0 | 0 | 0 | 0 | 0 | 0 | 0 | [5 empty] | 0
FL Zone 2HospitalsNew |  | XXXXXXXX | Yes | Equipment | Efficient Exhaust Hood | Kitchen ventilation with automatically adjusting fan controls | Kitchen ventilation with constant speed ventilation motor | Commercial | New | Hospitals | FL Zone 2 | Cooking | Cooking Other |  | 0 | per unit | [7 empty] | 18980 | 10913.5 | 8066.5 | 0.425 |  | 15 |  |  |  | 8066.5 | [8 empty] | 0 | 0 | 0 | 0 | 0 | 0 | 0 | [5 empty] | 0
FL Zone 2InstitutionalNew |  | XXXXXXXX | Yes | Equipment | Efficient Exhaust Hood | Kitchen ventilation with automatically adjusting fan controls | Kitchen ventilation with constant speed ventilation motor | Commercial | New | Institutional | FL Zone 2 | Cooking | Cooking Other |  | 0 | per unit | [7 empty] | 18980 | 10913.5 | 8066.5 | 0.425 |  | 15 |  |  |  | 8066.5 | [8 empty] | 0 | 0 | 0 | 0 | 0 | 0 | 0 | [5 empty] | 0
FL Zone 2Lodging/HospitalityNew |  | XXXXXXXX | Yes | Equipment | Efficient Exhaust Hood | Kitchen ventilation with automatically adjusting fan controls | Kitchen ventilation with constant speed ventilation motor | Commercial | New | Lodging/Hospitality | FL Zone 2 | Cooking | Cooking Other |  | 0 | per unit | [7 empty] | 18980 | 10913.5 | 8066.5 | 0.425 |  | 15 |  |  |  | 8066.5 | [8 empty] | 0 | 0 | 0 | 0 | 0 | 0 | 0 | [5 empty] | 0
FL Zone 2MiscellaneousNew |  | XXXXXXXX | Yes | Equipment | Efficient Exhaust Hood | Kitchen ventilation with automatically adjusting fan controls | Kitchen ventilation with constant speed ventilation motor | Commercial | New | Miscellaneous | FL Zone 2 | Cooking | Cooking Other |  | 0 | per unit | [7 empty] | 18980 | 10913.5 | 8066.5 | 0.425 |  | 15 |  |  |  | 8066.5 | [8 empty] | 0 | 0 | 0 | 0 | 0 | 0 | 0 | [5 empty] | 0
FL Zone 2OfficesNew |  | XXXXXXXX | Yes | Equipment | Efficient Exhaust Hood | Kitchen ventilation with automatically adjusting fan controls | Kitchen ventilation with constant speed ventilation motor | Commercial | New | Offices | FL Zone 2 | Cooking | Cooking Other |  | 0 | per unit | [7 empty] | 18980 | 10913.5 | 8066.5 | 0.425 |  | 15 |  |  |  | 8066.5 | [8 empty] | 0 | 0 | 0 | 0 | 0 | 0 | 0 | [5 empty] | 0
FL Zone 2RestaurantsNew |  | XXXXXXXX | Yes | Equipment | Efficient Exhaust Hood | Kitchen ventilation with automatically adjusting fan controls | Kitchen ventilation with constant speed ventilation motor | Commercial | New | Restaurants | FL Zone 2 | Cooking | Cooking Other |  | 0 | per unit | [7 empty] | 18980 | 10913.5 | 8066.5 | 0.425 |  | 15 |  |  |  | 8066.5 | [8 empty] | 0 | 0 | 0 | 0 | 0 | 0 | 0 | [5 empty] | 0
FL Zone 2RetailNew |  | XXXXXXXX | Yes | Equipment | Efficient Exhaust Hood | Kitchen ventilation with automatically adjusting fan controls | Kitchen ventilation with constant speed ventilation motor | Commercial | New | Retail | FL Zone 2 | Cooking | Cooking Other |  | 0 | per unit | [7 empty] | 18980 | 10913.5 | 8066.5 | 0.425 |  | 15 |  |  |  | 8066.5 | [8 empty] | 0 | 0 | 0 | 0 | 0 | 0 | 0 | [5 empty] | 0
FL Zone 2Schools K-12New |  | XXXXXXXX | Yes | Equipment | Efficient Exhaust Hood | Kitchen ventilation with automatically adjusting fan controls | Kitchen ventilation with constant speed ventilation motor | Commercial | New | Schools K-12 | FL Zone 2 | Cooking | Cooking Other |  | 0 | per unit | [7 empty] | 18980 | 10913.5 | 8066.5 | 0.425 |  | 15 |  |  |  | 8066.5 | [8 empty] | 0 | 0 | 0 | 0 | 0 | 0 | 0 | [5 empty] | 0
FL Zone 2WarehouseNew |  | XXXXXXXX | Yes | Equipment | Efficient Exhaust Hood | Kitchen ventilation with automatically adjusting fan controls | Kitchen ventilation with constant speed ventilation motor | Commercial | New | Warehouse | FL Zone 2 | Cooking | Cooking Other |  | 0 | per unit | [7 empty] | 18980 | 10913.5 | 8066.5 | 0.425 |  | 15 |  |  |  | 8066.5 | [8 empty] | 0 | 0 | 0 | 0 | 0 | 0 | 0 | [5 empty] | 0
FL Zone 2AssemblyExisting |  | XXXXXXXX | Yes | Nonequipment | Efficient Motor Belts | Synchronous belt, 98% efficiency | Standard V-belt drive | Commercial | Existing | Assembly | FL Zone 2 | Miscellaneous |  |  | 0 | Per Appliance | [7 empty] | 8580.0419 | 8485.2348 | 94.8071 | 0.01105 |  | 10 |  |  |  | 94.8071 | [8 empty] | 0 | 0 | 0 | 0 | 0 | 0 | 0 | [5 empty] | 0
FL Zone 2College and UniversityExisting |  | XXXXXXXX | Yes | Nonequipment | Efficient Motor Belts | Synchronous belt, 98% efficiency | Standard V-belt drive | Commercial | Existing | College and University | FL Zone 2 | Miscellaneous |  |  | 0 | Per Appliance | [7 empty] | 8580.0419 | 8485.2348 | 94.8071 | 0.01105 |  | 10 |  |  |  | 94.8071 | [8 empty] | 0 | 0 | 0 | 0 | 0 | 0 | 0 | [5 empty] | 0
FL Zone 2GroceryExisting |  | XXXXXXXX | Yes | Nonequipment | Efficient Motor Belts | Synchronous belt, 98% efficiency | Standard V-belt drive | Commercial | Existing | Grocery | FL Zone 2 | Miscellaneous |  |  | 0 | Per Appliance | [7 empty] | 8580.0419 | 8485.2348 | 94.8071 | 0.01105 |  | 10 |  |  |  | 94.8071 | [8 empty] | 0 | 0 | 0 | 0 | 0 | 0 | 0 | [5 empty] | 0
FL Zone 2HealthcareExisting |  | XXXXXXXX | Yes | Nonequipment | Efficient Motor Belts | Synchronous belt, 98% efficiency | Standard V-belt drive | Commercial | Existing | Healthcare | FL Zone 2 | Miscellaneous |  |  | 0 | Per Appliance | [7 empty] | 8580.0419 | 8485.2348 | 94.8071 | 0.01105 |  | 10 |  |  |  | 94.8071 | [8 empty] | 0 | 0 | 0 | 0 | 0 | 0 | 0 | [5 empty] | 0
FL Zone 2HospitalsExisting |  | XXXXXXXX | Yes | Nonequipment | Efficient Motor Belts | Synchronous belt, 98% efficiency | Standard V-belt drive | Commercial | Existing | Hospitals | FL Zone 2 | Miscellaneous |  |  | 0 | Per Appliance | [7 empty] | 8580.0419 | 8485.2348 | 94.8071 | 0.01105 |  | 10 |  |  |  | 94.8071 | [8 empty] | 0 | 0 | 0 | 0 | 0 | 0 | 0 | [5 empty] | 0
FL Zone 2InstitutionalExisting |  | XXXXXXXX | Yes | Nonequipment | Efficient Motor Belts | Synchronous belt, 98% efficiency | Standard V-belt drive | Commercial | Existing | Institutional | FL Zone 2 | Miscellaneous |  |  | 0 | Per Appliance | [7 empty] | 8580.0419 | 8485.2348 | 94.8071 | 0.01105 |  | 10 |  |  |  | 94.8071 | [8 empty] | 0 | 0 | 0 | 0 | 0 | 0 | 0 | [5 empty] | 0
FL Zone 2Lodging/HospitalityExisting |  | XXXXXXXX | Yes | Nonequipment | Efficient Motor Belts | Synchronous belt, 98% efficiency | Standard V-belt drive | Commercial | Existing | Lodging/Hospitality | FL Zone 2 | Miscellaneous |  |  | 0 | Per Appliance | [7 empty] | 8580.0419 | 8485.2348 | 94.8071 | 0.01105 |  | 10 |  |  |  | 94.8071 | [8 empty] | 0 | 0 | 0 | 0 | 0 | 0 | 0 | [5 empty] | 0
FL Zone 2MiscellaneousExisting |  | XXXXXXXX | Yes | Nonequipment | Efficient Motor Belts | Synchronous belt, 98% efficiency | Standard V-belt drive | Commercial | Existing | Miscellaneous | FL Zone 2 | Miscellaneous |  |  | 0 | Per Appliance | [7 empty] | 8580.0419 | 8485.2348 | 94.8071 | 0.01105 |  | 10 |  |  |  | 94.8071 | [8 empty] | 0 | 0 | 0 | 0 | 0 | 0 | 0 | [5 empty] | 0
FL Zone 2OfficesExisting |  | XXXXXXXX | Yes | Nonequipment | Efficient Motor Belts | Synchronous belt, 98% efficiency | Standard V-belt drive | Commercial | Existing | Offices | FL Zone 2 | Miscellaneous |  |  | 0 | Per Appliance | [7 empty] | 8580.0419 | 8485.2348 | 94.8071 | 0.01105 |  | 10 |  |  |  | 94.8071 | [8 empty] | 0 | 0 | 0 | 0 | 0 | 0 | 0 | [5 empty] | 0
FL Zone 2RestaurantsExisting |  | XXXXXXXX | Yes | Nonequipment | Efficient Motor Belts | Synchronous belt, 98% efficiency | Standard V-belt drive | Commercial | Existing | Restaurants | FL Zone 2 | Miscellaneous |  |  | 0 | Per Appliance | [7 empty] | 8580.0419 | 8485.2348 | 94.8071 | 0.01105 |  | 10 |  |  |  | 94.8071 | [8 empty] | 0 | 0 | 0 | 0 | 0 | 0 | 0 | [5 empty] | 0
FL Zone 2RetailExisting |  | XXXXXXXX | Yes | Nonequipment | Efficient Motor Belts | Synchronous belt, 98% efficiency | Standard V-belt drive | Commercial | Existing | Retail | FL Zone 2 | Miscellaneous |  |  | 0 | Per Appliance | [7 empty] | 8580.0419 | 8485.2348 | 94.8071 | 0.01105 |  | 10 |  |  |  | 94.8071 | [8 empty] | 0 | 0 | 0 | 0 | 0 | 0 | 0 | [5 empty] | 0
FL Zone 2Schools K-12Existing |  | XXXXXXXX | Yes | Nonequipment | Efficient Motor Belts | Synchronous belt, 98% efficiency | Standard V-belt drive | Commercial | Existing | Schools K-12 | FL Zone 2 | Miscellaneous |  |  | 0 | Per Appliance | [7 empty] | 8580.0419 | 8485.2348 | 94.8071 | 0.01105 |  | 10 |  |  |  | 94.8071 | [8 empty] | 0 | 0 | 0 | 0 | 0 | 0 | 0 | [5 empty] | 0
FL Zone 2WarehouseExisting |  | XXXXXXXX | Yes | Nonequipment | Efficient Motor Belts | Synchronous belt, 98% efficiency | Standard V-belt drive | Commercial | Existing | Warehouse | FL Zone 2 | Miscellaneous |  |  | 0 | Per Appliance | [7 empty] | 8580.0419 | 8485.2348 | 94.8071 | 0.01105 |  | 10 |  |  |  | 94.8071 | [8 empty] | 0 | 0 | 0 | 0 | 0 | 0 | 0 | [5 empty] | 0
FL Zone 2AssemblyNew |  | XXXXXXXX | Yes | Nonequipment | Efficient Motor Belts | Synchronous belt, 98% efficiency | Standard V-belt drive | Commercial | New | Assembly | FL Zone 2 | Miscellaneous |  |  | 0 | Per Appliance | [7 empty] | 8580.0419 | 8485.2348 | 94.8071 | 0.01105 |  | 10 |  |  |  | 94.8071 | [8 empty] | 0 | 0 | 0 | 0 | 0 | 0 | 0 | [5 empty] | 0
FL Zone 2College and UniversityNew |  | XXXXXXXX | Yes | Nonequipment | Efficient Motor Belts | Synchronous belt, 98% efficiency | Standard V-belt drive | Commercial | New | College and University | FL Zone 2 | Miscellaneous |  |  | 0 | Per Appliance | [7 empty] | 8580.0419 | 8485.2348 | 94.8071 | 0.01105 |  | 10 |  |  |  | 94.8071 | [8 empty] | 0 | 0 | 0 | 0 | 0 | 0 | 0 | [5 empty] | 0
FL Zone 2GroceryNew |  | XXXXXXXX | Yes | Nonequipment | Efficient Motor Belts | Synchronous belt, 98% efficiency | Standard V-belt drive | Commercial | New | Grocery | FL Zone 2 | Miscellaneous |  |  | 0 | Per Appliance | [7 empty] | 8580.0419 | 8485.2348 | 94.8071 | 0.01105 |  | 10 |  |  |  | 94.8071 | [8 empty] | 0 | 0 | 0 | 0 | 0 | 0 | 0 | [5 empty] | 0
FL Zone 2HealthcareNew |  | XXXXXXXX | Yes | Nonequipment | Efficient Motor Belts | Synchronous belt, 98% efficiency | Standard V-belt drive | Commercial | New | Healthcare | FL Zone 2 | Miscellaneous |  |  | 0 | Per Appliance | [7 empty] | 8580.0419 | 8485.2348 | 94.8071 | 0.01105 |  | 10 |  |  |  | 94.8071 | [8 empty] | 0 | 0 | 0 | 0 | 0 | 0 | 0 | [5 empty] | 0
FL Zone 2HospitalsNew |  | XXXXXXXX | Yes | Nonequipment | Efficient Motor Belts | Synchronous belt, 98% efficiency | Standard V-belt drive | Commercial | New | Hospitals | FL Zone 2 | Miscellaneous |  |  | 0 | Per Appliance | [7 empty] | 8580.0419 | 8485.2348 | 94.8071 | 0.01105 |  | 10 |  |  |  | 94.8071 | [8 empty] | 0 | 0 | 0 | 0 | 0 | 0 | 0 | [5 empty] | 0
FL Zone 2InstitutionalNew |  | XXXXXXXX | Yes | Nonequipment | Efficient Motor Belts | Synchronous belt, 98% efficiency | Standard V-belt drive | Commercial | New | Institutional | FL Zone 2 | Miscellaneous |  |  | 0 | Per Appliance | [7 empty] | 8580.0419 | 8485.2348 | 94.8071 | 0.01105 |  | 10 |  |  |  | 94.8071 | [8 empty] | 0 | 0 | 0 | 0 | 0 | 0 | 0 | [5 empty] | 0
FL Zone 2Lodging/HospitalityNew |  | XXXXXXXX | Yes | Nonequipment | Efficient Motor Belts | Synchronous belt, 98% efficiency | Standard V-belt drive | Commercial | New | Lodging/Hospitality | FL Zone 2 | Miscellaneous |  |  | 0 | Per Appliance | [7 empty] | 8580.0419 | 8485.2348 | 94.8071 | 0.01105 |  | 10 |  |  |  | 94.8071 | [8 empty] | 0 | 0 | 0 | 0 | 0 | 0 | 0 | [5 empty] | 0
FL Zone 2MiscellaneousNew |  | XXXXXXXX | Yes | Nonequipment | Efficient Motor Belts | Synchronous belt, 98% efficiency | Standard V-belt drive | Commercial | New | Miscellaneous | FL Zone 2 | Miscellaneous |  |  | 0 | Per Appliance | [7 empty] | 8580.0419 | 8485.2348 | 94.8071 | 0.01105 |  | 10 |  |  |  | 94.8071 | [8 empty] | 0 | 0 | 0 | 0 | 0 | 0 | 0 | [5 empty] | 0
FL Zone 2OfficesNew |  | XXXXXXXX | Yes | Nonequipment | Efficient Motor Belts | Synchronous belt, 98% efficiency | Standard V-belt drive | Commercial | New | Offices | FL Zone 2 | Miscellaneous |  |  | 0 | Per Appliance | [7 empty] | 8580.0419 | 8485.2348 | 94.8071 | 0.01105 |  | 10 |  |  |  | 94.8071 | [8 empty] | 0 | 0 | 0 | 0 | 0 | 0 | 0 | [5 empty] | 0
FL Zone 2RestaurantsNew |  | XXXXXXXX | Yes | Nonequipment | Efficient Motor Belts | Synchronous belt, 98% efficiency | Standard V-belt drive | Commercial | New | Restaurants | FL Zone 2 | Miscellaneous |  |  | 0 | Per Appliance | [7 empty] | 8580.0419 | 8485.2348 | 94.8071 | 0.01105 |  | 10 |  |  |  | 94.8071 | [8 empty] | 0 | 0 | 0 | 0 | 0 | 0 | 0 | [5 empty] | 0
FL Zone 2RetailNew |  | XXXXXXXX | Yes | Nonequipment | Efficient Motor Belts | Synchronous belt, 98% efficiency | Standard V-belt drive | Commercial | New | Retail | FL Zone 2 | Miscellaneous |  |  | 0 | Per Appliance | [7 empty] | 8580.0419 | 8485.2348 | 94.8071 | 0.01105 |  | 10 |  |  |  | 94.8071 | [8 empty] | 0 | 0 | 0 | 0 | 0 | 0 | 0 | [5 empty] | 0
FL Zone 2Schools K-12New |  | XXXXXXXX | Yes | Nonequipment | Efficient Motor Belts | Synchronous belt, 98% efficiency | Standard V-belt drive | Commercial | New | Schools K-12 | FL Zone 2 | Miscellaneous |  |  | 0 | Per Appliance | [7 empty] | 8580.0419 | 8485.2348 | 94.8071 | 0.01105 |  | 10 |  |  |  | 94.8071 | [8 empty] | 0 | 0 | 0 | 0 | 0 | 0 | 0 | [5 empty] | 0
FL Zone 2WarehouseNew |  | XXXXXXXX | Yes | Nonequipment | Efficient Motor Belts | Synchronous belt, 98% efficiency | Standard V-belt drive | Commercial | New | Warehouse | FL Zone 2 | Miscellaneous |  |  | 0 | Per Appliance | [7 empty] | 8580.0419 | 8485.2348 | 94.8071 | 0.01105 |  | 10 |  |  |  | 94.8071 | [8 empty] | 0 | 0 | 0 | 0 | 0 | 0 | 0 | [5 empty] | 0
FL Zone 2AssemblyExisting |  | XXXXXXXX | Yes | Nonequipment | Energy Recovery Ventilation System (ERV) | Unitary Cooling Equipment that Incorporates Energy Recovery | Current Market Packaged or Split DX Unit | Commercial | Existing | Assembly | FL Zone 2 | Space Cooling |  |  | 0 | Per End Use Consumption | [7 empty] | 40558.1631 | 33160.3541 | 7397.8089 | 0.1824 |  | 15 |  |  |  | 7397.8089 | [8 empty] | 0 | 0 | 0 | 0 | 0 | 0 | 0 | [5 empty] | 0
FL Zone 2College and UniversityExisting |  | XXXXXXXX | Yes | Nonequipment | Energy Recovery Ventilation System (ERV) | Unitary Cooling Equipment that Incorporates Energy Recovery | Current Market Packaged or Split DX Unit | Commercial | Existing | College and University | FL Zone 2 | Space Cooling |  |  | 0 | Per End Use Consumption | [7 empty] | 242237.8979 | 217432.7372 | 24805.1607 | 0.1024 |  | 15 |  |  |  | 24805.1607 | [8 empty] | 0 | 0 | 0 | 0 | 0 | 0 | 0 | [5 empty] | 0
FL Zone 2GroceryExisting |  | XXXXXXXX | Yes | Nonequipment | Energy Recovery Ventilation System (ERV) | Unitary Cooling Equipment that Incorporates Energy Recovery | Current Market Packaged or Split DX Unit | Commercial | Existing | Grocery | FL Zone 2 | Space Cooling |  |  | 0 | Per End Use Consumption | [7 empty] | 97647.7064 | 87946.4068 | 9701.2996 | 0.09935 |  | 15 |  |  |  | 9701.2996 | [8 empty] | 0 | 0 | 0 | 0 | 0 | 0 | 0 | [5 empty] | 0
FL Zone 2HealthcareExisting |  | XXXXXXXX | Yes | Nonequipment | Energy Recovery Ventilation System (ERV) | Unitary Cooling Equipment that Incorporates Energy Recovery | Current Market Packaged or Split DX Unit | Commercial | Existing | Healthcare | FL Zone 2 | Space Cooling |  |  | 0 | Per End Use Consumption | [7 empty] | 170444.4983 | 153510.8374 | 16933.6609 | 0.09935 |  | 15 |  |  |  | 16933.6609 | [8 empty] | 0 | 0 | 0 | 0 | 0 | 0 | 0 | [5 empty] | 0
FL Zone 2HospitalsExisting |  | XXXXXXXX | Yes | Nonequipment | Energy Recovery Ventilation System (ERV) | Unitary Cooling Equipment that Incorporates Energy Recovery | Current Market Packaged or Split DX Unit | Commercial | Existing | Hospitals | FL Zone 2 | Space Cooling |  |  | 0 | Per End Use Consumption | [7 empty] | 1776004.8545 | 1599558.7722 | 176446.0823 | 0.09935 |  | 15 |  |  |  | 176446.0823 | [8 empty] | 0 | 0 | 0 | 0 | 0 | 0 | 0 | [5 empty] | 0
FL Zone 2InstitutionalExisting |  | XXXXXXXX | Yes | Nonequipment | Energy Recovery Ventilation System (ERV) | Unitary Cooling Equipment that Incorporates Energy Recovery | Current Market Packaged or Split DX Unit | Commercial | Existing | Institutional | FL Zone 2 | Space Cooling |  |  | 0 | Per End Use Consumption | [7 empty] | 197035.6551 | 177460.1628 | 19575.4923 | 0.09935 |  | 15 |  |  |  | 19575.4923 | [8 empty] | 0 | 0 | 0 | 0 | 0 | 0 | 0 | [5 empty] | 0
FL Zone 2Lodging/HospitalityExisting |  | XXXXXXXX | Yes | Nonequipment | Energy Recovery Ventilation System (ERV) | Unitary Cooling Equipment that Incorporates Energy Recovery | Current Market Packaged or Split DX Unit | Commercial | Existing | Lodging/Hospitality | FL Zone 2 | Space Cooling |  |  | 0 | Per End Use Consumption | [7 empty] | 161633.0609 | 145574.8163 | 16058.2446 | 0.09935 |  | 15 |  |  |  | 16058.2446 | [8 empty] | 0 | 0 | 0 | 0 | 0 | 0 | 0 | [5 empty] | 0
FL Zone 2MiscellaneousExisting |  | XXXXXXXX | Yes | Nonequipment | Energy Recovery Ventilation System (ERV) | Unitary Cooling Equipment that Incorporates Energy Recovery | Current Market Packaged or Split DX Unit | Commercial | Existing | Miscellaneous | FL Zone 2 | Space Cooling |  |  | 0 | Per End Use Consumption | [7 empty] | 1878475.6776 | 1691849.1191 | 186626.5586 | 0.09935 |  | 15 |  |  |  | 186626.5586 | [8 empty] | 0 | 0 | 0 | 0 | 0 | 0 | 0 | [5 empty] | 0
FL Zone 2OfficesExisting |  | XXXXXXXX | Yes | Nonequipment | Energy Recovery Ventilation System (ERV) | Unitary Cooling Equipment that Incorporates Energy Recovery | Current Market Packaged or Split DX Unit | Commercial | Existing | Offices | FL Zone 2 | Space Cooling |  |  | 0 | Per End Use Consumption | [7 empty] | 140416.7794 | 131823.2725 | 8593.5069 | 0.0612 |  | 15 |  |  |  | 8593.5069 | [8 empty] | 0 | 0 | 0 | 0 | 0 | 0 | 0 | [5 empty] | 0
FL Zone 2RestaurantsExisting |  | XXXXXXXX | Yes | Nonequipment | Energy Recovery Ventilation System (ERV) | Unitary Cooling Equipment that Incorporates Energy Recovery | Current Market Packaged or Split DX Unit | Commercial | Existing | Restaurants | FL Zone 2 | Space Cooling |  |  | 0 | Per End Use Consumption | [7 empty] | 101749.5064 | 90658.8102 | 11090.6962 | 0.109 |  | 15 |  |  |  | 11090.6962 | [8 empty] | 0 | 0 | 0 | 0 | 0 | 0 | 0 | [5 empty] | 0
FL Zone 2RetailExisting |  | XXXXXXXX | Yes | Nonequipment | Energy Recovery Ventilation System (ERV) | Unitary Cooling Equipment that Incorporates Energy Recovery | Current Market Packaged or Split DX Unit | Commercial | Existing | Retail | FL Zone 2 | Space Cooling |  |  | 0 | Per End Use Consumption | [7 empty] | 44441.7066 | 38895.3816 | 5546.325 | 0.1248 |  | 15 |  |  |  | 5546.325 | [8 empty] | 0 | 0 | 0 | 0 | 0 | 0 | 0 | [5 empty] | 0
FL Zone 2Schools K-12Existing |  | XXXXXXXX | Yes | Nonequipment | Energy Recovery Ventilation System (ERV) | Unitary Cooling Equipment that Incorporates Energy Recovery | Current Market Packaged or Split DX Unit | Commercial | Existing | Schools K-12 | FL Zone 2 | Space Cooling |  |  | 0 | Per End Use Consumption | [7 empty] | 166082.8099 | 149075.9302 | 17006.8797 | 0.1024 |  | 15 |  |  |  | 17006.8797 | [8 empty] | 0 | 0 | 0 | 0 | 0 | 0 | 0 | [5 empty] | 0
FL Zone 2WarehouseExisting |  | XXXXXXXX | Yes | Nonequipment | Energy Recovery Ventilation System (ERV) | Unitary Cooling Equipment that Incorporates Energy Recovery | Current Market Packaged or Split DX Unit | Commercial | Existing | Warehouse | FL Zone 2 | Space Cooling |  |  | 0 | Per End Use Consumption | [7 empty] | 16498.7301 | 14859.5813 | 1639.1488 | 0.09935 |  | 15 |  |  |  | 1639.1488 | [8 empty] | 0 | 0 | 0 | 0 | 0 | 0 | 0 | [5 empty] | 0
FL Zone 2AssemblyNew |  | XXXXXXXX | Yes | Nonequipment | Energy Recovery Ventilation System (ERV) | Unitary Cooling Equipment that Incorporates Energy Recovery | Current Market Packaged or Split DX Unit | Commercial | New | Assembly | FL Zone 2 | Space Cooling |  |  | 0 | Per End Use Consumption | [7 empty] | 40558.1631 | 33160.3541 | 7397.8089 | 0.1824 |  | 15 |  |  |  | 7397.8089 | [8 empty] | 0 | 0 | 0 | 0 | 0 | 0 | 0 | [5 empty] | 0
FL Zone 2College and UniversityNew |  | XXXXXXXX | Yes | Nonequipment | Energy Recovery Ventilation System (ERV) | Unitary Cooling Equipment that Incorporates Energy Recovery | Current Market Packaged or Split DX Unit | Commercial | New | College and University | FL Zone 2 | Space Cooling |  |  | 0 | Per End Use Consumption | [7 empty] | 242237.8979 | 217432.7372 | 24805.1607 | 0.1024 |  | 15 |  |  |  | 24805.1607 | [8 empty] | 0 | 0 | 0 | 0 | 0 | 0 | 0 | [5 empty] | 0
FL Zone 2GroceryNew |  | XXXXXXXX | Yes | Nonequipment | Energy Recovery Ventilation System (ERV) | Unitary Cooling Equipment that Incorporates Energy Recovery | Current Market Packaged or Split DX Unit | Commercial | New | Grocery | FL Zone 2 | Space Cooling |  |  | 0 | Per End Use Consumption | [7 empty] | 97647.7064 | 87946.4068 | 9701.2996 | 0.09935 |  | 15 |  |  |  | 9701.2996 | [8 empty] | 0 | 0 | 0 | 0 | 0 | 0 | 0 | [5 empty] | 0
FL Zone 2HealthcareNew |  | XXXXXXXX | Yes | Nonequipment | Energy Recovery Ventilation System (ERV) | Unitary Cooling Equipment that Incorporates Energy Recovery | Current Market Packaged or Split DX Unit | Commercial | New | Healthcare | FL Zone 2 | Space Cooling |  |  | 0 | Per End Use Consumption | [7 empty] | 170444.4983 | 153510.8374 | 16933.6609 | 0.09935 |  | 15 |  |  |  | 16933.6609 | [8 empty] | 0 | 0 | 0 | 0 | 0 | 0 | 0 | [5 empty] | 0
FL Zone 2HospitalsNew |  | XXXXXXXX | Yes | Nonequipment | Energy Recovery Ventilation System (ERV) | Unitary Cooling Equipment that Incorporates Energy Recovery | Current Market Packaged or Split DX Unit | Commercial | New | Hospitals | FL Zone 2 | Space Cooling |  |  | 0 | Per End Use Consumption | [7 empty] | 1776004.8545 | 1599558.7722 | 176446.0823 | 0.09935 |  | 15 |  |  |  | 176446.0823 | [8 empty] | 0 | 0 | 0 | 0 | 0 | 0 | 0 | [5 empty] | 0
FL Zone 2InstitutionalNew |  | XXXXXXXX | Yes | Nonequipment | Energy Recovery Ventilation System (ERV) | Unitary Cooling Equipment that Incorporates Energy Recovery | Current Market Packaged or Split DX Unit | Commercial | New | Institutional | FL Zone 2 | Space Cooling |  |  | 0 | Per End Use Consumption | [7 empty] | 197035.6551 | 177460.1628 | 19575.4923 | 0.09935 |  | 15 |  |  |  | 19575.4923 | [8 empty] | 0 | 0 | 0 | 0 | 0 | 0 | 0 | [5 empty] | 0
FL Zone 2Lodging/HospitalityNew |  | XXXXXXXX | Yes | Nonequipment | Energy Recovery Ventilation System (ERV) | Unitary Cooling Equipment that Incorporates Energy Recovery | Current Market Packaged or Split DX Unit | Commercial | New | Lodging/Hospitality | FL Zone 2 | Space Cooling |  |  | 0 | Per End Use Consumption | [7 empty] | 161633.0609 | 145574.8163 | 16058.2446 | 0.09935 |  | 15 |  |  |  | 16058.2446 | [8 empty] | 0 | 0 | 0 | 0 | 0 | 0 | 0 | [5 empty] | 0
FL Zone 2MiscellaneousNew |  | XXXXXXXX | Yes | Nonequipment | Energy Recovery Ventilation System (ERV) | Unitary Cooling Equipment that Incorporates Energy Recovery | Current Market Packaged or Split DX Unit | Commercial | New | Miscellaneous | FL Zone 2 | Space Cooling |  |  | 0 | Per End Use Consumption | [7 empty] | 1878475.6776 | 1691849.1191 | 186626.5586 | 0.09935 |  | 15 |  |  |  | 186626.5586 | [8 empty] | 0 | 0 | 0 | 0 | 0 | 0 | 0 | [5 empty] | 0
FL Zone 2OfficesNew |  | XXXXXXXX | Yes | Nonequipment | Energy Recovery Ventilation System (ERV) | Unitary Cooling Equipment that Incorporates Energy Recovery | Current Market Packaged or Split DX Unit | Commercial | New | Offices | FL Zone 2 | Space Cooling |  |  | 0 | Per End Use Consumption | [7 empty] | 140416.7794 | 131823.2725 | 8593.5069 | 0.0612 |  | 15 |  |  |  | 8593.5069 | [8 empty] | 0 | 0 | 0 | 0 | 0 | 0 | 0 | [5 empty] | 0
FL Zone 2RestaurantsNew |  | XXXXXXXX | Yes | Nonequipment | Energy Recovery Ventilation System (ERV) | Unitary Cooling Equipment that Incorporates Energy Recovery | Current Market Packaged or Split DX Unit | Commercial | New | Restaurants | FL Zone 2 | Space Cooling |  |  | 0 | Per End Use Consumption | [7 empty] | 101749.5064 | 90658.8102 | 11090.6962 | 0.109 |  | 15 |  |  |  | 11090.6962 | [8 empty] | 0 | 0 | 0 | 0 | 0 | 0 | 0 | [5 empty] | 0
FL Zone 2RetailNew |  | XXXXXXXX | Yes | Nonequipment | Energy Recovery Ventilation System (ERV) | Unitary Cooling Equipment that Incorporates Energy Recovery | Current Market Packaged or Split DX Unit | Commercial | New | Retail | FL Zone 2 | Space Cooling |  |  | 0 | Per End Use Consumption | [7 empty] | 44441.7066 | 38895.3816 | 5546.325 | 0.1248 |  | 15 |  |  |  | 5546.325 | [8 empty] | 0 | 0 | 0 | 0 | 0 | 0 | 0 | [5 empty] | 0
FL Zone 2Schools K-12New |  | XXXXXXXX | Yes | Nonequipment | Energy Recovery Ventilation System (ERV) | Unitary Cooling Equipment that Incorporates Energy Recovery | Current Market Packaged or Split DX Unit | Commercial | New | Schools K-12 | FL Zone 2 | Space Cooling |  |  | 0 | Per End Use Consumption | [7 empty] | 166082.8099 | 149075.9302 | 17006.8797 | 0.1024 |  | 15 |  |  |  | 17006.8797 | [8 empty] | 0 | 0 | 0 | 0 | 0 | 0 | 0 | [5 empty] | 0
FL Zone 2WarehouseNew |  | XXXXXXXX | Yes | Nonequipment | Energy Recovery Ventilation System (ERV) | Unitary Cooling Equipment that Incorporates Energy Recovery | Current Market Packaged or Split DX Unit | Commercial | New | Warehouse | FL Zone 2 | Space Cooling |  |  | 0 | Per End Use Consumption | [7 empty] | 16498.7301 | 14859.5813 | 1639.1488 | 0.09935 |  | 15 |  |  |  | 1639.1488 | [8 empty] | 0 | 0 | 0 | 0 | 0 | 0 | 0 | [5 empty] | 0
FL Zone 2AssemblyTurnover |  | XXXXXXXX | Yes | Equipment | ENERGY STAR Commercial Clothes Washer | One Commercial Clothes Washer meeting current ENERGY STAR® Requirements | One Commercial Clothes Washer meeting Federal Standard | Commercial | Turnover | Assembly | FL Zone 2 | Miscellaneous | Others |  | 0 | Per Appliance | [7 empty] | 3887.25 | 2827.0909 | 1060.1591 | 0.27273 |  | 7 |  |  |  | 1060.1591 | [8 empty] | 0 | 0 | 0 | 0 | 0 | 0 | 0 | [5 empty] | 0
FL Zone 2College and UniversityTurnover |  | XXXXXXXX | Yes | Equipment | ENERGY STAR Commercial Clothes Washer | One Commercial Clothes Washer meeting current ENERGY STAR® Requirements | One Commercial Clothes Washer meeting Federal Standard | Commercial | Turnover | College and University | FL Zone 2 | Miscellaneous | Others |  | 0 | Per Appliance | [7 empty] | 3887.25 | 2827.0909 | 1060.1591 | 0.27273 |  | 7 |  |  |  | 1060.1591 | [8 empty] | 0 | 0 | 0 | 0 | 0 | 0 | 0 | [5 empty] | 0
FL Zone 2GroceryTurnover |  | XXXXXXXX | Yes | Equipment | ENERGY STAR Commercial Clothes Washer | One Commercial Clothes Washer meeting current ENERGY STAR® Requirements | One Commercial Clothes Washer meeting Federal Standard | Commercial | Turnover | Grocery | FL Zone 2 | Miscellaneous | Others |  | 0 | Per Appliance | [7 empty] | 3887.25 | 2827.0909 | 1060.1591 | 0.27273 |  | 7 |  |  |  | 1060.1591 | [8 empty] | 0 | 0 | 0 | 0 | 0 | 0 | 0 | [5 empty] | 0
FL Zone 2HealthcareTurnover |  | XXXXXXXX | Yes | Equipment | ENERGY STAR Commercial Clothes Washer | One Commercial Clothes Washer meeting current ENERGY STAR® Requirements | One Commercial Clothes Washer meeting Federal Standard | Commercial | Turnover | Healthcare | FL Zone 2 | Miscellaneous | Others |  | 0 | Per Appliance | [7 empty] | 3887.25 | 2827.0909 | 1060.1591 | 0.27273 |  | 7 |  |  |  | 1060.1591 | [8 empty] | 0 | 0 | 0 | 0 | 0 | 0 | 0 | [5 empty] | 0
FL Zone 2HospitalsTurnover |  | XXXXXXXX | Yes | Equipment | ENERGY STAR Commercial Clothes Washer | One Commercial Clothes Washer meeting current ENERGY STAR® Requirements | One Commercial Clothes Washer meeting Federal Standard | Commercial | Turnover | Hospitals | FL Zone 2 | Miscellaneous | Others |  | 0 | Per Appliance | [7 empty] | 3887.25 | 2827.0909 | 1060.1591 | 0.27273 |  | 7 |  |  |  | 1060.1591 | [8 empty] | 0 | 0 | 0 | 0 | 0 | 0 | 0 | [5 empty] | 0
FL Zone 2InstitutionalTurnover |  | XXXXXXXX | Yes | Equipment | ENERGY STAR Commercial Clothes Washer | One Commercial Clothes Washer meeting current ENERGY STAR® Requirements | One Commercial Clothes Washer meeting Federal Standard | Commercial | Turnover | Institutional | FL Zone 2 | Miscellaneous | Others |  | 0 | Per Appliance | [7 empty] | 3887.25 | 2827.0909 | 1060.1591 | 0.27273 |  | 7 |  |  |  | 1060.1591 | [8 empty] | 0 | 0 | 0 | 0 | 0 | 0 | 0 | [5 empty] | 0
FL Zone 2Lodging/HospitalityTurnover |  | XXXXXXXX | Yes | Equipment | ENERGY STAR Commercial Clothes Washer | One Commercial Clothes Washer meeting current ENERGY STAR® Requirements | One Commercial Clothes Washer meeting Federal Standard | Commercial | Turnover | Lodging/Hospitality | FL Zone 2 | Miscellaneous | Others |  | 0 | Per Appliance | [7 empty] | 3887.25 | 2827.0909 | 1060.1591 | 0.27273 |  | 7 |  |  |  | 1060.1591 | [8 empty] | 0 | 0 | 0 | 0 | 0 | 0 | 0 | [5 empty] | 0
FL Zone 2MiscellaneousTurnover |  | XXXXXXXX | Yes | Equipment | ENERGY STAR Commercial Clothes Washer | One Commercial Clothes Washer meeting current ENERGY STAR® Requirements | One Commercial Clothes Washer meeting Federal Standard | Commercial | Turnover | Miscellaneous | FL Zone 2 | Miscellaneous | Others |  | 0 | Per Appliance | [7 empty] | 3887.25 | 2827.0909 | 1060.1591 | 0.27273 |  | 7 |  |  |  | 1060.1591 | [8 empty] | 0 | 0 | 0 | 0 | 0 | 0 | 0 | [5 empty] | 0
FL Zone 2OfficesTurnover |  | XXXXXXXX | Yes | Equipment | ENERGY STAR Commercial Clothes Washer | One Commercial Clothes Washer meeting current ENERGY STAR® Requirements | One Commercial Clothes Washer meeting Federal Standard | Commercial | Turnover | Offices | FL Zone 2 | Miscellaneous | Others |  | 0 | Per Appliance | [7 empty] | 3887.25 | 2827.0909 | 1060.1591 | 0.27273 |  | 7 |  |  |  | 1060.1591 | [8 empty] | 0 | 0 | 0 | 0 | 0 | 0 | 0 | [5 empty] | 0
FL Zone 2RestaurantsTurnover |  | XXXXXXXX | Yes | Equipment | ENERGY STAR Commercial Clothes Washer | One Commercial Clothes Washer meeting current ENERGY STAR® Requirements | One Commercial Clothes Washer meeting Federal Standard | Commercial | Turnover | Restaurants | FL Zone 2 | Miscellaneous | Others |  | 0 | Per Appliance | [7 empty] | 3887.25 | 2827.0909 | 1060.1591 | 0.27273 |  | 7 |  |  |  | 1060.1591 | [8 empty] | 0 | 0 | 0 | 0 | 0 | 0 | 0 | [5 empty] | 0
FL Zone 2RetailTurnover |  | XXXXXXXX | Yes | Equipment | ENERGY STAR Commercial Clothes Washer | One Commercial Clothes Washer meeting current ENERGY STAR® Requirements | One Commercial Clothes Washer meeting Federal Standard | Commercial | Turnover | Retail | FL Zone 2 | Miscellaneous | Others |  | 0 | Per Appliance | [7 empty] | 3887.25 | 2827.0909 | 1060.1591 | 0.27273 |  | 7 |  |  |  | 1060.1591 | [8 empty] | 0 | 0 | 0 | 0 | 0 | 0 | 0 | [5 empty] | 0
FL Zone 2Schools K-12Turnover |  | XXXXXXXX | Yes | Equipment | ENERGY STAR Commercial Clothes Washer | One Commercial Clothes Washer meeting current ENERGY STAR® Requirements | One Commercial Clothes Washer meeting Federal Standard | Commercial | Turnover | Schools K-12 | FL Zone 2 | Miscellaneous | Others |  | 0 | Per Appliance | [7 empty] | 3887.25 | 2827.0909 | 1060.1591 | 0.27273 |  | 7 |  |  |  | 1060.1591 | [8 empty] | 0 | 0 | 0 | 0 | 0 | 0 | 0 | [5 empty] | 0
FL Zone 2WarehouseTurnover |  | XXXXXXXX | Yes | Equipment | ENERGY STAR Commercial Clothes Washer | One Commercial Clothes Washer meeting current ENERGY STAR® Requirements | One Commercial Clothes Washer meeting Federal Standard | Commercial | Turnover | Warehouse | FL Zone 2 | Miscellaneous | Others |  | 0 | Per Appliance | [7 empty] | 3887.25 | 2827.0909 | 1060.1591 | 0.27273 |  | 7 |  |  |  | 1060.1591 | [8 empty] | 0 | 0 | 0 | 0 | 0 | 0 | 0 | [5 empty] | 0
FL Zone 2AssemblyNew |  | XXXXXXXX | Yes | Equipment | ENERGY STAR Commercial Clothes Washer | One Commercial Clothes Washer meeting current ENERGY STAR® Requirements | One Commercial Clothes Washer meeting Federal Standard | Commercial | New | Assembly | FL Zone 2 | Miscellaneous | Others |  | 0 | Per Appliance | [7 empty] | 3887.25 | 2827.0909 | 1060.1591 | 0.27273 |  | 7 |  |  |  | 1060.1591 | [8 empty] | 0 | 0 | 0 | 0 | 0 | 0 | 0 | [5 empty] | 0
FL Zone 2College and UniversityNew |  | XXXXXXXX | Yes | Equipment | ENERGY STAR Commercial Clothes Washer | One Commercial Clothes Washer meeting current ENERGY STAR® Requirements | One Commercial Clothes Washer meeting Federal Standard | Commercial | New | College and University | FL Zone 2 | Miscellaneous | Others |  | 0 | Per Appliance | [7 empty] | 3887.25 | 2827.0909 | 1060.1591 | 0.27273 |  | 7 |  |  |  | 1060.1591 | [8 empty] | 0 | 0 | 0 | 0 | 0 | 0 | 0 | [5 empty] | 0
FL Zone 2GroceryNew |  | XXXXXXXX | Yes | Equipment | ENERGY STAR Commercial Clothes Washer | One Commercial Clothes Washer meeting current ENERGY STAR® Requirements | One Commercial Clothes Washer meeting Federal Standard | Commercial | New | Grocery | FL Zone 2 | Miscellaneous | Others |  | 0 | Per Appliance | [7 empty] | 3887.25 | 2827.0909 | 1060.1591 | 0.27273 |  | 7 |  |  |  | 1060.1591 | [8 empty] | 0 | 0 | 0 | 0 | 0 | 0 | 0 | [5 empty] | 0
FL Zone 2HealthcareNew |  | XXXXXXXX | Yes | Equipment | ENERGY STAR Commercial Clothes Washer | One Commercial Clothes Washer meeting current ENERGY STAR® Requirements | One Commercial Clothes Washer meeting Federal Standard | Commercial | New | Healthcare | FL Zone 2 | Miscellaneous | Others |  | 0 | Per Appliance | [7 empty] | 3887.25 | 2827.0909 | 1060.1591 | 0.27273 |  | 7 |  |  |  | 1060.1591 | [8 empty] | 0 | 0 | 0 | 0 | 0 | 0 | 0 | [5 empty] | 0
FL Zone 2HospitalsNew |  | XXXXXXXX | Yes | Equipment | ENERGY STAR Commercial Clothes Washer | One Commercial Clothes Washer meeting current ENERGY STAR® Requirements | One Commercial Clothes Washer meeting Federal Standard | Commercial | New | Hospitals | FL Zone 2 | Miscellaneous | Others |  | 0 | Per Appliance | [7 empty] | 3887.25 | 2827.0909 | 1060.1591 | 0.27273 |  | 7 |  |  |  | 1060.1591 | [8 empty] | 0 | 0 | 0 | 0 | 0 | 0 | 0 | [5 empty] | 0
FL Zone 2InstitutionalNew |  | XXXXXXXX | Yes | Equipment | ENERGY STAR Commercial Clothes Washer | One Commercial Clothes Washer meeting current ENERGY STAR® Requirements | One Commercial Clothes Washer meeting Federal Standard | Commercial | New | Institutional | FL Zone 2 | Miscellaneous | Others |  | 0 | Per Appliance | [7 empty] | 3887.25 | 2827.0909 | 1060.1591 | 0.27273 |  | 7 |  |  |  | 1060.1591 | [8 empty] | 0 | 0 | 0 | 0 | 0 | 0 | 0 | [5 empty] | 0
FL Zone 2Lodging/HospitalityNew |  | XXXXXXXX | Yes | Equipment | ENERGY STAR Commercial Clothes Washer | One Commercial Clothes Washer meeting current ENERGY STAR® Requirements | One Commercial Clothes Washer meeting Federal Standard | Commercial | New | Lodging/Hospitality | FL Zone 2 | Miscellaneous | Others |  | 0 | Per Appliance | [7 empty] | 3887.25 | 2827.0909 | 1060.1591 | 0.27273 |  | 7 |  |  |  | 1060.1591 | [8 empty] | 0 | 0 | 0 | 0 | 0 | 0 | 0 | [5 empty] | 0
FL Zone 2MiscellaneousNew |  | XXXXXXXX | Yes | Equipment | ENERGY STAR Commercial Clothes Washer | One Commercial Clothes Washer meeting current ENERGY STAR® Requirements | One Commercial Clothes Washer meeting Federal Standard | Commercial | New | Miscellaneous | FL Zone 2 | Miscellaneous | Others |  | 0 | Per Appliance | [7 empty] | 3887.25 | 2827.0909 | 1060.1591 | 0.27273 |  | 7 |  |  |  | 1060.1591 | [8 empty] | 0 | 0 | 0 | 0 | 0 | 0 | 0 | [5 empty] | 0
FL Zone 2OfficesNew |  | XXXXXXXX | Yes | Equipment | ENERGY STAR Commercial Clothes Washer | One Commercial Clothes Washer meeting current ENERGY STAR® Requirements | One Commercial Clothes Washer meeting Federal Standard | Commercial | New | Offices | FL Zone 2 | Miscellaneous | Others |  | 0 | Per Appliance | [7 empty] | 3887.25 | 2827.0909 | 1060.1591 | 0.27273 |  | 7 |  |  |  | 1060.1591 | [8 empty] | 0 | 0 | 0 | 0 | 0 | 0 | 0 | [5 empty] | 0
FL Zone 2RestaurantsNew |  | XXXXXXXX | Yes | Equipment | ENERGY STAR Commercial Clothes Washer | One Commercial Clothes Washer meeting current ENERGY STAR® Requirements | One Commercial Clothes Washer meeting Federal Standard | Commercial | New | Restaurants | FL Zone 2 | Miscellaneous | Others |  | 0 | Per Appliance | [7 empty] | 3887.25 | 2827.0909 | 1060.1591 | 0.27273 |  | 7 |  |  |  | 1060.1591 | [8 empty] | 0 | 0 | 0 | 0 | 0 | 0 | 0 | [5 empty] | 0
FL Zone 2RetailNew |  | XXXXXXXX | Yes | Equipment | ENERGY STAR Commercial Clothes Washer | One Commercial Clothes Washer meeting current ENERGY STAR® Requirements | One Commercial Clothes Washer meeting Federal Standard | Commercial | New | Retail | FL Zone 2 | Miscellaneous | Others |  | 0 | Per Appliance | [7 empty] | 3887.25 | 2827.0909 | 1060.1591 | 0.27273 |  | 7 |  |  |  | 1060.1591 | [8 empty] | 0 | 0 | 0 | 0 | 0 | 0 | 0 | [5 empty] | 0
FL Zone 2Schools K-12New |  | XXXXXXXX | Yes | Equipment | ENERGY STAR Commercial Clothes Washer | One Commercial Clothes Washer meeting current ENERGY STAR® Requirements | One Commercial Clothes Washer meeting Federal Standard | Commercial | New | Schools K-12 | FL Zone 2 | Miscellaneous | Others |  | 0 | Per Appliance | [7 empty] | 3887.25 | 2827.0909 | 1060.1591 | 0.27273 |  | 7 |  |  |  | 1060.1591 | [8 empty] | 0 | 0 | 0 | 0 | 0 | 0 | 0 | [5 empty] | 0
FL Zone 2WarehouseNew |  | XXXXXXXX | Yes | Equipment | ENERGY STAR Commercial Clothes Washer | One Commercial Clothes Washer meeting current ENERGY STAR® Requirements | One Commercial Clothes Washer meeting Federal Standard | Commercial | New | Warehouse | FL Zone 2 | Miscellaneous | Others |  | 0 | Per Appliance | [7 empty] | 3887.25 | 2827.0909 | 1060.1591 | 0.27273 |  | 7 |  |  |  | 1060.1591 | [8 empty] | 0 | 0 | 0 | 0 | 0 | 0 | 0 | [5 empty] | 0
FL Zone 2AssemblyTurnover |  | XXXXXXXX | Yes | Equipment | Energy Star Commercial Dishwasher | One Dishwasher meeting current ENERGY STAR® Requirements | One Dishwasher meeting Federal Standard | Commercial | Turnover | Assembly | FL Zone 2 | Domestic Hot Water | Centralized water heaters |  | 0 | Per Unit | [7 empty] | 34072.3938 | 23992.8453 | 10079.5485 | 0.29583 |  | 15 |  |  |  | 10079.5485 | [8 empty] | 0 | 0 | 0 | 0 | 0 | 0 | 0 | [5 empty] | 0
FL Zone 2College and UniversityTurnover |  | XXXXXXXX | Yes | Equipment | Energy Star Commercial Dishwasher | One Dishwasher meeting current ENERGY STAR® Requirements | One Dishwasher meeting Federal Standard | Commercial | Turnover | College and University | FL Zone 2 | Domestic Hot Water | Centralized water heaters |  | 0 | Per Unit | [7 empty] | 34072.3938 | 23992.8453 | 10079.5485 | 0.29583 |  | 15 |  |  |  | 10079.5485 | [8 empty] | 0 | 0 | 0 | 0 | 0 | 0 | 0 | [5 empty] | 0
FL Zone 2GroceryTurnover |  | XXXXXXXX | Yes | Equipment | Energy Star Commercial Dishwasher | One Dishwasher meeting current ENERGY STAR® Requirements | One Dishwasher meeting Federal Standard | Commercial | Turnover | Grocery | FL Zone 2 | Domestic Hot Water | Centralized water heaters |  | 0 | Per Unit | [7 empty] | 34072.3938 | 23992.8453 | 10079.5485 | 0.29583 |  | 15 |  |  |  | 10079.5485 | [8 empty] | 0 | 0 | 0 | 0 | 0 | 0 | 0 | [5 empty] | 0
FL Zone 2HealthcareTurnover |  | XXXXXXXX | Yes | Equipment | Energy Star Commercial Dishwasher | One Dishwasher meeting current ENERGY STAR® Requirements | One Dishwasher meeting Federal Standard | Commercial | Turnover | Healthcare | FL Zone 2 | Domestic Hot Water | Centralized water heaters |  | 0 | Per Unit | [7 empty] | 34072.3938 | 23992.8453 | 10079.5485 | 0.29583 |  | 15 |  |  |  | 10079.5485 | [8 empty] | 0 | 0 | 0 | 0 | 0 | 0 | 0 | [5 empty] | 0
FL Zone 2HospitalsTurnover |  | XXXXXXXX | Yes | Equipment | Energy Star Commercial Dishwasher | One Dishwasher meeting current ENERGY STAR® Requirements | One Dishwasher meeting Federal Standard | Commercial | Turnover | Hospitals | FL Zone 2 | Domestic Hot Water | Centralized water heaters |  | 0 | Per Unit | [7 empty] | 34072.3938 | 23992.8453 | 10079.5485 | 0.29583 |  | 15 |  |  |  | 10079.5485 | [8 empty] | 0 | 0 | 0 | 0 | 0 | 0 | 0 | [5 empty] | 0
FL Zone 2InstitutionalTurnover |  | XXXXXXXX | Yes | Equipment | Energy Star Commercial Dishwasher | One Dishwasher meeting current ENERGY STAR® Requirements | One Dishwasher meeting Federal Standard | Commercial | Turnover | Institutional | FL Zone 2 | Domestic Hot Water | Centralized water heaters |  | 0 | Per Unit | [7 empty] | 34072.3938 | 23992.8453 | 10079.5485 | 0.29583 |  | 15 |  |  |  | 10079.5485 | [8 empty] | 0 | 0 | 0 | 0 | 0 | 0 | 0 | [5 empty] | 0
FL Zone 2Lodging/HospitalityTurnover |  | XXXXXXXX | Yes | Equipment | Energy Star Commercial Dishwasher | One Dishwasher meeting current ENERGY STAR® Requirements | One Dishwasher meeting Federal Standard | Commercial | Turnover | Lodging/Hospitality | FL Zone 2 | Domestic Hot Water | Centralized water heaters |  | 0 | Per Unit | [7 empty] | 34072.3938 | 23992.8453 | 10079.5485 | 0.29583 |  | 15 |  |  |  | 10079.5485 | [8 empty] | 0 | 0 | 0 | 0 | 0 | 0 | 0 | [5 empty] | 0
FL Zone 2MiscellaneousTurnover |  | XXXXXXXX | Yes | Equipment | Energy Star Commercial Dishwasher | One Dishwasher meeting current ENERGY STAR® Requirements | One Dishwasher meeting Federal Standard | Commercial | Turnover | Miscellaneous | FL Zone 2 | Domestic Hot Water | Centralized water heaters |  | 0 | Per Unit | [7 empty] | 34072.3938 | 23992.8453 | 10079.5485 | 0.29583 |  | 15 |  |  |  | 10079.5485 | [8 empty] | 0 | 0 | 0 | 0 | 0 | 0 | 0 | [5 empty] | 0
FL Zone 2OfficesTurnover |  | XXXXXXXX | Yes | Equipment | Energy Star Commercial Dishwasher | One Dishwasher meeting current ENERGY STAR® Requirements | One Dishwasher meeting Federal Standard | Commercial | Turnover | Offices | FL Zone 2 | Domestic Hot Water | Centralized water heaters |  | 0 | Per Unit | [7 empty] | 34072.3938 | 23992.8453 | 10079.5485 | 0.29583 |  | 15 |  |  |  | 10079.5485 | [8 empty] | 0 | 0 | 0 | 0 | 0 | 0 | 0 | [5 empty] | 0
FL Zone 2RestaurantsTurnover |  | XXXXXXXX | Yes | Equipment | Energy Star Commercial Dishwasher | One Dishwasher meeting current ENERGY STAR® Requirements | One Dishwasher meeting Federal Standard | Commercial | Turnover | Restaurants | FL Zone 2 | Domestic Hot Water | Centralized water heaters |  | 0 | Per Unit | [7 empty] | 34072.3938 | 23992.8453 | 10079.5485 | 0.29583 |  | 15 |  |  |  | 10079.5485 | [8 empty] | 0 | 0 | 0 | 0 | 0 | 0 | 0 | [5 empty] | 0
FL Zone 2RetailTurnover |  | XXXXXXXX | Yes | Equipment | Energy Star Commercial Dishwasher | One Dishwasher meeting current ENERGY STAR® Requirements | One Dishwasher meeting Federal Standard | Commercial | Turnover | Retail | FL Zone 2 | Domestic Hot Water | Centralized water heaters |  | 0 | Per Unit | [7 empty] | 34072.3938 | 23992.8453 | 10079.5485 | 0.29583 |  | 15 |  |  |  | 10079.5485 | [8 empty] | 0 | 0 | 0 | 0 | 0 | 0 | 0 | [5 empty] | 0
FL Zone 2Schools K-12Turnover |  | XXXXXXXX | Yes | Equipment | Energy Star Commercial Dishwasher | One Dishwasher meeting current ENERGY STAR® Requirements | One Dishwasher meeting Federal Standard | Commercial | Turnover | Schools K-12 | FL Zone 2 | Domestic Hot Water | Centralized water heaters |  | 0 | Per Unit | [7 empty] | 34072.3938 | 23992.8453 | 10079.5485 | 0.29583 |  | 15 |  |  |  | 10079.5485 | [8 empty] | 0 | 0 | 0 | 0 | 0 | 0 | 0 | [5 empty] | 0
FL Zone 2WarehouseTurnover |  | XXXXXXXX | Yes | Equipment | Energy Star Commercial Dishwasher | One Dishwasher meeting current ENERGY STAR® Requirements | One Dishwasher meeting Federal Standard | Commercial | Turnover | Warehouse | FL Zone 2 | Domestic Hot Water | Centralized water heaters |  | 0 | Per Unit | [7 empty] | 34072.3938 | 23992.8453 | 10079.5485 | 0.29583 |  | 15 |  |  |  | 10079.5485 | [8 empty] | 0 | 0 | 0 | 0 | 0 | 0 | 0 | [5 empty] | 0
FL Zone 2AssemblyNew |  | XXXXXXXX | Yes | Equipment | Energy Star Commercial Dishwasher | One Dishwasher meeting current ENERGY STAR® Requirements | One Dishwasher meeting Federal Standard | Commercial | New | Assembly | FL Zone 2 | Domestic Hot Water | Centralized water heaters |  | 0 | Per Unit | [7 empty] | 34072.3938 | 23992.8453 | 10079.5485 | 0.29583 |  | 15 |  |  |  | 10079.5485 | [8 empty] | 0 | 0 | 0 | 0 | 0 | 0 | 0 | [5 empty] | 0
FL Zone 2College and UniversityNew |  | XXXXXXXX | Yes | Equipment | Energy Star Commercial Dishwasher | One Dishwasher meeting current ENERGY STAR® Requirements | One Dishwasher meeting Federal Standard | Commercial | New | College and University | FL Zone 2 | Domestic Hot Water | Centralized water heaters |  | 0 | Per Unit | [7 empty] | 34072.3938 | 23992.8453 | 10079.5485 | 0.29583 |  | 15 |  |  |  | 10079.5485 | [8 empty] | 0 | 0 | 0 | 0 | 0 | 0 | 0 | [5 empty] | 0
FL Zone 2GroceryNew |  | XXXXXXXX | Yes | Equipment | Energy Star Commercial Dishwasher | One Dishwasher meeting current ENERGY STAR® Requirements | One Dishwasher meeting Federal Standard | Commercial | New | Grocery | FL Zone 2 | Domestic Hot Water | Centralized water heaters |  | 0 | Per Unit | [7 empty] | 34072.3938 | 23992.8453 | 10079.5485 | 0.29583 |  | 15 |  |  |  | 10079.5485 | [8 empty] | 0 | 0 | 0 | 0 | 0 | 0 | 0 | [5 empty] | 0
FL Zone 2HealthcareNew |  | XXXXXXXX | Yes | Equipment | Energy Star Commercial Dishwasher | One Dishwasher meeting current ENERGY STAR® Requirements | One Dishwasher meeting Federal Standard | Commercial | New | Healthcare | FL Zone 2 | Domestic Hot Water | Centralized water heaters |  | 0 | Per Unit | [7 empty] | 34072.3938 | 23992.8453 | 10079.5485 | 0.29583 |  | 15 |  |  |  | 10079.5485 | [8 empty] | 0 | 0 | 0 | 0 | 0 | 0 | 0 | [5 empty] | 0
FL Zone 2HospitalsNew |  | XXXXXXXX | Yes | Equipment | Energy Star Commercial Dishwasher | One Dishwasher meeting current ENERGY STAR® Requirements | One Dishwasher meeting Federal Standard | Commercial | New | Hospitals | FL Zone 2 | Domestic Hot Water | Centralized water heaters |  | 0 | Per Unit | [7 empty] | 34072.3938 | 23992.8453 | 10079.5485 | 0.29583 |  | 15 |  |  |  | 10079.5485 | [8 empty] | 0 | 0 | 0 | 0 | 0 | 0 | 0 | [5 empty] | 0
FL Zone 2InstitutionalNew |  | XXXXXXXX | Yes | Equipment | Energy Star Commercial Dishwasher | One Dishwasher meeting current ENERGY STAR® Requirements | One Dishwasher meeting Federal Standard | Commercial | New | Institutional | FL Zone 2 | Domestic Hot Water | Centralized water heaters |  | 0 | Per Unit | [7 empty] | 34072.3938 | 23992.8453 | 10079.5485 | 0.29583 |  | 15 |  |  |  | 10079.5485 | [8 empty] | 0 | 0 | 0 | 0 | 0 | 0 | 0 | [5 empty] | 0
FL Zone 2Lodging/HospitalityNew |  | XXXXXXXX | Yes | Equipment | Energy Star Commercial Dishwasher | One Dishwasher meeting current ENERGY STAR® Requirements | One Dishwasher meeting Federal Standard | Commercial | New | Lodging/Hospitality | FL Zone 2 | Domestic Hot Water | Centralized water heaters |  | 0 | Per Unit | [7 empty] | 34072.3938 | 23992.8453 | 10079.5485 | 0.29583 |  | 15 |  |  |  | 10079.5485 | [8 empty] | 0 | 0 | 0 | 0 | 0 | 0 | 0 | [5 empty] | 0
FL Zone 2MiscellaneousNew |  | XXXXXXXX | Yes | Equipment | Energy Star Commercial Dishwasher | One Dishwasher meeting current ENERGY STAR® Requirements | One Dishwasher meeting Federal Standard | Commercial | New | Miscellaneous | FL Zone 2 | Domestic Hot Water | Centralized water heaters |  | 0 | Per Unit | [7 empty] | 34072.3938 | 23992.8453 | 10079.5485 | 0.29583 |  | 15 |  |  |  | 10079.5485 | [8 empty] | 0 | 0 | 0 | 0 | 0 | 0 | 0 | [5 empty] | 0
FL Zone 2OfficesNew |  | XXXXXXXX | Yes | Equipment | Energy Star Commercial Dishwasher | One Dishwasher meeting current ENERGY STAR® Requirements | One Dishwasher meeting Federal Standard | Commercial | New | Offices | FL Zone 2 | Domestic Hot Water | Centralized water heaters |  | 0 | Per Unit | [7 empty] | 34072.3938 | 23992.8453 | 10079.5485 | 0.29583 |  | 15 |  |  |  | 10079.5485 | [8 empty] | 0 | 0 | 0 | 0 | 0 | 0 | 0 | [5 empty] | 0
FL Zone 2RestaurantsNew |  | XXXXXXXX | Yes | Equipment | Energy Star Commercial Dishwasher | One Dishwasher meeting current ENERGY STAR® Requirements | One Dishwasher meeting Federal Standard | Commercial | New | Restaurants | FL Zone 2 | Domestic Hot Water | Centralized water heaters |  | 0 | Per Unit | [7 empty] | 34072.3938 | 23992.8453 | 10079.5485 | 0.29583 |  | 15 |  |  |  | 10079.5485 | [8 empty] | 0 | 0 | 0 | 0 | 0 | 0 | 0 | [5 empty] | 0
FL Zone 2RetailNew |  | XXXXXXXX | Yes | Equipment | Energy Star Commercial Dishwasher | One Dishwasher meeting current ENERGY STAR® Requirements | One Dishwasher meeting Federal Standard | Commercial | New | Retail | FL Zone 2 | Domestic Hot Water | Centralized water heaters |  | 0 | Per Unit | [7 empty] | 34072.3938 | 23992.8453 | 10079.5485 | 0.29583 |  | 15 |  |  |  | 10079.5485 | [8 empty] | 0 | 0 | 0 | 0 | 0 | 0 | 0 | [5 empty] | 0
FL Zone 2Schools K-12New |  | XXXXXXXX | Yes | Equipment | Energy Star Commercial Dishwasher | One Dishwasher meeting current ENERGY STAR® Requirements | One Dishwasher meeting Federal Standard | Commercial | New | Schools K-12 | FL Zone 2 | Domestic Hot Water | Centralized water heaters |  | 0 | Per Unit | [7 empty] | 34072.3938 | 23992.8453 | 10079.5485 | 0.29583 |  | 15 |  |  |  | 10079.5485 | [8 empty] | 0 | 0 | 0 | 0 | 0 | 0 | 0 | [5 empty] | 0
FL Zone 2WarehouseNew |  | XXXXXXXX | Yes | Equipment | Energy Star Commercial Dishwasher | One Dishwasher meeting current ENERGY STAR® Requirements | One Dishwasher meeting Federal Standard | Commercial | New | Warehouse | FL Zone 2 | Domestic Hot Water | Centralized water heaters |  | 0 | Per Unit | [7 empty] | 34072.3938 | 23992.8453 | 10079.5485 | 0.29583 |  | 15 |  |  |  | 10079.5485 | [8 empty] | 0 | 0 | 0 | 0 | 0 | 0 | 0 | [5 empty] | 0
FL Zone 2AssemblyTurnover |  | XXXXXXXX | Yes | Equipment | Energy Star Commercial Dishwasher | One Dishwasher meeting current ENERGY STAR® Requirements | One Dishwasher meeting Federal Standard | Commercial | Turnover | Assembly | FL Zone 2 | Domestic Hot Water | "Point-of-Use" water heaters |  | 0 | Per Unit | [7 empty] | 30508.8652 | 21534.2868 | 8974.5784 | 0.29416 |  | 15 |  |  |  | 8974.5784 | [8 empty] | 0 | 0 | 0 | 0 | 0 | 0 | 0 | [5 empty] | 0
FL Zone 2College and UniversityTurnover |  | XXXXXXXX | Yes | Equipment | Energy Star Commercial Dishwasher | One Dishwasher meeting current ENERGY STAR® Requirements | One Dishwasher meeting Federal Standard | Commercial | Turnover | College and University | FL Zone 2 | Domestic Hot Water | "Point-of-Use" water heaters |  | 0 | Per Unit | [7 empty] | 30508.8652 | 21534.2868 | 8974.5784 | 0.29416 |  | 15 |  |  |  | 8974.5784 | [8 empty] | 0 | 0 | 0 | 0 | 0 | 0 | 0 | [5 empty] | 0
FL Zone 2GroceryTurnover |  | XXXXXXXX | Yes | Equipment | Energy Star Commercial Dishwasher | One Dishwasher meeting current ENERGY STAR® Requirements | One Dishwasher meeting Federal Standard | Commercial | Turnover | Grocery | FL Zone 2 | Domestic Hot Water | "Point-of-Use" water heaters |  | 0 | Per Unit | [7 empty] | 30508.8652 | 21534.2868 | 8974.5784 | 0.29416 |  | 15 |  |  |  | 8974.5784 | [8 empty] | 0 | 0 | 0 | 0 | 0 | 0 | 0 | [5 empty] | 0
FL Zone 2HealthcareTurnover |  | XXXXXXXX | Yes | Equipment | Energy Star Commercial Dishwasher | One Dishwasher meeting current ENERGY STAR® Requirements | One Dishwasher meeting Federal Standard | Commercial | Turnover | Healthcare | FL Zone 2 | Domestic Hot Water | "Point-of-Use" water heaters |  | 0 | Per Unit | [7 empty] | 30508.8652 | 21534.2868 | 8974.5784 | 0.29416 |  | 15 |  |  |  | 8974.5784 | [8 empty] | 0 | 0 | 0 | 0 | 0 | 0 | 0 | [5 empty] | 0
FL Zone 2HospitalsTurnover |  | XXXXXXXX | Yes | Equipment | Energy Star Commercial Dishwasher | One Dishwasher meeting current ENERGY STAR® Requirements | One Dishwasher meeting Federal Standard | Commercial | Turnover | Hospitals | FL Zone 2 | Domestic Hot Water | "Point-of-Use" water heaters |  | 0 | Per Unit | [7 empty] | 30508.8652 | 21534.2868 | 8974.5784 | 0.29416 |  | 15 |  |  |  | 8974.5784 | [8 empty] | 0 | 0 | 0 | 0 | 0 | 0 | 0 | [5 empty] | 0
FL Zone 2InstitutionalTurnover |  | XXXXXXXX | Yes | Equipment | Energy Star Commercial Dishwasher | One Dishwasher meeting current ENERGY STAR® Requirements | One Dishwasher meeting Federal Standard | Commercial | Turnover | Institutional | FL Zone 2 | Domestic Hot Water | "Point-of-Use" water heaters |  | 0 | Per Unit | [7 empty] | 30508.8652 | 21534.2868 | 8974.5784 | 0.29416 |  | 15 |  |  |  | 8974.5784 | [8 empty] | 0 | 0 | 0 | 0 | 0 | 0 | 0 | [5 empty] | 0
FL Zone 2Lodging/HospitalityTurnover |  | XXXXXXXX | Yes | Equipment | Energy Star Commercial Dishwasher | One Dishwasher meeting current ENERGY STAR® Requirements | One Dishwasher meeting Federal Standard | Commercial | Turnover | Lodging/Hospitality | FL Zone 2 | Domestic Hot Water | "Point-of-Use" water heaters |  | 0 | Per Unit | [7 empty] | 30508.8652 | 21534.2868 | 8974.5784 | 0.29416 |  | 15 |  |  |  | 8974.5784 | [8 empty] | 0 | 0 | 0 | 0 | 0 | 0 | 0 | [5 empty] | 0
FL Zone 2MiscellaneousTurnover |  | XXXXXXXX | Yes | Equipment | Energy Star Commercial Dishwasher | One Dishwasher meeting current ENERGY STAR® Requirements | One Dishwasher meeting Federal Standard | Commercial | Turnover | Miscellaneous | FL Zone 2 | Domestic Hot Water | "Point-of-Use" water heaters |  | 0 | Per Unit | [7 empty] | 30508.8652 | 21534.2868 | 8974.5784 | 0.29416 |  | 15 |  |  |  | 8974.5784 | [8 empty] | 0 | 0 | 0 | 0 | 0 | 0 | 0 | [5 empty] | 0
FL Zone 2OfficesTurnover |  | XXXXXXXX | Yes | Equipment | Energy Star Commercial Dishwasher | One Dishwasher meeting current ENERGY STAR® Requirements | One Dishwasher meeting Federal Standard | Commercial | Turnover | Offices | FL Zone 2 | Domestic Hot Water | "Point-of-Use" water heaters |  | 0 | Per Unit | [7 empty] | 30508.8652 | 21534.2868 | 8974.5784 | 0.29416 |  | 15 |  |  |  | 8974.5784 | [8 empty] | 0 | 0 | 0 | 0 | 0 | 0 | 0 | [5 empty] | 0
FL Zone 2RestaurantsTurnover |  | XXXXXXXX | Yes | Equipment | Energy Star Commercial Dishwasher | One Dishwasher meeting current ENERGY STAR® Requirements | One Dishwasher meeting Federal Standard | Commercial | Turnover | Restaurants | FL Zone 2 | Domestic Hot Water | "Point-of-Use" water heaters |  | 0 | Per Unit | [7 empty] | 30508.8652 | 21534.2868 | 8974.5784 | 0.29416 |  | 15 |  |  |  | 8974.5784 | [8 empty] | 0 | 0 | 0 | 0 | 0 | 0 | 0 | [5 empty] | 0
FL Zone 2RetailTurnover |  | XXXXXXXX | Yes | Equipment | Energy Star Commercial Dishwasher | One Dishwasher meeting current ENERGY STAR® Requirements | One Dishwasher meeting Federal Standard | Commercial | Turnover | Retail | FL Zone 2 | Domestic Hot Water | "Point-of-Use" water heaters |  | 0 | Per Unit | [7 empty] | 30508.8652 | 21534.2868 | 8974.5784 | 0.29416 |  | 15 |  |  |  | 8974.5784 | [8 empty] | 0 | 0 | 0 | 0 | 0 | 0 | 0 | [5 empty] | 0
FL Zone 2Schools K-12Turnover |  | XXXXXXXX | Yes | Equipment | Energy Star Commercial Dishwasher | One Dishwasher meeting current ENERGY STAR® Requirements | One Dishwasher meeting Federal Standard | Commercial | Turnover | Schools K-12 | FL Zone 2 | Domestic Hot Water | "Point-of-Use" water heaters |  | 0 | Per Unit | [7 empty] | 30508.8652 | 21534.2868 | 8974.5784 | 0.29416 |  | 15 |  |  |  | 8974.5784 | [8 empty] | 0 | 0 | 0 | 0 | 0 | 0 | 0 | [5 empty] | 0
FL Zone 2WarehouseTurnover |  | XXXXXXXX | Yes | Equipment | Energy Star Commercial Dishwasher | One Dishwasher meeting current ENERGY STAR® Requirements | One Dishwasher meeting Federal Standard | Commercial | Turnover | Warehouse | FL Zone 2 | Domestic Hot Water | "Point-of-Use" water heaters |  | 0 | Per Unit | [7 empty] | 30508.8652 | 21534.2868 | 8974.5784 | 0.29416 |  | 15 |  |  |  | 8974.5784 | [8 empty] | 0 | 0 | 0 | 0 | 0 | 0 | 0 | [5 empty] | 0
FL Zone 2AssemblyNew |  | XXXXXXXX | Yes | Equipment | Energy Star Commercial Dishwasher | One Dishwasher meeting current ENERGY STAR® Requirements | One Dishwasher meeting Federal Standard | Commercial | New | Assembly | FL Zone 2 | Domestic Hot Water | "Point-of-Use" water heaters |  | 0 | Per Unit | [7 empty] | 30508.8652 | 21534.2868 | 8974.5784 | 0.29416 |  | 15 |  |  |  | 8974.5784 | [8 empty] | 0 | 0 | 0 | 0 | 0 | 0 | 0 | [5 empty] | 0
FL Zone 2College and UniversityNew |  | XXXXXXXX | Yes | Equipment | Energy Star Commercial Dishwasher | One Dishwasher meeting current ENERGY STAR® Requirements | One Dishwasher meeting Federal Standard | Commercial | New | College and University | FL Zone 2 | Domestic Hot Water | "Point-of-Use" water heaters |  | 0 | Per Unit | [7 empty] | 30508.8652 | 21534.2868 | 8974.5784 | 0.29416 |  | 15 |  |  |  | 8974.5784 | [8 empty] | 0 | 0 | 0 | 0 | 0 | 0 | 0 | [5 empty] | 0
FL Zone 2GroceryNew |  | XXXXXXXX | Yes | Equipment | Energy Star Commercial Dishwasher | One Dishwasher meeting current ENERGY STAR® Requirements | One Dishwasher meeting Federal Standard | Commercial | New | Grocery | FL Zone 2 | Domestic Hot Water | "Point-of-Use" water heaters |  | 0 | Per Unit | [7 empty] | 30508.8652 | 21534.2868 | 8974.5784 | 0.29416 |  | 15 |  |  |  | 8974.5784 | [8 empty] | 0 | 0 | 0 | 0 | 0 | 0 | 0 | [5 empty] | 0
FL Zone 2HealthcareNew |  | XXXXXXXX | Yes | Equipment | Energy Star Commercial Dishwasher | One Dishwasher meeting current ENERGY STAR® Requirements | One Dishwasher meeting Federal Standard | Commercial | New | Healthcare | FL Zone 2 | Domestic Hot Water | "Point-of-Use" water heaters |  | 0 | Per Unit | [7 empty] | 30508.8652 | 21534.2868 | 8974.5784 | 0.29416 |  | 15 |  |  |  | 8974.5784 | [8 empty] | 0 | 0 | 0 | 0 | 0 | 0 | 0 | [5 empty] | 0
FL Zone 2HospitalsNew |  | XXXXXXXX | Yes | Equipment | Energy Star Commercial Dishwasher | One Dishwasher meeting current ENERGY STAR® Requirements | One Dishwasher meeting Federal Standard | Commercial | New | Hospitals | FL Zone 2 | Domestic Hot Water | "Point-of-Use" water heaters |  | 0 | Per Unit | [7 empty] | 30508.8652 | 21534.2868 | 8974.5784 | 0.29416 |  | 15 |  |  |  | 8974.5784 | [8 empty] | 0 | 0 | 0 | 0 | 0 | 0 | 0 | [5 empty] | 0
FL Zone 2InstitutionalNew |  | XXXXXXXX | Yes | Equipment | Energy Star Commercial Dishwasher | One Dishwasher meeting current ENERGY STAR® Requirements | One Dishwasher meeting Federal Standard | Commercial | New | Institutional | FL Zone 2 | Domestic Hot Water | "Point-of-Use" water heaters |  | 0 | Per Unit | [7 empty] | 30508.8652 | 21534.2868 | 8974.5784 | 0.29416 |  | 15 |  |  |  | 8974.5784 | [8 empty] | 0 | 0 | 0 | 0 | 0 | 0 | 0 | [5 empty] | 0
FL Zone 2Lodging/HospitalityNew |  | XXXXXXXX | Yes | Equipment | Energy Star Commercial Dishwasher | One Dishwasher meeting current ENERGY STAR® Requirements | One Dishwasher meeting Federal Standard | Commercial | New | Lodging/Hospitality | FL Zone 2 | Domestic Hot Water | "Point-of-Use" water heaters |  | 0 | Per Unit | [7 empty] | 30508.8652 | 21534.2868 | 8974.5784 | 0.29416 |  | 15 |  |  |  | 8974.5784 | [8 empty] | 0 | 0 | 0 | 0 | 0 | 0 | 0 | [5 empty] | 0
FL Zone 2MiscellaneousNew |  | XXXXXXXX | Yes | Equipment | Energy Star Commercial Dishwasher | One Dishwasher meeting current ENERGY STAR® Requirements | One Dishwasher meeting Federal Standard | Commercial | New | Miscellaneous | FL Zone 2 | Domestic Hot Water | "Point-of-Use" water heaters |  | 0 | Per Unit | [7 empty] | 30508.8652 | 21534.2868 | 8974.5784 | 0.29416 |  | 15 |  |  |  | 8974.5784 | [8 empty] | 0 | 0 | 0 | 0 | 0 | 0 | 0 | [5 empty] | 0
FL Zone 2OfficesNew |  | XXXXXXXX | Yes | Equipment | Energy Star Commercial Dishwasher | One Dishwasher meeting current ENERGY STAR® Requirements | One Dishwasher meeting Federal Standard | Commercial | New | Offices | FL Zone 2 | Domestic Hot Water | "Point-of-Use" water heaters |  | 0 | Per Unit | [7 empty] | 30508.8652 | 21534.2868 | 8974.5784 | 0.29416 |  | 15 |  |  |  | 8974.5784 | [8 empty] | 0 | 0 | 0 | 0 | 0 | 0 | 0 | [5 empty] | 0
FL Zone 2RestaurantsNew |  | XXXXXXXX | Yes | Equipment | Energy Star Commercial Dishwasher | One Dishwasher meeting current ENERGY STAR® Requirements | One Dishwasher meeting Federal Standard | Commercial | New | Restaurants | FL Zone 2 | Domestic Hot Water | "Point-of-Use" water heaters |  | 0 | Per Unit | [7 empty] | 30508.8652 | 21534.2868 | 8974.5784 | 0.29416 |  | 15 |  |  |  | 8974.5784 | [8 empty] | 0 | 0 | 0 | 0 | 0 | 0 | 0 | [5 empty] | 0
FL Zone 2RetailNew |  | XXXXXXXX | Yes | Equipment | Energy Star Commercial Dishwasher | One Dishwasher meeting current ENERGY STAR® Requirements | One Dishwasher meeting Federal Standard | Commercial | New | Retail | FL Zone 2 | Domestic Hot Water | "Point-of-Use" water heaters |  | 0 | Per Unit | [7 empty] | 30508.8652 | 21534.2868 | 8974.5784 | 0.29416 |  | 15 |  |  |  | 8974.5784 | [8 empty] | 0 | 0 | 0 | 0 | 0 | 0 | 0 | [5 empty] | 0
FL Zone 2Schools K-12New |  | XXXXXXXX | Yes | Equipment | Energy Star Commercial Dishwasher | One Dishwasher meeting current ENERGY STAR® Requirements | One Dishwasher meeting Federal Standard | Commercial | New | Schools K-12 | FL Zone 2 | Domestic Hot Water | "Point-of-Use" water heaters |  | 0 | Per Unit | [7 empty] | 30508.8652 | 21534.2868 | 8974.5784 | 0.29416 |  | 15 |  |  |  | 8974.5784 | [8 empty] | 0 | 0 | 0 | 0 | 0 | 0 | 0 | [5 empty] | 0
FL Zone 2WarehouseNew |  | XXXXXXXX | Yes | Equipment | Energy Star Commercial Dishwasher | One Dishwasher meeting current ENERGY STAR® Requirements | One Dishwasher meeting Federal Standard | Commercial | New | Warehouse | FL Zone 2 | Domestic Hot Water | "Point-of-Use" water heaters |  | 0 | Per Unit | [7 empty] | 30508.8652 | 21534.2868 | 8974.5784 | 0.29416 |  | 15 |  |  |  | 8974.5784 | [8 empty] | 0 | 0 | 0 | 0 | 0 | 0 | 0 | [5 empty] | 0
FL Zone 2AssemblyTurnover |  | XXXXXXXX | Yes | Equipment | Energy Star Commercial Glass Door Freezer | One Glass Door Freezer meeting current ENERGY STAR® Standards | One Glass Door Freezer meeting Federal Standards | Commercial | Turnover | Assembly | FL Zone 2 | Refrigeration | Display cases |  | 0 | Per Unit | [7 empty] | 10820.5523 | 6430.57 | 4389.9823 | 0.40571 |  | 12 |  |  |  | 4389.9823 | [8 empty] | 0 | 0 | 0 | 0 | 0 | 0 | 0 | [5 empty] | 0
FL Zone 2College and UniversityTurnover |  | XXXXXXXX | Yes | Equipment | Energy Star Commercial Glass Door Freezer | One Glass Door Freezer meeting current ENERGY STAR® Standards | One Glass Door Freezer meeting Federal Standards | Commercial | Turnover | College and University | FL Zone 2 | Refrigeration | Display cases |  | 0 | Per Unit | [7 empty] | 10820.5523 | 6430.57 | 4389.9823 | 0.40571 |  | 12 |  |  |  | 4389.9823 | [8 empty] | 0 | 0 | 0 | 0 | 0 | 0 | 0 | [5 empty] | 0
FL Zone 2GroceryTurnover |  | XXXXXXXX | Yes | Equipment | Energy Star Commercial Glass Door Freezer | One Glass Door Freezer meeting current ENERGY STAR® Standards | One Glass Door Freezer meeting Federal Standards | Commercial | Turnover | Grocery | FL Zone 2 | Refrigeration | Display cases |  | 0 | Per Unit | [7 empty] | 10820.5523 | 6430.57 | 4389.9823 | 0.40571 |  | 12 |  |  |  | 4389.9823 | [8 empty] | 0 | 0 | 0 | 0 | 0 | 0 | 0 | [5 empty] | 0
FL Zone 2HealthcareTurnover |  | XXXXXXXX | Yes | Equipment | Energy Star Commercial Glass Door Freezer | One Glass Door Freezer meeting current ENERGY STAR® Standards | One Glass Door Freezer meeting Federal Standards | Commercial | Turnover | Healthcare | FL Zone 2 | Refrigeration | Display cases |  | 0 | Per Unit | [7 empty] | 10820.5523 | 6430.57 | 4389.9823 | 0.40571 |  | 12 |  |  |  | 4389.9823 | [8 empty] | 0 | 0 | 0 | 0 | 0 | 0 | 0 | [5 empty] | 0
FL Zone 2HospitalsTurnover |  | XXXXXXXX | Yes | Equipment | Energy Star Commercial Glass Door Freezer | One Glass Door Freezer meeting current ENERGY STAR® Standards | One Glass Door Freezer meeting Federal Standards | Commercial | Turnover | Hospitals | FL Zone 2 | Refrigeration | Display cases |  | 0 | Per Unit | [7 empty] | 10820.5523 | 6430.57 | 4389.9823 | 0.40571 |  | 12 |  |  |  | 4389.9823 | [8 empty] | 0 | 0 | 0 | 0 | 0 | 0 | 0 | [5 empty] | 0
FL Zone 2InstitutionalTurnover |  | XXXXXXXX | Yes | Equipment | Energy Star Commercial Glass Door Freezer | One Glass Door Freezer meeting current ENERGY STAR® Standards | One Glass Door Freezer meeting Federal Standards | Commercial | Turnover | Institutional | FL Zone 2 | Refrigeration | Display cases |  | 0 | Per Unit | [7 empty] | 10820.5523 | 6430.57 | 4389.9823 | 0.40571 |  | 12 |  |  |  | 4389.9823 | [8 empty] | 0 | 0 | 0 | 0 | 0 | 0 | 0 | [5 empty] | 0
FL Zone 2Lodging/HospitalityTurnover |  | XXXXXXXX | Yes | Equipment | Energy Star Commercial Glass Door Freezer | One Glass Door Freezer meeting current ENERGY STAR® Standards | One Glass Door Freezer meeting Federal Standards | Commercial | Turnover | Lodging/Hospitality | FL Zone 2 | Refrigeration | Display cases |  | 0 | Per Unit | [7 empty] | 10820.5523 | 6430.57 | 4389.9823 | 0.40571 |  | 12 |  |  |  | 4389.9823 | [8 empty] | 0 | 0 | 0 | 0 | 0 | 0 | 0 | [5 empty] | 0
FL Zone 2MiscellaneousTurnover |  | XXXXXXXX | Yes | Equipment | Energy Star Commercial Glass Door Freezer | One Glass Door Freezer meeting current ENERGY STAR® Standards | One Glass Door Freezer meeting Federal Standards | Commercial | Turnover | Miscellaneous | FL Zone 2 | Refrigeration | Display cases |  | 0 | Per Unit | [7 empty] | 10820.5523 | 6430.57 | 4389.9823 | 0.40571 |  | 12 |  |  |  | 4389.9823 | [8 empty] | 0 | 0 | 0 | 0 | 0 | 0 | 0 | [5 empty] | 0
FL Zone 2OfficesTurnover |  | XXXXXXXX | Yes | Equipment | Energy Star Commercial Glass Door Freezer | One Glass Door Freezer meeting current ENERGY STAR® Standards | One Glass Door Freezer meeting Federal Standards | Commercial | Turnover | Offices | FL Zone 2 | Refrigeration | Display cases |  | 0 | Per Unit | [7 empty] | 10820.5523 | 6430.57 | 4389.9823 | 0.40571 |  | 12 |  |  |  | 4389.9823 | [8 empty] | 0 | 0 | 0 | 0 | 0 | 0 | 0 | [5 empty] | 0
FL Zone 2RestaurantsTurnover |  | XXXXXXXX | Yes | Equipment | Energy Star Commercial Glass Door Freezer | One Glass Door Freezer meeting current ENERGY STAR® Standards | One Glass Door Freezer meeting Federal Standards | Commercial | Turnover | Restaurants | FL Zone 2 | Refrigeration | Display cases |  | 0 | Per Unit | [7 empty] | 10820.5523 | 6430.57 | 4389.9823 | 0.40571 |  | 12 |  |  |  | 4389.9823 | [8 empty] | 0 | 0 | 0 | 0 | 0 | 0 | 0 | [5 empty] | 0
FL Zone 2RetailTurnover |  | XXXXXXXX | Yes | Equipment | Energy Star Commercial Glass Door Freezer | One Glass Door Freezer meeting current ENERGY STAR® Standards | One Glass Door Freezer meeting Federal Standards | Commercial | Turnover | Retail | FL Zone 2 | Refrigeration | Display cases |  | 0 | Per Unit | [7 empty] | 10820.5523 | 6430.57 | 4389.9823 | 0.40571 |  | 12 |  |  |  | 4389.9823 | [8 empty] | 0 | 0 | 0 | 0 | 0 | 0 | 0 | [5 empty] | 0
FL Zone 2Schools K-12Turnover |  | XXXXXXXX | Yes | Equipment | Energy Star Commercial Glass Door Freezer | One Glass Door Freezer meeting current ENERGY STAR® Standards | One Glass Door Freezer meeting Federal Standards | Commercial | Turnover | Schools K-12 | FL Zone 2 | Refrigeration | Display cases |  | 0 | Per Unit | [7 empty] | 10820.5523 | 6430.57 | 4389.9823 | 0.40571 |  | 12 |  |  |  | 4389.9823 | [8 empty] | 0 | 0 | 0 | 0 | 0 | 0 | 0 | [5 empty] | 0
FL Zone 2WarehouseTurnover |  | XXXXXXXX | Yes | Equipment | Energy Star Commercial Glass Door Freezer | One Glass Door Freezer meeting current ENERGY STAR® Standards | One Glass Door Freezer meeting Federal Standards | Commercial | Turnover | Warehouse | FL Zone 2 | Refrigeration | Display cases |  | 0 | Per Unit | [7 empty] | 10820.5523 | 6430.57 | 4389.9823 | 0.40571 |  | 12 |  |  |  | 4389.9823 | [8 empty] | 0 | 0 | 0 | 0 | 0 | 0 | 0 | [5 empty] | 0
FL Zone 2AssemblyNew |  | XXXXXXXX | Yes | Equipment | Energy Star Commercial Glass Door Freezer | One Glass Door Freezer meeting current ENERGY STAR® Standards | One Glass Door Freezer meeting Federal Standards | Commercial | New | Assembly | FL Zone 2 | Refrigeration | Display cases |  | 0 | Per Unit | [7 empty] | 10820.5523 | 6430.57 | 4389.9823 | 0.40571 |  | 12 |  |  |  | 4389.9823 | [8 empty] | 0 | 0 | 0 | 0 | 0 | 0 | 0 | [5 empty] | 0
FL Zone 2College and UniversityNew |  | XXXXXXXX | Yes | Equipment | Energy Star Commercial Glass Door Freezer | One Glass Door Freezer meeting current ENERGY STAR® Standards | One Glass Door Freezer meeting Federal Standards | Commercial | New | College and University | FL Zone 2 | Refrigeration | Display cases |  | 0 | Per Unit | [7 empty] | 10820.5523 | 6430.57 | 4389.9823 | 0.40571 |  | 12 |  |  |  | 4389.9823 | [8 empty] | 0 | 0 | 0 | 0 | 0 | 0 | 0 | [5 empty] | 0
FL Zone 2GroceryNew |  | XXXXXXXX | Yes | Equipment | Energy Star Commercial Glass Door Freezer | One Glass Door Freezer meeting current ENERGY STAR® Standards | One Glass Door Freezer meeting Federal Standards | Commercial | New | Grocery | FL Zone 2 | Refrigeration | Display cases |  | 0 | Per Unit | [7 empty] | 10820.5523 | 6430.57 | 4389.9823 | 0.40571 |  | 12 |  |  |  | 4389.9823 | [8 empty] | 0 | 0 | 0 | 0 | 0 | 0 | 0 | [5 empty] | 0
FL Zone 2HealthcareNew |  | XXXXXXXX | Yes | Equipment | Energy Star Commercial Glass Door Freezer | One Glass Door Freezer meeting current ENERGY STAR® Standards | One Glass Door Freezer meeting Federal Standards | Commercial | New | Healthcare | FL Zone 2 | Refrigeration | Display cases |  | 0 | Per Unit | [7 empty] | 10820.5523 | 6430.57 | 4389.9823 | 0.40571 |  | 12 |  |  |  | 4389.9823 | [8 empty] | 0 | 0 | 0 | 0 | 0 | 0 | 0 | [5 empty] | 0
FL Zone 2HospitalsNew |  | XXXXXXXX | Yes | Equipment | Energy Star Commercial Glass Door Freezer | One Glass Door Freezer meeting current ENERGY STAR® Standards | One Glass Door Freezer meeting Federal Standards | Commercial | New | Hospitals | FL Zone 2 | Refrigeration | Display cases |  | 0 | Per Unit | [7 empty] | 10820.5523 | 6430.57 | 4389.9823 | 0.40571 |  | 12 |  |  |  | 4389.9823 | [8 empty] | 0 | 0 | 0 | 0 | 0 | 0 | 0 | [5 empty] | 0
FL Zone 2InstitutionalNew |  | XXXXXXXX | Yes | Equipment | Energy Star Commercial Glass Door Freezer | One Glass Door Freezer meeting current ENERGY STAR® Standards | One Glass Door Freezer meeting Federal Standards | Commercial | New | Institutional | FL Zone 2 | Refrigeration | Display cases |  | 0 | Per Unit | [7 empty] | 10820.5523 | 6430.57 | 4389.9823 | 0.40571 |  | 12 |  |  |  | 4389.9823 | [8 empty] | 0 | 0 | 0 | 0 | 0 | 0 | 0 | [5 empty] | 0
FL Zone 2Lodging/HospitalityNew |  | XXXXXXXX | Yes | Equipment | Energy Star Commercial Glass Door Freezer | One Glass Door Freezer meeting current ENERGY STAR® Standards | One Glass Door Freezer meeting Federal Standards | Commercial | New | Lodging/Hospitality | FL Zone 2 | Refrigeration | Display cases |  | 0 | Per Unit | [7 empty] | 10820.5523 | 6430.57 | 4389.9823 | 0.40571 |  | 12 |  |  |  | 4389.9823 | [8 empty] | 0 | 0 | 0 | 0 | 0 | 0 | 0 | [5 empty] | 0
FL Zone 2MiscellaneousNew |  | XXXXXXXX | Yes | Equipment | Energy Star Commercial Glass Door Freezer | One Glass Door Freezer meeting current ENERGY STAR® Standards | One Glass Door Freezer meeting Federal Standards | Commercial | New | Miscellaneous | FL Zone 2 | Refrigeration | Display cases |  | 0 | Per Unit | [7 empty] | 10820.5523 | 6430.57 | 4389.9823 | 0.40571 |  | 12 |  |  |  | 4389.9823 | [8 empty] | 0 | 0 | 0 | 0 | 0 | 0 | 0 | [5 empty] | 0
FL Zone 2OfficesNew |  | XXXXXXXX | Yes | Equipment | Energy Star Commercial Glass Door Freezer | One Glass Door Freezer meeting current ENERGY STAR® Standards | One Glass Door Freezer meeting Federal Standards | Commercial | New | Offices | FL Zone 2 | Refrigeration | Display cases |  | 0 | Per Unit | [7 empty] | 10820.5523 | 6430.57 | 4389.9823 | 0.40571 |  | 12 |  |  |  | 4389.9823 | [8 empty] | 0 | 0 | 0 | 0 | 0 | 0 | 0 | [5 empty] | 0
FL Zone 2RestaurantsNew |  | XXXXXXXX | Yes | Equipment | Energy Star Commercial Glass Door Freezer | One Glass Door Freezer meeting current ENERGY STAR® Standards | One Glass Door Freezer meeting Federal Standards | Commercial | New | Restaurants | FL Zone 2 | Refrigeration | Display cases |  | 0 | Per Unit | [7 empty] | 10820.5523 | 6430.57 | 4389.9823 | 0.40571 |  | 12 |  |  |  | 4389.9823 | [8 empty] | 0 | 0 | 0 | 0 | 0 | 0 | 0 | [5 empty] | 0
FL Zone 2RetailNew |  | XXXXXXXX | Yes | Equipment | Energy Star Commercial Glass Door Freezer | One Glass Door Freezer meeting current ENERGY STAR® Standards | One Glass Door Freezer meeting Federal Standards | Commercial | New | Retail | FL Zone 2 | Refrigeration | Display cases |  | 0 | Per Unit | [7 empty] | 10820.5523 | 6430.57 | 4389.9823 | 0.40571 |  | 12 |  |  |  | 4389.9823 | [8 empty] | 0 | 0 | 0 | 0 | 0 | 0 | 0 | [5 empty] | 0
FL Zone 2Schools K-12New |  | XXXXXXXX | Yes | Equipment | Energy Star Commercial Glass Door Freezer | One Glass Door Freezer meeting current ENERGY STAR® Standards | One Glass Door Freezer meeting Federal Standards | Commercial | New | Schools K-12 | FL Zone 2 | Refrigeration | Display cases |  | 0 | Per Unit | [7 empty] | 10820.5523 | 6430.57 | 4389.9823 | 0.40571 |  | 12 |  |  |  | 4389.9823 | [8 empty] | 0 | 0 | 0 | 0 | 0 | 0 | 0 | [5 empty] | 0
FL Zone 2WarehouseNew |  | XXXXXXXX | Yes | Equipment | Energy Star Commercial Glass Door Freezer | One Glass Door Freezer meeting current ENERGY STAR® Standards | One Glass Door Freezer meeting Federal Standards | Commercial | New | Warehouse | FL Zone 2 | Refrigeration | Display cases |  | 0 | Per Unit | [7 empty] | 10820.5523 | 6430.57 | 4389.9823 | 0.40571 |  | 12 |  |  |  | 4389.9823 | [8 empty] | 0 | 0 | 0 | 0 | 0 | 0 | 0 | [5 empty] | 0
FL Zone 2AssemblyTurnover |  | XXXXXXXX | Yes | Equipment | Energy Star Commercial Glass Door Refrigerator | One Glass Door Refrigerator meeting current ENERGY STAR® Standards | One Glass Door Refrigerator meeting Federal Standards | Commercial | Turnover | Assembly | FL Zone 2 | Refrigeration | Display cases |  | 0 | Per Unit | [7 empty] | 2436.1825 | 1513.3161 | 922.8665 | 0.37882 |  | 12 |  |  |  | 922.8665 | [8 empty] | 0 | 0 | 0 | 0 | 0 | 0 | 0 | [5 empty] | 0
FL Zone 2College and UniversityTurnover |  | XXXXXXXX | Yes | Equipment | Energy Star Commercial Glass Door Refrigerator | One Glass Door Refrigerator meeting current ENERGY STAR® Standards | One Glass Door Refrigerator meeting Federal Standards | Commercial | Turnover | College and University | FL Zone 2 | Refrigeration | Display cases |  | 0 | Per Unit | [7 empty] | 2436.1825 | 1513.3161 | 922.8665 | 0.37882 |  | 12 |  |  |  | 922.8665 | [8 empty] | 0 | 0 | 0 | 0 | 0 | 0 | 0 | [5 empty] | 0
FL Zone 2GroceryTurnover |  | XXXXXXXX | Yes | Equipment | Energy Star Commercial Glass Door Refrigerator | One Glass Door Refrigerator meeting current ENERGY STAR® Standards | One Glass Door Refrigerator meeting Federal Standards | Commercial | Turnover | Grocery | FL Zone 2 | Refrigeration | Display cases |  | 0 | Per Unit | [7 empty] | 2436.1825 | 1513.3161 | 922.8665 | 0.37882 |  | 12 |  |  |  | 922.8665 | [8 empty] | 0 | 0 | 0 | 0 | 0 | 0 | 0 | [5 empty] | 0
FL Zone 2HealthcareTurnover |  | XXXXXXXX | Yes | Equipment | Energy Star Commercial Glass Door Refrigerator | One Glass Door Refrigerator meeting current ENERGY STAR® Standards | One Glass Door Refrigerator meeting Federal Standards | Commercial | Turnover | Healthcare | FL Zone 2 | Refrigeration | Display cases |  | 0 | Per Unit | [7 empty] | 2436.1825 | 1513.3161 | 922.8665 | 0.37882 |  | 12 |  |  |  | 922.8665 | [8 empty] | 0 | 0 | 0 | 0 | 0 | 0 | 0 | [5 empty] | 0
FL Zone 2HospitalsTurnover |  | XXXXXXXX | Yes | Equipment | Energy Star Commercial Glass Door Refrigerator | One Glass Door Refrigerator meeting current ENERGY STAR® Standards | One Glass Door Refrigerator meeting Federal Standards | Commercial | Turnover | Hospitals | FL Zone 2 | Refrigeration | Display cases |  | 0 | Per Unit | [7 empty] | 2436.1825 | 1513.3161 | 922.8665 | 0.37882 |  | 12 |  |  |  | 922.8665 | [8 empty] | 0 | 0 | 0 | 0 | 0 | 0 | 0 | [5 empty] | 0
FL Zone 2InstitutionalTurnover |  | XXXXXXXX | Yes | Equipment | Energy Star Commercial Glass Door Refrigerator | One Glass Door Refrigerator meeting current ENERGY STAR® Standards | One Glass Door Refrigerator meeting Federal Standards | Commercial | Turnover | Institutional | FL Zone 2 | Refrigeration | Display cases |  | 0 | Per Unit | [7 empty] | 2436.1825 | 1513.3161 | 922.8665 | 0.37882 |  | 12 |  |  |  | 922.8665 | [8 empty] | 0 | 0 | 0 | 0 | 0 | 0 | 0 | [5 empty] | 0
FL Zone 2Lodging/HospitalityTurnover |  | XXXXXXXX | Yes | Equipment | Energy Star Commercial Glass Door Refrigerator | One Glass Door Refrigerator meeting current ENERGY STAR® Standards | One Glass Door Refrigerator meeting Federal Standards | Commercial | Turnover | Lodging/Hospitality | FL Zone 2 | Refrigeration | Display cases |  | 0 | Per Unit | [7 empty] | 2436.1825 | 1513.3161 | 922.8665 | 0.37882 |  | 12 |  |  |  | 922.8665 | [8 empty] | 0 | 0 | 0 | 0 | 0 | 0 | 0 | [5 empty] | 0
FL Zone 2MiscellaneousTurnover |  | XXXXXXXX | Yes | Equipment | Energy Star Commercial Glass Door Refrigerator | One Glass Door Refrigerator meeting current ENERGY STAR® Standards | One Glass Door Refrigerator meeting Federal Standards | Commercial | Turnover | Miscellaneous | FL Zone 2 | Refrigeration | Display cases |  | 0 | Per Unit | [7 empty] | 2436.1825 | 1513.3161 | 922.8665 | 0.37882 |  | 12 |  |  |  | 922.8665 | [8 empty] | 0 | 0 | 0 | 0 | 0 | 0 | 0 | [5 empty] | 0
FL Zone 2OfficesTurnover |  | XXXXXXXX | Yes | Equipment | Energy Star Commercial Glass Door Refrigerator | One Glass Door Refrigerator meeting current ENERGY STAR® Standards | One Glass Door Refrigerator meeting Federal Standards | Commercial | Turnover | Offices | FL Zone 2 | Refrigeration | Display cases |  | 0 | Per Unit | [7 empty] | 2436.1825 | 1513.3161 | 922.8665 | 0.37882 |  | 12 |  |  |  | 922.8665 | [8 empty] | 0 | 0 | 0 | 0 | 0 | 0 | 0 | [5 empty] | 0
FL Zone 2RestaurantsTurnover |  | XXXXXXXX | Yes | Equipment | Energy Star Commercial Glass Door Refrigerator | One Glass Door Refrigerator meeting current ENERGY STAR® Standards | One Glass Door Refrigerator meeting Federal Standards | Commercial | Turnover | Restaurants | FL Zone 2 | Refrigeration | Display cases |  | 0 | Per Unit | [7 empty] | 2436.1825 | 1513.3161 | 922.8665 | 0.37882 |  | 12 |  |  |  | 922.8665 | [8 empty] | 0 | 0 | 0 | 0 | 0 | 0 | 0 | [5 empty] | 0
FL Zone 2RetailTurnover |  | XXXXXXXX | Yes | Equipment | Energy Star Commercial Glass Door Refrigerator | One Glass Door Refrigerator meeting current ENERGY STAR® Standards | One Glass Door Refrigerator meeting Federal Standards | Commercial | Turnover | Retail | FL Zone 2 | Refrigeration | Display cases |  | 0 | Per Unit | [7 empty] | 2436.1825 | 1513.3161 | 922.8665 | 0.37882 |  | 12 |  |  |  | 922.8665 | [8 empty] | 0 | 0 | 0 | 0 | 0 | 0 | 0 | [5 empty] | 0
FL Zone 2Schools K-12Turnover |  | XXXXXXXX | Yes | Equipment | Energy Star Commercial Glass Door Refrigerator | One Glass Door Refrigerator meeting current ENERGY STAR® Standards | One Glass Door Refrigerator meeting Federal Standards | Commercial | Turnover | Schools K-12 | FL Zone 2 | Refrigeration | Display cases |  | 0 | Per Unit | [7 empty] | 2436.1825 | 1513.3161 | 922.8665 | 0.37882 |  | 12 |  |  |  | 922.8665 | [8 empty] | 0 | 0 | 0 | 0 | 0 | 0 | 0 | [5 empty] | 0
FL Zone 2WarehouseTurnover |  | XXXXXXXX | Yes | Equipment | Energy Star Commercial Glass Door Refrigerator | One Glass Door Refrigerator meeting current ENERGY STAR® Standards | One Glass Door Refrigerator meeting Federal Standards | Commercial | Turnover | Warehouse | FL Zone 2 | Refrigeration | Display cases |  | 0 | Per Unit | [7 empty] | 2436.1825 | 1513.3161 | 922.8665 | 0.37882 |  | 12 |  |  |  | 922.8665 | [8 empty] | 0 | 0 | 0 | 0 | 0 | 0 | 0 | [5 empty] | 0
FL Zone 2AssemblyNew |  | XXXXXXXX | Yes | Equipment | Energy Star Commercial Glass Door Refrigerator | One Glass Door Refrigerator meeting current ENERGY STAR® Standards | One Glass Door Refrigerator meeting Federal Standards | Commercial | New | Assembly | FL Zone 2 | Refrigeration | Display cases |  | 0 | Per Unit | [7 empty] | 2436.1825 | 1513.3161 | 922.8665 | 0.37882 |  | 12 |  |  |  | 922.8665 | [8 empty] | 0 | 0 | 0 | 0 | 0 | 0 | 0 | [5 empty] | 0
FL Zone 2College and UniversityNew |  | XXXXXXXX | Yes | Equipment | Energy Star Commercial Glass Door Refrigerator | One Glass Door Refrigerator meeting current ENERGY STAR® Standards | One Glass Door Refrigerator meeting Federal Standards | Commercial | New | College and University | FL Zone 2 | Refrigeration | Display cases |  | 0 | Per Unit | [7 empty] | 2436.1825 | 1513.3161 | 922.8665 | 0.37882 |  | 12 |  |  |  | 922.8665 | [8 empty] | 0 | 0 | 0 | 0 | 0 | 0 | 0 | [5 empty] | 0
FL Zone 2GroceryNew |  | XXXXXXXX | Yes | Equipment | Energy Star Commercial Glass Door Refrigerator | One Glass Door Refrigerator meeting current ENERGY STAR® Standards | One Glass Door Refrigerator meeting Federal Standards | Commercial | New | Grocery | FL Zone 2 | Refrigeration | Display cases |  | 0 | Per Unit | [7 empty] | 2436.1825 | 1513.3161 | 922.8665 | 0.37882 |  | 12 |  |  |  | 922.8665 | [8 empty] | 0 | 0 | 0 | 0 | 0 | 0 | 0 | [5 empty] | 0
FL Zone 2HealthcareNew |  | XXXXXXXX | Yes | Equipment | Energy Star Commercial Glass Door Refrigerator | One Glass Door Refrigerator meeting current ENERGY STAR® Standards | One Glass Door Refrigerator meeting Federal Standards | Commercial | New | Healthcare | FL Zone 2 | Refrigeration | Display cases |  | 0 | Per Unit | [7 empty] | 2436.1825 | 1513.3161 | 922.8665 | 0.37882 |  | 12 |  |  |  | 922.8665 | [8 empty] | 0 | 0 | 0 | 0 | 0 | 0 | 0 | [5 empty] | 0
FL Zone 2HospitalsNew |  | XXXXXXXX | Yes | Equipment | Energy Star Commercial Glass Door Refrigerator | One Glass Door Refrigerator meeting current ENERGY STAR® Standards | One Glass Door Refrigerator meeting Federal Standards | Commercial | New | Hospitals | FL Zone 2 | Refrigeration | Display cases |  | 0 | Per Unit | [7 empty] | 2436.1825 | 1513.3161 | 922.8665 | 0.37882 |  | 12 |  |  |  | 922.8665 | [8 empty] | 0 | 0 | 0 | 0 | 0 | 0 | 0 | [5 empty] | 0
FL Zone 2InstitutionalNew |  | XXXXXXXX | Yes | Equipment | Energy Star Commercial Glass Door Refrigerator | One Glass Door Refrigerator meeting current ENERGY STAR® Standards | One Glass Door Refrigerator meeting Federal Standards | Commercial | New | Institutional | FL Zone 2 | Refrigeration | Display cases |  | 0 | Per Unit | [7 empty] | 2436.1825 | 1513.3161 | 922.8665 | 0.37882 |  | 12 |  |  |  | 922.8665 | [8 empty] | 0 | 0 | 0 | 0 | 0 | 0 | 0 | [5 empty] | 0
FL Zone 2Lodging/HospitalityNew |  | XXXXXXXX | Yes | Equipment | Energy Star Commercial Glass Door Refrigerator | One Glass Door Refrigerator meeting current ENERGY STAR® Standards | One Glass Door Refrigerator meeting Federal Standards | Commercial | New | Lodging/Hospitality | FL Zone 2 | Refrigeration | Display cases |  | 0 | Per Unit | [7 empty] | 2436.1825 | 1513.3161 | 922.8665 | 0.37882 |  | 12 |  |  |  | 922.8665 | [8 empty] | 0 | 0 | 0 | 0 | 0 | 0 | 0 | [5 empty] | 0
FL Zone 2MiscellaneousNew |  | XXXXXXXX | Yes | Equipment | Energy Star Commercial Glass Door Refrigerator | One Glass Door Refrigerator meeting current ENERGY STAR® Standards | One Glass Door Refrigerator meeting Federal Standards | Commercial | New | Miscellaneous | FL Zone 2 | Refrigeration | Display cases |  | 0 | Per Unit | [7 empty] | 2436.1825 | 1513.3161 | 922.8665 | 0.37882 |  | 12 |  |  |  | 922.8665 | [8 empty] | 0 | 0 | 0 | 0 | 0 | 0 | 0 | [5 empty] | 0
FL Zone 2OfficesNew |  | XXXXXXXX | Yes | Equipment | Energy Star Commercial Glass Door Refrigerator | One Glass Door Refrigerator meeting current ENERGY STAR® Standards | One Glass Door Refrigerator meeting Federal Standards | Commercial | New | Offices | FL Zone 2 | Refrigeration | Display cases |  | 0 | Per Unit | [7 empty] | 2436.1825 | 1513.3161 | 922.8665 | 0.37882 |  | 12 |  |  |  | 922.8665 | [8 empty] | 0 | 0 | 0 | 0 | 0 | 0 | 0 | [5 empty] | 0
FL Zone 2RestaurantsNew |  | XXXXXXXX | Yes | Equipment | Energy Star Commercial Glass Door Refrigerator | One Glass Door Refrigerator meeting current ENERGY STAR® Standards | One Glass Door Refrigerator meeting Federal Standards | Commercial | New | Restaurants | FL Zone 2 | Refrigeration | Display cases |  | 0 | Per Unit | [7 empty] | 2436.1825 | 1513.3161 | 922.8665 | 0.37882 |  | 12 |  |  |  | 922.8665 | [8 empty] | 0 | 0 | 0 | 0 | 0 | 0 | 0 | [5 empty] | 0
FL Zone 2RetailNew |  | XXXXXXXX | Yes | Equipment | Energy Star Commercial Glass Door Refrigerator | One Glass Door Refrigerator meeting current ENERGY STAR® Standards | One Glass Door Refrigerator meeting Federal Standards | Commercial | New | Retail | FL Zone 2 | Refrigeration | Display cases |  | 0 | Per Unit | [7 empty] | 2436.1825 | 1513.3161 | 922.8665 | 0.37882 |  | 12 |  |  |  | 922.8665 | [8 empty] | 0 | 0 | 0 | 0 | 0 | 0 | 0 | [5 empty] | 0
FL Zone 2Schools K-12New |  | XXXXXXXX | Yes | Equipment | Energy Star Commercial Glass Door Refrigerator | One Glass Door Refrigerator meeting current ENERGY STAR® Standards | One Glass Door Refrigerator meeting Federal Standards | Commercial | New | Schools K-12 | FL Zone 2 | Refrigeration | Display cases |  | 0 | Per Unit | [7 empty] | 2436.1825 | 1513.3161 | 922.8665 | 0.37882 |  | 12 |  |  |  | 922.8665 | [8 empty] | 0 | 0 | 0 | 0 | 0 | 0 | 0 | [5 empty] | 0
FL Zone 2WarehouseNew |  | XXXXXXXX | Yes | Equipment | Energy Star Commercial Glass Door Refrigerator | One Glass Door Refrigerator meeting current ENERGY STAR® Standards | One Glass Door Refrigerator meeting Federal Standards | Commercial | New | Warehouse | FL Zone 2 | Refrigeration | Display cases |  | 0 | Per Unit | [7 empty] | 2436.1825 | 1513.3161 | 922.8665 | 0.37882 |  | 12 |  |  |  | 922.8665 | [8 empty] | 0 | 0 | 0 | 0 | 0 | 0 | 0 | [5 empty] | 0
FL Zone 2AssemblyTurnover |  | XXXXXXXX | Yes | Equipment | Energy Star Commercial Oven | One 12-Pan Combination Oven meeting current ENERGY STAR® Standards | One Standard Economy-Grade 12-Pan Combination Oven | Commercial | Turnover | Assembly | FL Zone 2 | Cooking | Oven |  | 0 | Per Unit | [7 empty] | 18282 | 11914 | 6368 | 0.34832 |  | 12 |  |  |  | 6368 | [8 empty] | 0 | 0 | 0 | 0 | 0 | 0 | 0 | [5 empty] | 0
FL Zone 2College and UniversityTurnover |  | XXXXXXXX | Yes | Equipment | Energy Star Commercial Oven | One 12-Pan Combination Oven meeting current ENERGY STAR® Standards | One Standard Economy-Grade 12-Pan Combination Oven | Commercial | Turnover | College and University | FL Zone 2 | Cooking | Oven |  | 0 | Per Unit | [7 empty] | 18282 | 11914 | 6368 | 0.34832 |  | 12 |  |  |  | 6368 | [8 empty] | 0 | 0 | 0 | 0 | 0 | 0 | 0 | [5 empty] | 0
FL Zone 2GroceryTurnover |  | XXXXXXXX | Yes | Equipment | Energy Star Commercial Oven | One 12-Pan Combination Oven meeting current ENERGY STAR® Standards | One Standard Economy-Grade 12-Pan Combination Oven | Commercial | Turnover | Grocery | FL Zone 2 | Cooking | Oven |  | 0 | Per Unit | [7 empty] | 18282 | 11914 | 6368 | 0.34832 |  | 12 |  |  |  | 6368 | [8 empty] | 0 | 0 | 0 | 0 | 0 | 0 | 0 | [5 empty] | 0
FL Zone 2HealthcareTurnover |  | XXXXXXXX | Yes | Equipment | Energy Star Commercial Oven | One 12-Pan Combination Oven meeting current ENERGY STAR® Standards | One Standard Economy-Grade 12-Pan Combination Oven | Commercial | Turnover | Healthcare | FL Zone 2 | Cooking | Oven |  | 0 | Per Unit | [7 empty] | 18282 | 11914 | 6368 | 0.34832 |  | 12 |  |  |  | 6368 | [8 empty] | 0 | 0 | 0 | 0 | 0 | 0 | 0 | [5 empty] | 0
FL Zone 2HospitalsTurnover |  | XXXXXXXX | Yes | Equipment | Energy Star Commercial Oven | One 12-Pan Combination Oven meeting current ENERGY STAR® Standards | One Standard Economy-Grade 12-Pan Combination Oven | Commercial | Turnover | Hospitals | FL Zone 2 | Cooking | Oven |  | 0 | Per Unit | [7 empty] | 18282 | 11914 | 6368 | 0.34832 |  | 12 |  |  |  | 6368 | [8 empty] | 0 | 0 | 0 | 0 | 0 | 0 | 0 | [5 empty] | 0
FL Zone 2InstitutionalTurnover |  | XXXXXXXX | Yes | Equipment | Energy Star Commercial Oven | One 12-Pan Combination Oven meeting current ENERGY STAR® Standards | One Standard Economy-Grade 12-Pan Combination Oven | Commercial | Turnover | Institutional | FL Zone 2 | Cooking | Oven |  | 0 | Per Unit | [7 empty] | 18282 | 11914 | 6368 | 0.34832 |  | 12 |  |  |  | 6368 | [8 empty] | 0 | 0 | 0 | 0 | 0 | 0 | 0 | [5 empty] | 0
FL Zone 2Lodging/HospitalityTurnover |  | XXXXXXXX | Yes | Equipment | Energy Star Commercial Oven | One 12-Pan Combination Oven meeting current ENERGY STAR® Standards | One Standard Economy-Grade 12-Pan Combination Oven | Commercial | Turnover | Lodging/Hospitality | FL Zone 2 | Cooking | Oven |  | 0 | Per Unit | [7 empty] | 18282 | 11914 | 6368 | 0.34832 |  | 12 |  |  |  | 6368 | [8 empty] | 0 | 0 | 0 | 0 | 0 | 0 | 0 | [5 empty] | 0
FL Zone 2MiscellaneousTurnover |  | XXXXXXXX | Yes | Equipment | Energy Star Commercial Oven | One 12-Pan Combination Oven meeting current ENERGY STAR® Standards | One Standard Economy-Grade 12-Pan Combination Oven | Commercial | Turnover | Miscellaneous | FL Zone 2 | Cooking | Oven |  | 0 | Per Unit | [7 empty] | 18282 | 11914 | 6368 | 0.34832 |  | 12 |  |  |  | 6368 | [8 empty] | 0 | 0 | 0 | 0 | 0 | 0 | 0 | [5 empty] | 0
FL Zone 2OfficesTurnover |  | XXXXXXXX | Yes | Equipment | Energy Star Commercial Oven | One 12-Pan Combination Oven meeting current ENERGY STAR® Standards | One Standard Economy-Grade 12-Pan Combination Oven | Commercial | Turnover | Offices | FL Zone 2 | Cooking | Oven |  | 0 | Per Unit | [7 empty] | 18282 | 11914 | 6368 | 0.34832 |  | 12 |  |  |  | 6368 | [8 empty] | 0 | 0 | 0 | 0 | 0 | 0 | 0 | [5 empty] | 0
FL Zone 2RestaurantsTurnover |  | XXXXXXXX | Yes | Equipment | Energy Star Commercial Oven | One 12-Pan Combination Oven meeting current ENERGY STAR® Standards | One Standard Economy-Grade 12-Pan Combination Oven | Commercial | Turnover | Restaurants | FL Zone 2 | Cooking | Oven |  | 0 | Per Unit | [7 empty] | 18282 | 11914 | 6368 | 0.34832 |  | 12 |  |  |  | 6368 | [8 empty] | 0 | 0 | 0 | 0 | 0 | 0 | 0 | [5 empty] | 0
FL Zone 2RetailTurnover |  | XXXXXXXX | Yes | Equipment | Energy Star Commercial Oven | One 12-Pan Combination Oven meeting current ENERGY STAR® Standards | One Standard Economy-Grade 12-Pan Combination Oven | Commercial | Turnover | Retail | FL Zone 2 | Cooking | Oven |  | 0 | Per Unit | [7 empty] | 18282 | 11914 | 6368 | 0.34832 |  | 12 |  |  |  | 6368 | [8 empty] | 0 | 0 | 0 | 0 | 0 | 0 | 0 | [5 empty] | 0
FL Zone 2Schools K-12Turnover |  | XXXXXXXX | Yes | Equipment | Energy Star Commercial Oven | One 12-Pan Combination Oven meeting current ENERGY STAR® Standards | One Standard Economy-Grade 12-Pan Combination Oven | Commercial | Turnover | Schools K-12 | FL Zone 2 | Cooking | Oven |  | 0 | Per Unit | [7 empty] | 18282 | 11914 | 6368 | 0.34832 |  | 12 |  |  |  | 6368 | [8 empty] | 0 | 0 | 0 | 0 | 0 | 0 | 0 | [5 empty] | 0
FL Zone 2WarehouseTurnover |  | XXXXXXXX | Yes | Equipment | Energy Star Commercial Oven | One 12-Pan Combination Oven meeting current ENERGY STAR® Standards | One Standard Economy-Grade 12-Pan Combination Oven | Commercial | Turnover | Warehouse | FL Zone 2 | Cooking | Oven |  | 0 | Per Unit | [7 empty] | 18282 | 11914 | 6368 | 0.34832 |  | 12 |  |  |  | 6368 | [8 empty] | 0 | 0 | 0 | 0 | 0 | 0 | 0 | [5 empty] | 0
FL Zone 2AssemblyNew |  | XXXXXXXX | Yes | Equipment | Energy Star Commercial Oven | One 12-Pan Combination Oven meeting current ENERGY STAR® Standards | One Standard Economy-Grade 12-Pan Combination Oven | Commercial | New | Assembly | FL Zone 2 | Cooking | Oven |  | 0 | Per Unit | [7 empty] | 18282 | 11914 | 6368 | 0.34832 |  | 12 |  |  |  | 6368 | [8 empty] | 0 | 0 | 0 | 0 | 0 | 0 | 0 | [5 empty] | 0
FL Zone 2College and UniversityNew |  | XXXXXXXX | Yes | Equipment | Energy Star Commercial Oven | One 12-Pan Combination Oven meeting current ENERGY STAR® Standards | One Standard Economy-Grade 12-Pan Combination Oven | Commercial | New | College and University | FL Zone 2 | Cooking | Oven |  | 0 | Per Unit | [7 empty] | 18282 | 11914 | 6368 | 0.34832 |  | 12 |  |  |  | 6368 | [8 empty] | 0 | 0 | 0 | 0 | 0 | 0 | 0 | [5 empty] | 0
FL Zone 2GroceryNew |  | XXXXXXXX | Yes | Equipment | Energy Star Commercial Oven | One 12-Pan Combination Oven meeting current ENERGY STAR® Standards | One Standard Economy-Grade 12-Pan Combination Oven | Commercial | New | Grocery | FL Zone 2 | Cooking | Oven |  | 0 | Per Unit | [7 empty] | 18282 | 11914 | 6368 | 0.34832 |  | 12 |  |  |  | 6368 | [8 empty] | 0 | 0 | 0 | 0 | 0 | 0 | 0 | [5 empty] | 0
FL Zone 2HealthcareNew |  | XXXXXXXX | Yes | Equipment | Energy Star Commercial Oven | One 12-Pan Combination Oven meeting current ENERGY STAR® Standards | One Standard Economy-Grade 12-Pan Combination Oven | Commercial | New | Healthcare | FL Zone 2 | Cooking | Oven |  | 0 | Per Unit | [7 empty] | 18282 | 11914 | 6368 | 0.34832 |  | 12 |  |  |  | 6368 | [8 empty] | 0 | 0 | 0 | 0 | 0 | 0 | 0 | [5 empty] | 0
FL Zone 2HospitalsNew |  | XXXXXXXX | Yes | Equipment | Energy Star Commercial Oven | One 12-Pan Combination Oven meeting current ENERGY STAR® Standards | One Standard Economy-Grade 12-Pan Combination Oven | Commercial | New | Hospitals | FL Zone 2 | Cooking | Oven |  | 0 | Per Unit | [7 empty] | 18282 | 11914 | 6368 | 0.34832 |  | 12 |  |  |  | 6368 | [8 empty] | 0 | 0 | 0 | 0 | 0 | 0 | 0 | [5 empty] | 0
FL Zone 2InstitutionalNew |  | XXXXXXXX | Yes | Equipment | Energy Star Commercial Oven | One 12-Pan Combination Oven meeting current ENERGY STAR® Standards | One Standard Economy-Grade 12-Pan Combination Oven | Commercial | New | Institutional | FL Zone 2 | Cooking | Oven |  | 0 | Per Unit | [7 empty] | 18282 | 11914 | 6368 | 0.34832 |  | 12 |  |  |  | 6368 | [8 empty] | 0 | 0 | 0 | 0 | 0 | 0 | 0 | [5 empty] | 0
FL Zone 2Lodging/HospitalityNew |  | XXXXXXXX | Yes | Equipment | Energy Star Commercial Oven | One 12-Pan Combination Oven meeting current ENERGY STAR® Standards | One Standard Economy-Grade 12-Pan Combination Oven | Commercial | New | Lodging/Hospitality | FL Zone 2 | Cooking | Oven |  | 0 | Per Unit | [7 empty] | 18282 | 11914 | 6368 | 0.34832 |  | 12 |  |  |  | 6368 | [8 empty] | 0 | 0 | 0 | 0 | 0 | 0 | 0 | [5 empty] | 0
FL Zone 2MiscellaneousNew |  | XXXXXXXX | Yes | Equipment | Energy Star Commercial Oven | One 12-Pan Combination Oven meeting current ENERGY STAR® Standards | One Standard Economy-Grade 12-Pan Combination Oven | Commercial | New | Miscellaneous | FL Zone 2 | Cooking | Oven |  | 0 | Per Unit | [7 empty] | 18282 | 11914 | 6368 | 0.34832 |  | 12 |  |  |  | 6368 | [8 empty] | 0 | 0 | 0 | 0 | 0 | 0 | 0 | [5 empty] | 0
FL Zone 2OfficesNew |  | XXXXXXXX | Yes | Equipment | Energy Star Commercial Oven | One 12-Pan Combination Oven meeting current ENERGY STAR® Standards | One Standard Economy-Grade 12-Pan Combination Oven | Commercial | New | Offices | FL Zone 2 | Cooking | Oven |  | 0 | Per Unit | [7 empty] | 18282 | 11914 | 6368 | 0.34832 |  | 12 |  |  |  | 6368 | [8 empty] | 0 | 0 | 0 | 0 | 0 | 0 | 0 | [5 empty] | 0
FL Zone 2RestaurantsNew |  | XXXXXXXX | Yes | Equipment | Energy Star Commercial Oven | One 12-Pan Combination Oven meeting current ENERGY STAR® Standards | One Standard Economy-Grade 12-Pan Combination Oven | Commercial | New | Restaurants | FL Zone 2 | Cooking | Oven |  | 0 | Per Unit | [7 empty] | 18282 | 11914 | 6368 | 0.34832 |  | 12 |  |  |  | 6368 | [8 empty] | 0 | 0 | 0 | 0 | 0 | 0 | 0 | [5 empty] | 0
FL Zone 2RetailNew |  | XXXXXXXX | Yes | Equipment | Energy Star Commercial Oven | One 12-Pan Combination Oven meeting current ENERGY STAR® Standards | One Standard Economy-Grade 12-Pan Combination Oven | Commercial | New | Retail | FL Zone 2 | Cooking | Oven |  | 0 | Per Unit | [7 empty] | 18282 | 11914 | 6368 | 0.34832 |  | 12 |  |  |  | 6368 | [8 empty] | 0 | 0 | 0 | 0 | 0 | 0 | 0 | [5 empty] | 0
FL Zone 2Schools K-12New |  | XXXXXXXX | Yes | Equipment | Energy Star Commercial Oven | One 12-Pan Combination Oven meeting current ENERGY STAR® Standards | One Standard Economy-Grade 12-Pan Combination Oven | Commercial | New | Schools K-12 | FL Zone 2 | Cooking | Oven |  | 0 | Per Unit | [7 empty] | 18282 | 11914 | 6368 | 0.34832 |  | 12 |  |  |  | 6368 | [8 empty] | 0 | 0 | 0 | 0 | 0 | 0 | 0 | [5 empty] | 0
FL Zone 2WarehouseNew |  | XXXXXXXX | Yes | Equipment | Energy Star Commercial Oven | One 12-Pan Combination Oven meeting current ENERGY STAR® Standards | One Standard Economy-Grade 12-Pan Combination Oven | Commercial | New | Warehouse | FL Zone 2 | Cooking | Oven |  | 0 | Per Unit | [7 empty] | 18282 | 11914 | 6368 | 0.34832 |  | 12 |  |  |  | 6368 | [8 empty] | 0 | 0 | 0 | 0 | 0 | 0 | 0 | [5 empty] | 0
FL Zone 2AssemblyTurnover |  | XXXXXXXX | Yes | Equipment | Energy Star Commercial Solid Door Freezer | One Solid Door Freezer meeting current ENERGY STAR® Standards | One Solid Door Freezer meeting Federal Standards | Commercial | Turnover | Assembly | FL Zone 2 | Refrigeration | Display cases |  | 0 | Per Unit | [7 empty] | 6015.1469 | 3482.1 | 2533.0469 | 0.42111 |  | 12 |  |  |  | 2533.0469 | [8 empty] | 0 | 0 | 0 | 0 | 0 | 0 | 0 | [5 empty] | 0
FL Zone 2College and UniversityTurnover |  | XXXXXXXX | Yes | Equipment | Energy Star Commercial Solid Door Freezer | One Solid Door Freezer meeting current ENERGY STAR® Standards | One Solid Door Freezer meeting Federal Standards | Commercial | Turnover | College and University | FL Zone 2 | Refrigeration | Display cases |  | 0 | Per Unit | [7 empty] | 6015.1469 | 3482.1 | 2533.0469 | 0.42111 |  | 12 |  |  |  | 2533.0469 | [8 empty] | 0 | 0 | 0 | 0 | 0 | 0 | 0 | [5 empty] | 0
FL Zone 2GroceryTurnover |  | XXXXXXXX | Yes | Equipment | Energy Star Commercial Solid Door Freezer | One Solid Door Freezer meeting current ENERGY STAR® Standards | One Solid Door Freezer meeting Federal Standards | Commercial | Turnover | Grocery | FL Zone 2 | Refrigeration | Display cases |  | 0 | Per Unit | [7 empty] | 6015.1469 | 3482.1 | 2533.0469 | 0.42111 |  | 12 |  |  |  | 2533.0469 | [8 empty] | 0 | 0 | 0 | 0 | 0 | 0 | 0 | [5 empty] | 0
FL Zone 2HealthcareTurnover |  | XXXXXXXX | Yes | Equipment | Energy Star Commercial Solid Door Freezer | One Solid Door Freezer meeting current ENERGY STAR® Standards | One Solid Door Freezer meeting Federal Standards | Commercial | Turnover | Healthcare | FL Zone 2 | Refrigeration | Display cases |  | 0 | Per Unit | [7 empty] | 6015.1469 | 3482.1 | 2533.0469 | 0.42111 |  | 12 |  |  |  | 2533.0469 | [8 empty] | 0 | 0 | 0 | 0 | 0 | 0 | 0 | [5 empty] | 0
FL Zone 2HospitalsTurnover |  | XXXXXXXX | Yes | Equipment | Energy Star Commercial Solid Door Freezer | One Solid Door Freezer meeting current ENERGY STAR® Standards | One Solid Door Freezer meeting Federal Standards | Commercial | Turnover | Hospitals | FL Zone 2 | Refrigeration | Display cases |  | 0 | Per Unit | [7 empty] | 6015.1469 | 3482.1 | 2533.0469 | 0.42111 |  | 12 |  |  |  | 2533.0469 | [8 empty] | 0 | 0 | 0 | 0 | 0 | 0 | 0 | [5 empty] | 0
FL Zone 2InstitutionalTurnover |  | XXXXXXXX | Yes | Equipment | Energy Star Commercial Solid Door Freezer | One Solid Door Freezer meeting current ENERGY STAR® Standards | One Solid Door Freezer meeting Federal Standards | Commercial | Turnover | Institutional | FL Zone 2 | Refrigeration | Display cases |  | 0 | Per Unit | [7 empty] | 6015.1469 | 3482.1 | 2533.0469 | 0.42111 |  | 12 |  |  |  | 2533.0469 | [8 empty] | 0 | 0 | 0 | 0 | 0 | 0 | 0 | [5 empty] | 0
FL Zone 2Lodging/HospitalityTurnover |  | XXXXXXXX | Yes | Equipment | Energy Star Commercial Solid Door Freezer | One Solid Door Freezer meeting current ENERGY STAR® Standards | One Solid Door Freezer meeting Federal Standards | Commercial | Turnover | Lodging/Hospitality | FL Zone 2 | Refrigeration | Display cases |  | 0 | Per Unit | [7 empty] | 6015.1469 | 3482.1 | 2533.0469 | 0.42111 |  | 12 |  |  |  | 2533.0469 | [8 empty] | 0 | 0 | 0 | 0 | 0 | 0 | 0 | [5 empty] | 0
FL Zone 2MiscellaneousTurnover |  | XXXXXXXX | Yes | Equipment | Energy Star Commercial Solid Door Freezer | One Solid Door Freezer meeting current ENERGY STAR® Standards | One Solid Door Freezer meeting Federal Standards | Commercial | Turnover | Miscellaneous | FL Zone 2 | Refrigeration | Display cases |  | 0 | Per Unit | [7 empty] | 6015.1469 | 3482.1 | 2533.0469 | 0.42111 |  | 12 |  |  |  | 2533.0469 | [8 empty] | 0 | 0 | 0 | 0 | 0 | 0 | 0 | [5 empty] | 0
FL Zone 2OfficesTurnover |  | XXXXXXXX | Yes | Equipment | Energy Star Commercial Solid Door Freezer | One Solid Door Freezer meeting current ENERGY STAR® Standards | One Solid Door Freezer meeting Federal Standards | Commercial | Turnover | Offices | FL Zone 2 | Refrigeration | Display cases |  | 0 | Per Unit | [7 empty] | 6015.1469 | 3482.1 | 2533.0469 | 0.42111 |  | 12 |  |  |  | 2533.0469 | [8 empty] | 0 | 0 | 0 | 0 | 0 | 0 | 0 | [5 empty] | 0
FL Zone 2RestaurantsTurnover |  | XXXXXXXX | Yes | Equipment | Energy Star Commercial Solid Door Freezer | One Solid Door Freezer meeting current ENERGY STAR® Standards | One Solid Door Freezer meeting Federal Standards | Commercial | Turnover | Restaurants | FL Zone 2 | Refrigeration | Display cases |  | 0 | Per Unit | [7 empty] | 6015.1469 | 3482.1 | 2533.0469 | 0.42111 |  | 12 |  |  |  | 2533.0469 | [8 empty] | 0 | 0 | 0 | 0 | 0 | 0 | 0 | [5 empty] | 0
FL Zone 2RetailTurnover |  | XXXXXXXX | Yes | Equipment | Energy Star Commercial Solid Door Freezer | One Solid Door Freezer meeting current ENERGY STAR® Standards | One Solid Door Freezer meeting Federal Standards | Commercial | Turnover | Retail | FL Zone 2 | Refrigeration | Display cases |  | 0 | Per Unit | [7 empty] | 6015.1469 | 3482.1 | 2533.0469 | 0.42111 |  | 12 |  |  |  | 2533.0469 | [8 empty] | 0 | 0 | 0 | 0 | 0 | 0 | 0 | [5 empty] | 0
FL Zone 2Schools K-12Turnover |  | XXXXXXXX | Yes | Equipment | Energy Star Commercial Solid Door Freezer | One Solid Door Freezer meeting current ENERGY STAR® Standards | One Solid Door Freezer meeting Federal Standards | Commercial | Turnover | Schools K-12 | FL Zone 2 | Refrigeration | Display cases |  | 0 | Per Unit | [7 empty] | 6015.1469 | 3482.1 | 2533.0469 | 0.42111 |  | 12 |  |  |  | 2533.0469 | [8 empty] | 0 | 0 | 0 | 0 | 0 | 0 | 0 | [5 empty] | 0
FL Zone 2WarehouseTurnover |  | XXXXXXXX | Yes | Equipment | Energy Star Commercial Solid Door Freezer | One Solid Door Freezer meeting current ENERGY STAR® Standards | One Solid Door Freezer meeting Federal Standards | Commercial | Turnover | Warehouse | FL Zone 2 | Refrigeration | Display cases |  | 0 | Per Unit | [7 empty] | 6015.1469 | 3482.1 | 2533.0469 | 0.42111 |  | 12 |  |  |  | 2533.0469 | [8 empty] | 0 | 0 | 0 | 0 | 0 | 0 | 0 | [5 empty] | 0
FL Zone 2AssemblyNew |  | XXXXXXXX | Yes | Equipment | Energy Star Commercial Solid Door Freezer | One Solid Door Freezer meeting current ENERGY STAR® Standards | One Solid Door Freezer meeting Federal Standards | Commercial | New | Assembly | FL Zone 2 | Refrigeration | Display cases |  | 0 | Per Unit | [7 empty] | 6015.1469 | 3482.1 | 2533.0469 | 0.42111 |  | 12 |  |  |  | 2533.0469 | [8 empty] | 0 | 0 | 0 | 0 | 0 | 0 | 0 | [5 empty] | 0
FL Zone 2College and UniversityNew |  | XXXXXXXX | Yes | Equipment | Energy Star Commercial Solid Door Freezer | One Solid Door Freezer meeting current ENERGY STAR® Standards | One Solid Door Freezer meeting Federal Standards | Commercial | New | College and University | FL Zone 2 | Refrigeration | Display cases |  | 0 | Per Unit | [7 empty] | 6015.1469 | 3482.1 | 2533.0469 | 0.42111 |  | 12 |  |  |  | 2533.0469 | [8 empty] | 0 | 0 | 0 | 0 | 0 | 0 | 0 | [5 empty] | 0
FL Zone 2GroceryNew |  | XXXXXXXX | Yes | Equipment | Energy Star Commercial Solid Door Freezer | One Solid Door Freezer meeting current ENERGY STAR® Standards | One Solid Door Freezer meeting Federal Standards | Commercial | New | Grocery | FL Zone 2 | Refrigeration | Display cases |  | 0 | Per Unit | [7 empty] | 6015.1469 | 3482.1 | 2533.0469 | 0.42111 |  | 12 |  |  |  | 2533.0469 | [8 empty] | 0 | 0 | 0 | 0 | 0 | 0 | 0 | [5 empty] | 0
FL Zone 2HealthcareNew |  | XXXXXXXX | Yes | Equipment | Energy Star Commercial Solid Door Freezer | One Solid Door Freezer meeting current ENERGY STAR® Standards | One Solid Door Freezer meeting Federal Standards | Commercial | New | Healthcare | FL Zone 2 | Refrigeration | Display cases |  | 0 | Per Unit | [7 empty] | 6015.1469 | 3482.1 | 2533.0469 | 0.42111 |  | 12 |  |  |  | 2533.0469 | [8 empty] | 0 | 0 | 0 | 0 | 0 | 0 | 0 | [5 empty] | 0
FL Zone 2HospitalsNew |  | XXXXXXXX | Yes | Equipment | Energy Star Commercial Solid Door Freezer | One Solid Door Freezer meeting current ENERGY STAR® Standards | One Solid Door Freezer meeting Federal Standards | Commercial | New | Hospitals | FL Zone 2 | Refrigeration | Display cases |  | 0 | Per Unit | [7 empty] | 6015.1469 | 3482.1 | 2533.0469 | 0.42111 |  | 12 |  |  |  | 2533.0469 | [8 empty] | 0 | 0 | 0 | 0 | 0 | 0 | 0 | [5 empty] | 0
FL Zone 2InstitutionalNew |  | XXXXXXXX | Yes | Equipment | Energy Star Commercial Solid Door Freezer | One Solid Door Freezer meeting current ENERGY STAR® Standards | One Solid Door Freezer meeting Federal Standards | Commercial | New | Institutional | FL Zone 2 | Refrigeration | Display cases |  | 0 | Per Unit | [7 empty] | 6015.1469 | 3482.1 | 2533.0469 | 0.42111 |  | 12 |  |  |  | 2533.0469 | [8 empty] | 0 | 0 | 0 | 0 | 0 | 0 | 0 | [5 empty] | 0
FL Zone 2Lodging/HospitalityNew |  | XXXXXXXX | Yes | Equipment | Energy Star Commercial Solid Door Freezer | One Solid Door Freezer meeting current ENERGY STAR® Standards | One Solid Door Freezer meeting Federal Standards | Commercial | New | Lodging/Hospitality | FL Zone 2 | Refrigeration | Display cases |  | 0 | Per Unit | [7 empty] | 6015.1469 | 3482.1 | 2533.0469 | 0.42111 |  | 12 |  |  |  | 2533.0469 | [8 empty] | 0 | 0 | 0 | 0 | 0 | 0 | 0 | [5 empty] | 0
FL Zone 2MiscellaneousNew |  | XXXXXXXX | Yes | Equipment | Energy Star Commercial Solid Door Freezer | One Solid Door Freezer meeting current ENERGY STAR® Standards | One Solid Door Freezer meeting Federal Standards | Commercial | New | Miscellaneous | FL Zone 2 | Refrigeration | Display cases |  | 0 | Per Unit | [7 empty] | 6015.1469 | 3482.1 | 2533.0469 | 0.42111 |  | 12 |  |  |  | 2533.0469 | [8 empty] | 0 | 0 | 0 | 0 | 0 | 0 | 0 | [5 empty] | 0
FL Zone 2OfficesNew |  | XXXXXXXX | Yes | Equipment | Energy Star Commercial Solid Door Freezer | One Solid Door Freezer meeting current ENERGY STAR® Standards | One Solid Door Freezer meeting Federal Standards | Commercial | New | Offices | FL Zone 2 | Refrigeration | Display cases |  | 0 | Per Unit | [7 empty] | 6015.1469 | 3482.1 | 2533.0469 | 0.42111 |  | 12 |  |  |  | 2533.0469 | [8 empty] | 0 | 0 | 0 | 0 | 0 | 0 | 0 | [5 empty] | 0
FL Zone 2RestaurantsNew |  | XXXXXXXX | Yes | Equipment | Energy Star Commercial Solid Door Freezer | One Solid Door Freezer meeting current ENERGY STAR® Standards | One Solid Door Freezer meeting Federal Standards | Commercial | New | Restaurants | FL Zone 2 | Refrigeration | Display cases |  | 0 | Per Unit | [7 empty] | 6015.1469 | 3482.1 | 2533.0469 | 0.42111 |  | 12 |  |  |  | 2533.0469 | [8 empty] | 0 | 0 | 0 | 0 | 0 | 0 | 0 | [5 empty] | 0
FL Zone 2RetailNew |  | XXXXXXXX | Yes | Equipment | Energy Star Commercial Solid Door Freezer | One Solid Door Freezer meeting current ENERGY STAR® Standards | One Solid Door Freezer meeting Federal Standards | Commercial | New | Retail | FL Zone 2 | Refrigeration | Display cases |  | 0 | Per Unit | [7 empty] | 6015.1469 | 3482.1 | 2533.0469 | 0.42111 |  | 12 |  |  |  | 2533.0469 | [8 empty] | 0 | 0 | 0 | 0 | 0 | 0 | 0 | [5 empty] | 0
FL Zone 2Schools K-12New |  | XXXXXXXX | Yes | Equipment | Energy Star Commercial Solid Door Freezer | One Solid Door Freezer meeting current ENERGY STAR® Standards | One Solid Door Freezer meeting Federal Standards | Commercial | New | Schools K-12 | FL Zone 2 | Refrigeration | Display cases |  | 0 | Per Unit | [7 empty] | 6015.1469 | 3482.1 | 2533.0469 | 0.42111 |  | 12 |  |  |  | 2533.0469 | [8 empty] | 0 | 0 | 0 | 0 | 0 | 0 | 0 | [5 empty] | 0
FL Zone 2WarehouseNew |  | XXXXXXXX | Yes | Equipment | Energy Star Commercial Solid Door Freezer | One Solid Door Freezer meeting current ENERGY STAR® Standards | One Solid Door Freezer meeting Federal Standards | Commercial | New | Warehouse | FL Zone 2 | Refrigeration | Display cases |  | 0 | Per Unit | [7 empty] | 6015.1469 | 3482.1 | 2533.0469 | 0.42111 |  | 12 |  |  |  | 2533.0469 | [8 empty] | 0 | 0 | 0 | 0 | 0 | 0 | 0 | [5 empty] | 0
FL Zone 2AssemblyTurnover |  | XXXXXXXX | Yes | Equipment | Energy Star Commercial Solid Door Refrigerator | One Solid Door Refrigerator meeting current ENERGY STAR® Standards | One Solid Door Refrigerator meeting Federal Standards | Commercial | Turnover | Assembly | FL Zone 2 | Refrigeration | Display cases |  | 0 | Per Unit | [7 empty] | 1690.4885 | 840.5646 | 849.9239 | 0.50277 |  | 12 |  |  |  | 849.9239 | [8 empty] | 0 | 0 | 0 | 0 | 0 | 0 | 0 | [5 empty] | 0
FL Zone 2College and UniversityTurnover |  | XXXXXXXX | Yes | Equipment | Energy Star Commercial Solid Door Refrigerator | One Solid Door Refrigerator meeting current ENERGY STAR® Standards | One Solid Door Refrigerator meeting Federal Standards | Commercial | Turnover | College and University | FL Zone 2 | Refrigeration | Display cases |  | 0 | Per Unit | [7 empty] | 1690.4885 | 840.5646 | 849.9239 | 0.50277 |  | 12 |  |  |  | 849.9239 | [8 empty] | 0 | 0 | 0 | 0 | 0 | 0 | 0 | [5 empty] | 0
FL Zone 2GroceryTurnover |  | XXXXXXXX | Yes | Equipment | Energy Star Commercial Solid Door Refrigerator | One Solid Door Refrigerator meeting current ENERGY STAR® Standards | One Solid Door Refrigerator meeting Federal Standards | Commercial | Turnover | Grocery | FL Zone 2 | Refrigeration | Display cases |  | 0 | Per Unit | [7 empty] | 1690.4885 | 840.5646 | 849.9239 | 0.50277 |  | 12 |  |  |  | 849.9239 | [8 empty] | 0 | 0 | 0 | 0 | 0 | 0 | 0 | [5 empty] | 0
FL Zone 2HealthcareTurnover |  | XXXXXXXX | Yes | Equipment | Energy Star Commercial Solid Door Refrigerator | One Solid Door Refrigerator meeting current ENERGY STAR® Standards | One Solid Door Refrigerator meeting Federal Standards | Commercial | Turnover | Healthcare | FL Zone 2 | Refrigeration | Display cases |  | 0 | Per Unit | [7 empty] | 1690.4885 | 840.5646 | 849.9239 | 0.50277 |  | 12 |  |  |  | 849.9239 | [8 empty] | 0 | 0 | 0 | 0 | 0 | 0 | 0 | [5 empty] | 0
FL Zone 2HospitalsTurnover |  | XXXXXXXX | Yes | Equipment | Energy Star Commercial Solid Door Refrigerator | One Solid Door Refrigerator meeting current ENERGY STAR® Standards | One Solid Door Refrigerator meeting Federal Standards | Commercial | Turnover | Hospitals | FL Zone 2 | Refrigeration | Display cases |  | 0 | Per Unit | [7 empty] | 1690.4885 | 840.5646 | 849.9239 | 0.50277 |  | 12 |  |  |  | 849.9239 | [8 empty] | 0 | 0 | 0 | 0 | 0 | 0 | 0 | [5 empty] | 0
FL Zone 2InstitutionalTurnover |  | XXXXXXXX | Yes | Equipment | Energy Star Commercial Solid Door Refrigerator | One Solid Door Refrigerator meeting current ENERGY STAR® Standards | One Solid Door Refrigerator meeting Federal Standards | Commercial | Turnover | Institutional | FL Zone 2 | Refrigeration | Display cases |  | 0 | Per Unit | [7 empty] | 1690.4885 | 840.5646 | 849.9239 | 0.50277 |  | 12 |  |  |  | 849.9239 | [8 empty] | 0 | 0 | 0 | 0 | 0 | 0 | 0 | [5 empty] | 0
FL Zone 2Lodging/HospitalityTurnover |  | XXXXXXXX | Yes | Equipment | Energy Star Commercial Solid Door Refrigerator | One Solid Door Refrigerator meeting current ENERGY STAR® Standards | One Solid Door Refrigerator meeting Federal Standards | Commercial | Turnover | Lodging/Hospitality | FL Zone 2 | Refrigeration | Display cases |  | 0 | Per Unit | [7 empty] | 1690.4885 | 840.5646 | 849.9239 | 0.50277 |  | 12 |  |  |  | 849.9239 | [8 empty] | 0 | 0 | 0 | 0 | 0 | 0 | 0 | [5 empty] | 0
FL Zone 2MiscellaneousTurnover |  | XXXXXXXX | Yes | Equipment | Energy Star Commercial Solid Door Refrigerator | One Solid Door Refrigerator meeting current ENERGY STAR® Standards | One Solid Door Refrigerator meeting Federal Standards | Commercial | Turnover | Miscellaneous | FL Zone 2 | Refrigeration | Display cases |  | 0 | Per Unit | [7 empty] | 1690.4885 | 840.5646 | 849.9239 | 0.50277 |  | 12 |  |  |  | 849.9239 | [8 empty] | 0 | 0 | 0 | 0 | 0 | 0 | 0 | [5 empty] | 0
FL Zone 2OfficesTurnover |  | XXXXXXXX | Yes | Equipment | Energy Star Commercial Solid Door Refrigerator | One Solid Door Refrigerator meeting current ENERGY STAR® Standards | One Solid Door Refrigerator meeting Federal Standards | Commercial | Turnover | Offices | FL Zone 2 | Refrigeration | Display cases |  | 0 | Per Unit | [7 empty] | 1690.4885 | 840.5646 | 849.9239 | 0.50277 |  | 12 |  |  |  | 849.9239 | [8 empty] | 0 | 0 | 0 | 0 | 0 | 0 | 0 | [5 empty] | 0
FL Zone 2RestaurantsTurnover |  | XXXXXXXX | Yes | Equipment | Energy Star Commercial Solid Door Refrigerator | One Solid Door Refrigerator meeting current ENERGY STAR® Standards | One Solid Door Refrigerator meeting Federal Standards | Commercial | Turnover | Restaurants | FL Zone 2 | Refrigeration | Display cases |  | 0 | Per Unit | [7 empty] | 1690.4885 | 840.5646 | 849.9239 | 0.50277 |  | 12 |  |  |  | 849.9239 | [8 empty] | 0 | 0 | 0 | 0 | 0 | 0 | 0 | [5 empty] | 0
FL Zone 2RetailTurnover |  | XXXXXXXX | Yes | Equipment | Energy Star Commercial Solid Door Refrigerator | One Solid Door Refrigerator meeting current ENERGY STAR® Standards | One Solid Door Refrigerator meeting Federal Standards | Commercial | Turnover | Retail | FL Zone 2 | Refrigeration | Display cases |  | 0 | Per Unit | [7 empty] | 1690.4885 | 840.5646 | 849.9239 | 0.50277 |  | 12 |  |  |  | 849.9239 | [8 empty] | 0 | 0 | 0 | 0 | 0 | 0 | 0 | [5 empty] | 0
FL Zone 2Schools K-12Turnover |  | XXXXXXXX | Yes | Equipment | Energy Star Commercial Solid Door Refrigerator | One Solid Door Refrigerator meeting current ENERGY STAR® Standards | One Solid Door Refrigerator meeting Federal Standards | Commercial | Turnover | Schools K-12 | FL Zone 2 | Refrigeration | Display cases |  | 0 | Per Unit | [7 empty] | 1690.4885 | 840.5646 | 849.9239 | 0.50277 |  | 12 |  |  |  | 849.9239 | [8 empty] | 0 | 0 | 0 | 0 | 0 | 0 | 0 | [5 empty] | 0
FL Zone 2WarehouseTurnover |  | XXXXXXXX | Yes | Equipment | Energy Star Commercial Solid Door Refrigerator | One Solid Door Refrigerator meeting current ENERGY STAR® Standards | One Solid Door Refrigerator meeting Federal Standards | Commercial | Turnover | Warehouse | FL Zone 2 | Refrigeration | Display cases |  | 0 | Per Unit | [7 empty] | 1690.4885 | 840.5646 | 849.9239 | 0.50277 |  | 12 |  |  |  | 849.9239 | [8 empty] | 0 | 0 | 0 | 0 | 0 | 0 | 0 | [5 empty] | 0
FL Zone 2AssemblyNew |  | XXXXXXXX | Yes | Equipment | Energy Star Commercial Solid Door Refrigerator | One Solid Door Refrigerator meeting current ENERGY STAR® Standards | One Solid Door Refrigerator meeting Federal Standards | Commercial | New | Assembly | FL Zone 2 | Refrigeration | Display cases |  | 0 | Per Unit | [7 empty] | 1690.4885 | 840.5646 | 849.9239 | 0.50277 |  | 12 |  |  |  | 849.9239 | [8 empty] | 0 | 0 | 0 | 0 | 0 | 0 | 0 | [5 empty] | 0
FL Zone 2College and UniversityNew |  | XXXXXXXX | Yes | Equipment | Energy Star Commercial Solid Door Refrigerator | One Solid Door Refrigerator meeting current ENERGY STAR® Standards | One Solid Door Refrigerator meeting Federal Standards | Commercial | New | College and University | FL Zone 2 | Refrigeration | Display cases |  | 0 | Per Unit | [7 empty] | 1690.4885 | 840.5646 | 849.9239 | 0.50277 |  | 12 |  |  |  | 849.9239 | [8 empty] | 0 | 0 | 0 | 0 | 0 | 0 | 0 | [5 empty] | 0
FL Zone 2GroceryNew |  | XXXXXXXX | Yes | Equipment | Energy Star Commercial Solid Door Refrigerator | One Solid Door Refrigerator meeting current ENERGY STAR® Standards | One Solid Door Refrigerator meeting Federal Standards | Commercial | New | Grocery | FL Zone 2 | Refrigeration | Display cases |  | 0 | Per Unit | [7 empty] | 1690.4885 | 840.5646 | 849.9239 | 0.50277 |  | 12 |  |  |  | 849.9239 | [8 empty] | 0 | 0 | 0 | 0 | 0 | 0 | 0 | [5 empty] | 0
FL Zone 2HealthcareNew |  | XXXXXXXX | Yes | Equipment | Energy Star Commercial Solid Door Refrigerator | One Solid Door Refrigerator meeting current ENERGY STAR® Standards | One Solid Door Refrigerator meeting Federal Standards | Commercial | New | Healthcare | FL Zone 2 | Refrigeration | Display cases |  | 0 | Per Unit | [7 empty] | 1690.4885 | 840.5646 | 849.9239 | 0.50277 |  | 12 |  |  |  | 849.9239 | [8 empty] | 0 | 0 | 0 | 0 | 0 | 0 | 0 | [5 empty] | 0
FL Zone 2HospitalsNew |  | XXXXXXXX | Yes | Equipment | Energy Star Commercial Solid Door Refrigerator | One Solid Door Refrigerator meeting current ENERGY STAR® Standards | One Solid Door Refrigerator meeting Federal Standards | Commercial | New | Hospitals | FL Zone 2 | Refrigeration | Display cases |  | 0 | Per Unit | [7 empty] | 1690.4885 | 840.5646 | 849.9239 | 0.50277 |  | 12 |  |  |  | 849.9239 | [8 empty] | 0 | 0 | 0 | 0 | 0 | 0 | 0 | [5 empty] | 0
FL Zone 2InstitutionalNew |  | XXXXXXXX | Yes | Equipment | Energy Star Commercial Solid Door Refrigerator | One Solid Door Refrigerator meeting current ENERGY STAR® Standards | One Solid Door Refrigerator meeting Federal Standards | Commercial | New | Institutional | FL Zone 2 | Refrigeration | Display cases |  | 0 | Per Unit | [7 empty] | 1690.4885 | 840.5646 | 849.9239 | 0.50277 |  | 12 |  |  |  | 849.9239 | [8 empty] | 0 | 0 | 0 | 0 | 0 | 0 | 0 | [5 empty] | 0
FL Zone 2Lodging/HospitalityNew |  | XXXXXXXX | Yes | Equipment | Energy Star Commercial Solid Door Refrigerator | One Solid Door Refrigerator meeting current ENERGY STAR® Standards | One Solid Door Refrigerator meeting Federal Standards | Commercial | New | Lodging/Hospitality | FL Zone 2 | Refrigeration | Display cases |  | 0 | Per Unit | [7 empty] | 1690.4885 | 840.5646 | 849.9239 | 0.50277 |  | 12 |  |  |  | 849.9239 | [8 empty] | 0 | 0 | 0 | 0 | 0 | 0 | 0 | [5 empty] | 0
FL Zone 2MiscellaneousNew |  | XXXXXXXX | Yes | Equipment | Energy Star Commercial Solid Door Refrigerator | One Solid Door Refrigerator meeting current ENERGY STAR® Standards | One Solid Door Refrigerator meeting Federal Standards | Commercial | New | Miscellaneous | FL Zone 2 | Refrigeration | Display cases |  | 0 | Per Unit | [7 empty] | 1690.4885 | 840.5646 | 849.9239 | 0.50277 |  | 12 |  |  |  | 849.9239 | [8 empty] | 0 | 0 | 0 | 0 | 0 | 0 | 0 | [5 empty] | 0
FL Zone 2OfficesNew |  | XXXXXXXX | Yes | Equipment | Energy Star Commercial Solid Door Refrigerator | One Solid Door Refrigerator meeting current ENERGY STAR® Standards | One Solid Door Refrigerator meeting Federal Standards | Commercial | New | Offices | FL Zone 2 | Refrigeration | Display cases |  | 0 | Per Unit | [7 empty] | 1690.4885 | 840.5646 | 849.9239 | 0.50277 |  | 12 |  |  |  | 849.9239 | [8 empty] | 0 | 0 | 0 | 0 | 0 | 0 | 0 | [5 empty] | 0
FL Zone 2RestaurantsNew |  | XXXXXXXX | Yes | Equipment | Energy Star Commercial Solid Door Refrigerator | One Solid Door Refrigerator meeting current ENERGY STAR® Standards | One Solid Door Refrigerator meeting Federal Standards | Commercial | New | Restaurants | FL Zone 2 | Refrigeration | Display cases |  | 0 | Per Unit | [7 empty] | 1690.4885 | 840.5646 | 849.9239 | 0.50277 |  | 12 |  |  |  | 849.9239 | [8 empty] | 0 | 0 | 0 | 0 | 0 | 0 | 0 | [5 empty] | 0
FL Zone 2RetailNew |  | XXXXXXXX | Yes | Equipment | Energy Star Commercial Solid Door Refrigerator | One Solid Door Refrigerator meeting current ENERGY STAR® Standards | One Solid Door Refrigerator meeting Federal Standards | Commercial | New | Retail | FL Zone 2 | Refrigeration | Display cases |  | 0 | Per Unit | [7 empty] | 1690.4885 | 840.5646 | 849.9239 | 0.50277 |  | 12 |  |  |  | 849.9239 | [8 empty] | 0 | 0 | 0 | 0 | 0 | 0 | 0 | [5 empty] | 0
FL Zone 2Schools K-12New |  | XXXXXXXX | Yes | Equipment | Energy Star Commercial Solid Door Refrigerator | One Solid Door Refrigerator meeting current ENERGY STAR® Standards | One Solid Door Refrigerator meeting Federal Standards | Commercial | New | Schools K-12 | FL Zone 2 | Refrigeration | Display cases |  | 0 | Per Unit | [7 empty] | 1690.4885 | 840.5646 | 849.9239 | 0.50277 |  | 12 |  |  |  | 849.9239 | [8 empty] | 0 | 0 | 0 | 0 | 0 | 0 | 0 | [5 empty] | 0
FL Zone 2WarehouseNew |  | XXXXXXXX | Yes | Equipment | Energy Star Commercial Solid Door Refrigerator | One Solid Door Refrigerator meeting current ENERGY STAR® Standards | One Solid Door Refrigerator meeting Federal Standards | Commercial | New | Warehouse | FL Zone 2 | Refrigeration | Display cases |  | 0 | Per Unit | [7 empty] | 1690.4885 | 840.5646 | 849.9239 | 0.50277 |  | 12 |  |  |  | 849.9239 | [8 empty] | 0 | 0 | 0 | 0 | 0 | 0 | 0 | [5 empty] | 0
FL Zone 2AssemblyTurnover |  | XXXXXXXX | Yes | Equipment | Energy Star Fryer | One Standard Vat Electric Fryer meeting current ENERGY STAR® Standards | One Standard Economy-Grade Standard Vat Electric Fryer | Commercial | Turnover | Assembly | FL Zone 2 | Cooking | Fryer |  | 0 | Per Unit | [7 empty] | 5177.4536 | 4273.6313 | 903.8223 | 0.17457 |  | 12 |  |  |  | 903.8223 | [8 empty] | 0 | 0 | 0 | 0 | 0 | 0 | 0 | [5 empty] | 0
FL Zone 2College and UniversityTurnover |  | XXXXXXXX | Yes | Equipment | Energy Star Fryer | One Standard Vat Electric Fryer meeting current ENERGY STAR® Standards | One Standard Economy-Grade Standard Vat Electric Fryer | Commercial | Turnover | College and University | FL Zone 2 | Cooking | Fryer |  | 0 | Per Unit | [7 empty] | 5177.4536 | 4273.6313 | 903.8223 | 0.17457 |  | 12 |  |  |  | 903.8223 | [8 empty] | 0 | 0 | 0 | 0 | 0 | 0 | 0 | [5 empty] | 0
FL Zone 2GroceryTurnover |  | XXXXXXXX | Yes | Equipment | Energy Star Fryer | One Standard Vat Electric Fryer meeting current ENERGY STAR® Standards | One Standard Economy-Grade Standard Vat Electric Fryer | Commercial | Turnover | Grocery | FL Zone 2 | Cooking | Fryer |  | 0 | Per Unit | [7 empty] | 5177.4536 | 4273.6313 | 903.8223 | 0.17457 |  | 12 |  |  |  | 903.8223 | [8 empty] | 0 | 0 | 0 | 0 | 0 | 0 | 0 | [5 empty] | 0
FL Zone 2HealthcareTurnover |  | XXXXXXXX | Yes | Equipment | Energy Star Fryer | One Standard Vat Electric Fryer meeting current ENERGY STAR® Standards | One Standard Economy-Grade Standard Vat Electric Fryer | Commercial | Turnover | Healthcare | FL Zone 2 | Cooking | Fryer |  | 0 | Per Unit | [7 empty] | 5177.4536 | 4273.6313 | 903.8223 | 0.17457 |  | 12 |  |  |  | 903.8223 | [8 empty] | 0 | 0 | 0 | 0 | 0 | 0 | 0 | [5 empty] | 0
FL Zone 2HospitalsTurnover |  | XXXXXXXX | Yes | Equipment | Energy Star Fryer | One Standard Vat Electric Fryer meeting current ENERGY STAR® Standards | One Standard Economy-Grade Standard Vat Electric Fryer | Commercial | Turnover | Hospitals | FL Zone 2 | Cooking | Fryer |  | 0 | Per Unit | [7 empty] | 5177.4536 | 4273.6313 | 903.8223 | 0.17457 |  | 12 |  |  |  | 903.8223 | [8 empty] | 0 | 0 | 0 | 0 | 0 | 0 | 0 | [5 empty] | 0
FL Zone 2InstitutionalTurnover |  | XXXXXXXX | Yes | Equipment | Energy Star Fryer | One Standard Vat Electric Fryer meeting current ENERGY STAR® Standards | One Standard Economy-Grade Standard Vat Electric Fryer | Commercial | Turnover | Institutional | FL Zone 2 | Cooking | Fryer |  | 0 | Per Unit | [7 empty] | 5177.4536 | 4273.6313 | 903.8223 | 0.17457 |  | 12 |  |  |  | 903.8223 | [8 empty] | 0 | 0 | 0 | 0 | 0 | 0 | 0 | [5 empty] | 0
FL Zone 2Lodging/HospitalityTurnover |  | XXXXXXXX | Yes | Equipment | Energy Star Fryer | One Standard Vat Electric Fryer meeting current ENERGY STAR® Standards | One Standard Economy-Grade Standard Vat Electric Fryer | Commercial | Turnover | Lodging/Hospitality | FL Zone 2 | Cooking | Fryer |  | 0 | Per Unit | [7 empty] | 5177.4536 | 4273.6313 | 903.8223 | 0.17457 |  | 12 |  |  |  | 903.8223 | [8 empty] | 0 | 0 | 0 | 0 | 0 | 0 | 0 | [5 empty] | 0
FL Zone 2MiscellaneousTurnover |  | XXXXXXXX | Yes | Equipment | Energy Star Fryer | One Standard Vat Electric Fryer meeting current ENERGY STAR® Standards | One Standard Economy-Grade Standard Vat Electric Fryer | Commercial | Turnover | Miscellaneous | FL Zone 2 | Cooking | Fryer |  | 0 | Per Unit | [7 empty] | 5177.4536 | 4273.6313 | 903.8223 | 0.17457 |  | 12 |  |  |  | 903.8223 | [8 empty] | 0 | 0 | 0 | 0 | 0 | 0 | 0 | [5 empty] | 0
FL Zone 2OfficesTurnover |  | XXXXXXXX | Yes | Equipment | Energy Star Fryer | One Standard Vat Electric Fryer meeting current ENERGY STAR® Standards | One Standard Economy-Grade Standard Vat Electric Fryer | Commercial | Turnover | Offices | FL Zone 2 | Cooking | Fryer |  | 0 | Per Unit | [7 empty] | 5177.4536 | 4273.6313 | 903.8223 | 0.17457 |  | 12 |  |  |  | 903.8223 | [8 empty] | 0 | 0 | 0 | 0 | 0 | 0 | 0 | [5 empty] | 0
FL Zone 2RestaurantsTurnover |  | XXXXXXXX | Yes | Equipment | Energy Star Fryer | One Standard Vat Electric Fryer meeting current ENERGY STAR® Standards | One Standard Economy-Grade Standard Vat Electric Fryer | Commercial | Turnover | Restaurants | FL Zone 2 | Cooking | Fryer |  | 0 | Per Unit | [7 empty] | 5177.4536 | 4273.6313 | 903.8223 | 0.17457 |  | 12 |  |  |  | 903.8223 | [8 empty] | 0 | 0 | 0 | 0 | 0 | 0 | 0 | [5 empty] | 0
FL Zone 2RetailTurnover |  | XXXXXXXX | Yes | Equipment | Energy Star Fryer | One Standard Vat Electric Fryer meeting current ENERGY STAR® Standards | One Standard Economy-Grade Standard Vat Electric Fryer | Commercial | Turnover | Retail | FL Zone 2 | Cooking | Fryer |  | 0 | Per Unit | [7 empty] | 5177.4536 | 4273.6313 | 903.8223 | 0.17457 |  | 12 |  |  |  | 903.8223 | [8 empty] | 0 | 0 | 0 | 0 | 0 | 0 | 0 | [5 empty] | 0
FL Zone 2Schools K-12Turnover |  | XXXXXXXX | Yes | Equipment | Energy Star Fryer | One Standard Vat Electric Fryer meeting current ENERGY STAR® Standards | One Standard Economy-Grade Standard Vat Electric Fryer | Commercial | Turnover | Schools K-12 | FL Zone 2 | Cooking | Fryer |  | 0 | Per Unit | [7 empty] | 5177.4536 | 4273.6313 | 903.8223 | 0.17457 |  | 12 |  |  |  | 903.8223 | [8 empty] | 0 | 0 | 0 | 0 | 0 | 0 | 0 | [5 empty] | 0
FL Zone 2WarehouseTurnover |  | XXXXXXXX | Yes | Equipment | Energy Star Fryer | One Standard Vat Electric Fryer meeting current ENERGY STAR® Standards | One Standard Economy-Grade Standard Vat Electric Fryer | Commercial | Turnover | Warehouse | FL Zone 2 | Cooking | Fryer |  | 0 | Per Unit | [7 empty] | 5177.4536 | 4273.6313 | 903.8223 | 0.17457 |  | 12 |  |  |  | 903.8223 | [8 empty] | 0 | 0 | 0 | 0 | 0 | 0 | 0 | [5 empty] | 0
FL Zone 2AssemblyNew |  | XXXXXXXX | Yes | Equipment | Energy Star Fryer | One Standard Vat Electric Fryer meeting current ENERGY STAR® Standards | One Standard Economy-Grade Standard Vat Electric Fryer | Commercial | New | Assembly | FL Zone 2 | Cooking | Fryer |  | 0 | Per Unit | [7 empty] | 5177.4536 | 4273.6313 | 903.8223 | 0.17457 |  | 12 |  |  |  | 903.8223 | [8 empty] | 0 | 0 | 0 | 0 | 0 | 0 | 0 | [5 empty] | 0
FL Zone 2College and UniversityNew |  | XXXXXXXX | Yes | Equipment | Energy Star Fryer | One Standard Vat Electric Fryer meeting current ENERGY STAR® Standards | One Standard Economy-Grade Standard Vat Electric Fryer | Commercial | New | College and University | FL Zone 2 | Cooking | Fryer |  | 0 | Per Unit | [7 empty] | 5177.4536 | 4273.6313 | 903.8223 | 0.17457 |  | 12 |  |  |  | 903.8223 | [8 empty] | 0 | 0 | 0 | 0 | 0 | 0 | 0 | [5 empty] | 0
FL Zone 2GroceryNew |  | XXXXXXXX | Yes | Equipment | Energy Star Fryer | One Standard Vat Electric Fryer meeting current ENERGY STAR® Standards | One Standard Economy-Grade Standard Vat Electric Fryer | Commercial | New | Grocery | FL Zone 2 | Cooking | Fryer |  | 0 | Per Unit | [7 empty] | 5177.4536 | 4273.6313 | 903.8223 | 0.17457 |  | 12 |  |  |  | 903.8223 | [8 empty] | 0 | 0 | 0 | 0 | 0 | 0 | 0 | [5 empty] | 0
FL Zone 2HealthcareNew |  | XXXXXXXX | Yes | Equipment | Energy Star Fryer | One Standard Vat Electric Fryer meeting current ENERGY STAR® Standards | One Standard Economy-Grade Standard Vat Electric Fryer | Commercial | New | Healthcare | FL Zone 2 | Cooking | Fryer |  | 0 | Per Unit | [7 empty] | 5177.4536 | 4273.6313 | 903.8223 | 0.17457 |  | 12 |  |  |  | 903.8223 | [8 empty] | 0 | 0 | 0 | 0 | 0 | 0 | 0 | [5 empty] | 0
FL Zone 2HospitalsNew |  | XXXXXXXX | Yes | Equipment | Energy Star Fryer | One Standard Vat Electric Fryer meeting current ENERGY STAR® Standards | One Standard Economy-Grade Standard Vat Electric Fryer | Commercial | New | Hospitals | FL Zone 2 | Cooking | Fryer |  | 0 | Per Unit | [7 empty] | 5177.4536 | 4273.6313 | 903.8223 | 0.17457 |  | 12 |  |  |  | 903.8223 | [8 empty] | 0 | 0 | 0 | 0 | 0 | 0 | 0 | [5 empty] | 0
FL Zone 2InstitutionalNew |  | XXXXXXXX | Yes | Equipment | Energy Star Fryer | One Standard Vat Electric Fryer meeting current ENERGY STAR® Standards | One Standard Economy-Grade Standard Vat Electric Fryer | Commercial | New | Institutional | FL Zone 2 | Cooking | Fryer |  | 0 | Per Unit | [7 empty] | 5177.4536 | 4273.6313 | 903.8223 | 0.17457 |  | 12 |  |  |  | 903.8223 | [8 empty] | 0 | 0 | 0 | 0 | 0 | 0 | 0 | [5 empty] | 0
FL Zone 2Lodging/HospitalityNew |  | XXXXXXXX | Yes | Equipment | Energy Star Fryer | One Standard Vat Electric Fryer meeting current ENERGY STAR® Standards | One Standard Economy-Grade Standard Vat Electric Fryer | Commercial | New | Lodging/Hospitality | FL Zone 2 | Cooking | Fryer |  | 0 | Per Unit | [7 empty] | 5177.4536 | 4273.6313 | 903.8223 | 0.17457 |  | 12 |  |  |  | 903.8223 | [8 empty] | 0 | 0 | 0 | 0 | 0 | 0 | 0 | [5 empty] | 0
FL Zone 2MiscellaneousNew |  | XXXXXXXX | Yes | Equipment | Energy Star Fryer | One Standard Vat Electric Fryer meeting current ENERGY STAR® Standards | One Standard Economy-Grade Standard Vat Electric Fryer | Commercial | New | Miscellaneous | FL Zone 2 | Cooking | Fryer |  | 0 | Per Unit | [7 empty] | 5177.4536 | 4273.6313 | 903.8223 | 0.17457 |  | 12 |  |  |  | 903.8223 | [8 empty] | 0 | 0 | 0 | 0 | 0 | 0 | 0 | [5 empty] | 0
FL Zone 2OfficesNew |  | XXXXXXXX | Yes | Equipment | Energy Star Fryer | One Standard Vat Electric Fryer meeting current ENERGY STAR® Standards | One Standard Economy-Grade Standard Vat Electric Fryer | Commercial | New | Offices | FL Zone 2 | Cooking | Fryer |  | 0 | Per Unit | [7 empty] | 5177.4536 | 4273.6313 | 903.8223 | 0.17457 |  | 12 |  |  |  | 903.8223 | [8 empty] | 0 | 0 | 0 | 0 | 0 | 0 | 0 | [5 empty] | 0
FL Zone 2RestaurantsNew |  | XXXXXXXX | Yes | Equipment | Energy Star Fryer | One Standard Vat Electric Fryer meeting current ENERGY STAR® Standards | One Standard Economy-Grade Standard Vat Electric Fryer | Commercial | New | Restaurants | FL Zone 2 | Cooking | Fryer |  | 0 | Per Unit | [7 empty] | 5177.4536 | 4273.6313 | 903.8223 | 0.17457 |  | 12 |  |  |  | 903.8223 | [8 empty] | 0 | 0 | 0 | 0 | 0 | 0 | 0 | [5 empty] | 0
FL Zone 2RetailNew |  | XXXXXXXX | Yes | Equipment | Energy Star Fryer | One Standard Vat Electric Fryer meeting current ENERGY STAR® Standards | One Standard Economy-Grade Standard Vat Electric Fryer | Commercial | New | Retail | FL Zone 2 | Cooking | Fryer |  | 0 | Per Unit | [7 empty] | 5177.4536 | 4273.6313 | 903.8223 | 0.17457 |  | 12 |  |  |  | 903.8223 | [8 empty] | 0 | 0 | 0 | 0 | 0 | 0 | 0 | [5 empty] | 0
FL Zone 2Schools K-12New |  | XXXXXXXX | Yes | Equipment | Energy Star Fryer | One Standard Vat Electric Fryer meeting current ENERGY STAR® Standards | One Standard Economy-Grade Standard Vat Electric Fryer | Commercial | New | Schools K-12 | FL Zone 2 | Cooking | Fryer |  | 0 | Per Unit | [7 empty] | 5177.4536 | 4273.6313 | 903.8223 | 0.17457 |  | 12 |  |  |  | 903.8223 | [8 empty] | 0 | 0 | 0 | 0 | 0 | 0 | 0 | [5 empty] | 0
FL Zone 2WarehouseNew |  | XXXXXXXX | Yes | Equipment | Energy Star Fryer | One Standard Vat Electric Fryer meeting current ENERGY STAR® Standards | One Standard Economy-Grade Standard Vat Electric Fryer | Commercial | New | Warehouse | FL Zone 2 | Cooking | Fryer |  | 0 | Per Unit | [7 empty] | 5177.4536 | 4273.6313 | 903.8223 | 0.17457 |  | 12 |  |  |  | 903.8223 | [8 empty] | 0 | 0 | 0 | 0 | 0 | 0 | 0 | [5 empty] | 0
FL Zone 2AssemblyTurnover |  | XXXXXXXX | Yes | Equipment | Energy Star Griddle | One Griddle meeting current ENERGY STAR® Standards | One Conventional Griddle | Commercial | Turnover | Assembly | FL Zone 2 | Cooking | Cooking Other |  | 0 | Per Unit | [7 empty] | 15815 | 13905 | 1910 | 0.12077 |  | 12 |  |  |  | 1910 | [8 empty] | 0 | 0 | 0 | 0 | 0 | 0 | 0 | [5 empty] | 0
FL Zone 2College and UniversityTurnover |  | XXXXXXXX | Yes | Equipment | Energy Star Griddle | One Griddle meeting current ENERGY STAR® Standards | One Conventional Griddle | Commercial | Turnover | College and University | FL Zone 2 | Cooking | Cooking Other |  | 0 | Per Unit | [7 empty] | 15815 | 13905 | 1910 | 0.12077 |  | 12 |  |  |  | 1910 | [8 empty] | 0 | 0 | 0 | 0 | 0 | 0 | 0 | [5 empty] | 0
FL Zone 2GroceryTurnover |  | XXXXXXXX | Yes | Equipment | Energy Star Griddle | One Griddle meeting current ENERGY STAR® Standards | One Conventional Griddle | Commercial | Turnover | Grocery | FL Zone 2 | Cooking | Cooking Other |  | 0 | Per Unit | [7 empty] | 15815 | 13905 | 1910 | 0.12077 |  | 12 |  |  |  | 1910 | [8 empty] | 0 | 0 | 0 | 0 | 0 | 0 | 0 | [5 empty] | 0
FL Zone 2HealthcareTurnover |  | XXXXXXXX | Yes | Equipment | Energy Star Griddle | One Griddle meeting current ENERGY STAR® Standards | One Conventional Griddle | Commercial | Turnover | Healthcare | FL Zone 2 | Cooking | Cooking Other |  | 0 | Per Unit | [7 empty] | 15815 | 13905 | 1910 | 0.12077 |  | 12 |  |  |  | 1910 | [8 empty] | 0 | 0 | 0 | 0 | 0 | 0 | 0 | [5 empty] | 0
FL Zone 2HospitalsTurnover |  | XXXXXXXX | Yes | Equipment | Energy Star Griddle | One Griddle meeting current ENERGY STAR® Standards | One Conventional Griddle | Commercial | Turnover | Hospitals | FL Zone 2 | Cooking | Cooking Other |  | 0 | Per Unit | [7 empty] | 15815 | 13905 | 1910 | 0.12077 |  | 12 |  |  |  | 1910 | [8 empty] | 0 | 0 | 0 | 0 | 0 | 0 | 0 | [5 empty] | 0
FL Zone 2InstitutionalTurnover |  | XXXXXXXX | Yes | Equipment | Energy Star Griddle | One Griddle meeting current ENERGY STAR® Standards | One Conventional Griddle | Commercial | Turnover | Institutional | FL Zone 2 | Cooking | Cooking Other |  | 0 | Per Unit | [7 empty] | 15815 | 13905 | 1910 | 0.12077 |  | 12 |  |  |  | 1910 | [8 empty] | 0 | 0 | 0 | 0 | 0 | 0 | 0 | [5 empty] | 0
FL Zone 2Lodging/HospitalityTurnover |  | XXXXXXXX | Yes | Equipment | Energy Star Griddle | One Griddle meeting current ENERGY STAR® Standards | One Conventional Griddle | Commercial | Turnover | Lodging/Hospitality | FL Zone 2 | Cooking | Cooking Other |  | 0 | Per Unit | [7 empty] | 15815 | 13905 | 1910 | 0.12077 |  | 12 |  |  |  | 1910 | [8 empty] | 0 | 0 | 0 | 0 | 0 | 0 | 0 | [5 empty] | 0
FL Zone 2MiscellaneousTurnover |  | XXXXXXXX | Yes | Equipment | Energy Star Griddle | One Griddle meeting current ENERGY STAR® Standards | One Conventional Griddle | Commercial | Turnover | Miscellaneous | FL Zone 2 | Cooking | Cooking Other |  | 0 | Per Unit | [7 empty] | 15815 | 13905 | 1910 | 0.12077 |  | 12 |  |  |  | 1910 | [8 empty] | 0 | 0 | 0 | 0 | 0 | 0 | 0 | [5 empty] | 0
FL Zone 2OfficesTurnover |  | XXXXXXXX | Yes | Equipment | Energy Star Griddle | One Griddle meeting current ENERGY STAR® Standards | One Conventional Griddle | Commercial | Turnover | Offices | FL Zone 2 | Cooking | Cooking Other |  | 0 | Per Unit | [7 empty] | 15815 | 13905 | 1910 | 0.12077 |  | 12 |  |  |  | 1910 | [8 empty] | 0 | 0 | 0 | 0 | 0 | 0 | 0 | [5 empty] | 0
FL Zone 2RestaurantsTurnover |  | XXXXXXXX | Yes | Equipment | Energy Star Griddle | One Griddle meeting current ENERGY STAR® Standards | One Conventional Griddle | Commercial | Turnover | Restaurants | FL Zone 2 | Cooking | Cooking Other |  | 0 | Per Unit | [7 empty] | 15815 | 13905 | 1910 | 0.12077 |  | 12 |  |  |  | 1910 | [8 empty] | 0 | 0 | 0 | 0 | 0 | 0 | 0 | [5 empty] | 0
FL Zone 2RetailTurnover |  | XXXXXXXX | Yes | Equipment | Energy Star Griddle | One Griddle meeting current ENERGY STAR® Standards | One Conventional Griddle | Commercial | Turnover | Retail | FL Zone 2 | Cooking | Cooking Other |  | 0 | Per Unit | [7 empty] | 15815 | 13905 | 1910 | 0.12077 |  | 12 |  |  |  | 1910 | [8 empty] | 0 | 0 | 0 | 0 | 0 | 0 | 0 | [5 empty] | 0
FL Zone 2Schools K-12Turnover |  | XXXXXXXX | Yes | Equipment | Energy Star Griddle | One Griddle meeting current ENERGY STAR® Standards | One Conventional Griddle | Commercial | Turnover | Schools K-12 | FL Zone 2 | Cooking | Cooking Other |  | 0 | Per Unit | [7 empty] | 15815 | 13905 | 1910 | 0.12077 |  | 12 |  |  |  | 1910 | [8 empty] | 0 | 0 | 0 | 0 | 0 | 0 | 0 | [5 empty] | 0
FL Zone 2WarehouseTurnover |  | XXXXXXXX | Yes | Equipment | Energy Star Griddle | One Griddle meeting current ENERGY STAR® Standards | One Conventional Griddle | Commercial | Turnover | Warehouse | FL Zone 2 | Cooking | Cooking Other |  | 0 | Per Unit | [7 empty] | 15815 | 13905 | 1910 | 0.12077 |  | 12 |  |  |  | 1910 | [8 empty] | 0 | 0 | 0 | 0 | 0 | 0 | 0 | [5 empty] | 0
FL Zone 2AssemblyNew |  | XXXXXXXX | Yes | Equipment | Energy Star Griddle | One Griddle meeting current ENERGY STAR® Standards | One Conventional Griddle | Commercial | New | Assembly | FL Zone 2 | Cooking | Cooking Other |  | 0 | Per Unit | [7 empty] | 15815 | 13905 | 1910 | 0.12077 |  | 12 |  |  |  | 1910 | [8 empty] | 0 | 0 | 0 | 0 | 0 | 0 | 0 | [5 empty] | 0
FL Zone 2College and UniversityNew |  | XXXXXXXX | Yes | Equipment | Energy Star Griddle | One Griddle meeting current ENERGY STAR® Standards | One Conventional Griddle | Commercial | New | College and University | FL Zone 2 | Cooking | Cooking Other |  | 0 | Per Unit | [7 empty] | 15815 | 13905 | 1910 | 0.12077 |  | 12 |  |  |  | 1910 | [8 empty] | 0 | 0 | 0 | 0 | 0 | 0 | 0 | [5 empty] | 0
FL Zone 2GroceryNew |  | XXXXXXXX | Yes | Equipment | Energy Star Griddle | One Griddle meeting current ENERGY STAR® Standards | One Conventional Griddle | Commercial | New | Grocery | FL Zone 2 | Cooking | Cooking Other |  | 0 | Per Unit | [7 empty] | 15815 | 13905 | 1910 | 0.12077 |  | 12 |  |  |  | 1910 | [8 empty] | 0 | 0 | 0 | 0 | 0 | 0 | 0 | [5 empty] | 0
FL Zone 2HealthcareNew |  | XXXXXXXX | Yes | Equipment | Energy Star Griddle | One Griddle meeting current ENERGY STAR® Standards | One Conventional Griddle | Commercial | New | Healthcare | FL Zone 2 | Cooking | Cooking Other |  | 0 | Per Unit | [7 empty] | 15815 | 13905 | 1910 | 0.12077 |  | 12 |  |  |  | 1910 | [8 empty] | 0 | 0 | 0 | 0 | 0 | 0 | 0 | [5 empty] | 0
FL Zone 2HospitalsNew |  | XXXXXXXX | Yes | Equipment | Energy Star Griddle | One Griddle meeting current ENERGY STAR® Standards | One Conventional Griddle | Commercial | New | Hospitals | FL Zone 2 | Cooking | Cooking Other |  | 0 | Per Unit | [7 empty] | 15815 | 13905 | 1910 | 0.12077 |  | 12 |  |  |  | 1910 | [8 empty] | 0 | 0 | 0 | 0 | 0 | 0 | 0 | [5 empty] | 0
FL Zone 2InstitutionalNew |  | XXXXXXXX | Yes | Equipment | Energy Star Griddle | One Griddle meeting current ENERGY STAR® Standards | One Conventional Griddle | Commercial | New | Institutional | FL Zone 2 | Cooking | Cooking Other |  | 0 | Per Unit | [7 empty] | 15815 | 13905 | 1910 | 0.12077 |  | 12 |  |  |  | 1910 | [8 empty] | 0 | 0 | 0 | 0 | 0 | 0 | 0 | [5 empty] | 0
FL Zone 2Lodging/HospitalityNew |  | XXXXXXXX | Yes | Equipment | Energy Star Griddle | One Griddle meeting current ENERGY STAR® Standards | One Conventional Griddle | Commercial | New | Lodging/Hospitality | FL Zone 2 | Cooking | Cooking Other |  | 0 | Per Unit | [7 empty] | 15815 | 13905 | 1910 | 0.12077 |  | 12 |  |  |  | 1910 | [8 empty] | 0 | 0 | 0 | 0 | 0 | 0 | 0 | [5 empty] | 0
FL Zone 2MiscellaneousNew |  | XXXXXXXX | Yes | Equipment | Energy Star Griddle | One Griddle meeting current ENERGY STAR® Standards | One Conventional Griddle | Commercial | New | Miscellaneous | FL Zone 2 | Cooking | Cooking Other |  | 0 | Per Unit | [7 empty] | 15815 | 13905 | 1910 | 0.12077 |  | 12 |  |  |  | 1910 | [8 empty] | 0 | 0 | 0 | 0 | 0 | 0 | 0 | [5 empty] | 0
FL Zone 2OfficesNew |  | XXXXXXXX | Yes | Equipment | Energy Star Griddle | One Griddle meeting current ENERGY STAR® Standards | One Conventional Griddle | Commercial | New | Offices | FL Zone 2 | Cooking | Cooking Other |  | 0 | Per Unit | [7 empty] | 15815 | 13905 | 1910 | 0.12077 |  | 12 |  |  |  | 1910 | [8 empty] | 0 | 0 | 0 | 0 | 0 | 0 | 0 | [5 empty] | 0
FL Zone 2RestaurantsNew |  | XXXXXXXX | Yes | Equipment | Energy Star Griddle | One Griddle meeting current ENERGY STAR® Standards | One Conventional Griddle | Commercial | New | Restaurants | FL Zone 2 | Cooking | Cooking Other |  | 0 | Per Unit | [7 empty] | 15815 | 13905 | 1910 | 0.12077 |  | 12 |  |  |  | 1910 | [8 empty] | 0 | 0 | 0 | 0 | 0 | 0 | 0 | [5 empty] | 0
FL Zone 2RetailNew |  | XXXXXXXX | Yes | Equipment | Energy Star Griddle | One Griddle meeting current ENERGY STAR® Standards | One Conventional Griddle | Commercial | New | Retail | FL Zone 2 | Cooking | Cooking Other |  | 0 | Per Unit | [7 empty] | 15815 | 13905 | 1910 | 0.12077 |  | 12 |  |  |  | 1910 | [8 empty] | 0 | 0 | 0 | 0 | 0 | 0 | 0 | [5 empty] | 0
FL Zone 2Schools K-12New |  | XXXXXXXX | Yes | Equipment | Energy Star Griddle | One Griddle meeting current ENERGY STAR® Standards | One Conventional Griddle | Commercial | New | Schools K-12 | FL Zone 2 | Cooking | Cooking Other |  | 0 | Per Unit | [7 empty] | 15815 | 13905 | 1910 | 0.12077 |  | 12 |  |  |  | 1910 | [8 empty] | 0 | 0 | 0 | 0 | 0 | 0 | 0 | [5 empty] | 0
FL Zone 2WarehouseNew |  | XXXXXXXX | Yes | Equipment | Energy Star Griddle | One Griddle meeting current ENERGY STAR® Standards | One Conventional Griddle | Commercial | New | Warehouse | FL Zone 2 | Cooking | Cooking Other |  | 0 | Per Unit | [7 empty] | 15815 | 13905 | 1910 | 0.12077 |  | 12 |  |  |  | 1910 | [8 empty] | 0 | 0 | 0 | 0 | 0 | 0 | 0 | [5 empty] | 0
FL Zone 2AssemblyTurnover |  | XXXXXXXX | Yes | Equipment | Energy Star Hot Food Holding Cabinet | One Hot Food Holding Cabinet meeting current ENERGY STAR® Standards | One Standard Hot Food Holding Cabinet | Commercial | Turnover | Assembly | FL Zone 2 | Cooking | Cooking Other |  | 0 | Per Unit | [7 empty] | 3285 | 1554.9 | 1730.1 | 0.52667 |  | 12 |  |  |  | 1730.1 | [8 empty] | 0 | 0 | 0 | 0 | 0 | 0 | 0 | [5 empty] | 0
FL Zone 2College and UniversityTurnover |  | XXXXXXXX | Yes | Equipment | Energy Star Hot Food Holding Cabinet | One Hot Food Holding Cabinet meeting current ENERGY STAR® Standards | One Standard Hot Food Holding Cabinet | Commercial | Turnover | College and University | FL Zone 2 | Cooking | Cooking Other |  | 0 | Per Unit | [7 empty] | 3285 | 1554.9 | 1730.1 | 0.52667 |  | 12 |  |  |  | 1730.1 | [8 empty] | 0 | 0 | 0 | 0 | 0 | 0 | 0 | [5 empty] | 0
FL Zone 2GroceryTurnover |  | XXXXXXXX | Yes | Equipment | Energy Star Hot Food Holding Cabinet | One Hot Food Holding Cabinet meeting current ENERGY STAR® Standards | One Standard Hot Food Holding Cabinet | Commercial | Turnover | Grocery | FL Zone 2 | Cooking | Cooking Other |  | 0 | Per Unit | [7 empty] | 3285 | 1554.9 | 1730.1 | 0.52667 |  | 12 |  |  |  | 1730.1 | [8 empty] | 0 | 0 | 0 | 0 | 0 | 0 | 0 | [5 empty] | 0
FL Zone 2HealthcareTurnover |  | XXXXXXXX | Yes | Equipment | Energy Star Hot Food Holding Cabinet | One Hot Food Holding Cabinet meeting current ENERGY STAR® Standards | One Standard Hot Food Holding Cabinet | Commercial | Turnover | Healthcare | FL Zone 2 | Cooking | Cooking Other |  | 0 | Per Unit | [7 empty] | 3285 | 1554.9 | 1730.1 | 0.52667 |  | 12 |  |  |  | 1730.1 | [8 empty] | 0 | 0 | 0 | 0 | 0 | 0 | 0 | [5 empty] | 0
FL Zone 2HospitalsTurnover |  | XXXXXXXX | Yes | Equipment | Energy Star Hot Food Holding Cabinet | One Hot Food Holding Cabinet meeting current ENERGY STAR® Standards | One Standard Hot Food Holding Cabinet | Commercial | Turnover | Hospitals | FL Zone 2 | Cooking | Cooking Other |  | 0 | Per Unit | [7 empty] | 3285 | 1554.9 | 1730.1 | 0.52667 |  | 12 |  |  |  | 1730.1 | [8 empty] | 0 | 0 | 0 | 0 | 0 | 0 | 0 | [5 empty] | 0
FL Zone 2InstitutionalTurnover |  | XXXXXXXX | Yes | Equipment | Energy Star Hot Food Holding Cabinet | One Hot Food Holding Cabinet meeting current ENERGY STAR® Standards | One Standard Hot Food Holding Cabinet | Commercial | Turnover | Institutional | FL Zone 2 | Cooking | Cooking Other |  | 0 | Per Unit | [7 empty] | 3285 | 1554.9 | 1730.1 | 0.52667 |  | 12 |  |  |  | 1730.1 | [8 empty] | 0 | 0 | 0 | 0 | 0 | 0 | 0 | [5 empty] | 0
FL Zone 2Lodging/HospitalityTurnover |  | XXXXXXXX | Yes | Equipment | Energy Star Hot Food Holding Cabinet | One Hot Food Holding Cabinet meeting current ENERGY STAR® Standards | One Standard Hot Food Holding Cabinet | Commercial | Turnover | Lodging/Hospitality | FL Zone 2 | Cooking | Cooking Other |  | 0 | Per Unit | [7 empty] | 3285 | 1554.9 | 1730.1 | 0.52667 |  | 12 |  |  |  | 1730.1 | [8 empty] | 0 | 0 | 0 | 0 | 0 | 0 | 0 | [5 empty] | 0
FL Zone 2MiscellaneousTurnover |  | XXXXXXXX | Yes | Equipment | Energy Star Hot Food Holding Cabinet | One Hot Food Holding Cabinet meeting current ENERGY STAR® Standards | One Standard Hot Food Holding Cabinet | Commercial | Turnover | Miscellaneous | FL Zone 2 | Cooking | Cooking Other |  | 0 | Per Unit | [7 empty] | 3285 | 1554.9 | 1730.1 | 0.52667 |  | 12 |  |  |  | 1730.1 | [8 empty] | 0 | 0 | 0 | 0 | 0 | 0 | 0 | [5 empty] | 0
FL Zone 2OfficesTurnover |  | XXXXXXXX | Yes | Equipment | Energy Star Hot Food Holding Cabinet | One Hot Food Holding Cabinet meeting current ENERGY STAR® Standards | One Standard Hot Food Holding Cabinet | Commercial | Turnover | Offices | FL Zone 2 | Cooking | Cooking Other |  | 0 | Per Unit | [7 empty] | 3285 | 1554.9 | 1730.1 | 0.52667 |  | 12 |  |  |  | 1730.1 | [8 empty] | 0 | 0 | 0 | 0 | 0 | 0 | 0 | [5 empty] | 0
FL Zone 2RestaurantsTurnover |  | XXXXXXXX | Yes | Equipment | Energy Star Hot Food Holding Cabinet | One Hot Food Holding Cabinet meeting current ENERGY STAR® Standards | One Standard Hot Food Holding Cabinet | Commercial | Turnover | Restaurants | FL Zone 2 | Cooking | Cooking Other |  | 0 | Per Unit | [7 empty] | 3285 | 1554.9 | 1730.1 | 0.52667 |  | 12 |  |  |  | 1730.1 | [8 empty] | 0 | 0 | 0 | 0 | 0 | 0 | 0 | [5 empty] | 0
FL Zone 2RetailTurnover |  | XXXXXXXX | Yes | Equipment | Energy Star Hot Food Holding Cabinet | One Hot Food Holding Cabinet meeting current ENERGY STAR® Standards | One Standard Hot Food Holding Cabinet | Commercial | Turnover | Retail | FL Zone 2 | Cooking | Cooking Other |  | 0 | Per Unit | [7 empty] | 3285 | 1554.9 | 1730.1 | 0.52667 |  | 12 |  |  |  | 1730.1 | [8 empty] | 0 | 0 | 0 | 0 | 0 | 0 | 0 | [5 empty] | 0
FL Zone 2Schools K-12Turnover |  | XXXXXXXX | Yes | Equipment | Energy Star Hot Food Holding Cabinet | One Hot Food Holding Cabinet meeting current ENERGY STAR® Standards | One Standard Hot Food Holding Cabinet | Commercial | Turnover | Schools K-12 | FL Zone 2 | Cooking | Cooking Other |  | 0 | Per Unit | [7 empty] | 3285 | 1554.9 | 1730.1 | 0.52667 |  | 12 |  |  |  | 1730.1 | [8 empty] | 0 | 0 | 0 | 0 | 0 | 0 | 0 | [5 empty] | 0
FL Zone 2WarehouseTurnover |  | XXXXXXXX | Yes | Equipment | Energy Star Hot Food Holding Cabinet | One Hot Food Holding Cabinet meeting current ENERGY STAR® Standards | One Standard Hot Food Holding Cabinet | Commercial | Turnover | Warehouse | FL Zone 2 | Cooking | Cooking Other |  | 0 | Per Unit | [7 empty] | 3285 | 1554.9 | 1730.1 | 0.52667 |  | 12 |  |  |  | 1730.1 | [8 empty] | 0 | 0 | 0 | 0 | 0 | 0 | 0 | [5 empty] | 0
FL Zone 2AssemblyNew |  | XXXXXXXX | Yes | Equipment | Energy Star Hot Food Holding Cabinet | One Hot Food Holding Cabinet meeting current ENERGY STAR® Standards | One Standard Hot Food Holding Cabinet | Commercial | New | Assembly | FL Zone 2 | Cooking | Cooking Other |  | 0 | Per Unit | [7 empty] | 3285 | 1554.9 | 1730.1 | 0.52667 |  | 12 |  |  |  | 1730.1 | [8 empty] | 0 | 0 | 0 | 0 | 0 | 0 | 0 | [5 empty] | 0
FL Zone 2College and UniversityNew |  | XXXXXXXX | Yes | Equipment | Energy Star Hot Food Holding Cabinet | One Hot Food Holding Cabinet meeting current ENERGY STAR® Standards | One Standard Hot Food Holding Cabinet | Commercial | New | College and University | FL Zone 2 | Cooking | Cooking Other |  | 0 | Per Unit | [7 empty] | 3285 | 1554.9 | 1730.1 | 0.52667 |  | 12 |  |  |  | 1730.1 | [8 empty] | 0 | 0 | 0 | 0 | 0 | 0 | 0 | [5 empty] | 0
FL Zone 2GroceryNew |  | XXXXXXXX | Yes | Equipment | Energy Star Hot Food Holding Cabinet | One Hot Food Holding Cabinet meeting current ENERGY STAR® Standards | One Standard Hot Food Holding Cabinet | Commercial | New | Grocery | FL Zone 2 | Cooking | Cooking Other |  | 0 | Per Unit | [7 empty] | 3285 | 1554.9 | 1730.1 | 0.52667 |  | 12 |  |  |  | 1730.1 | [8 empty] | 0 | 0 | 0 | 0 | 0 | 0 | 0 | [5 empty] | 0
FL Zone 2HealthcareNew |  | XXXXXXXX | Yes | Equipment | Energy Star Hot Food Holding Cabinet | One Hot Food Holding Cabinet meeting current ENERGY STAR® Standards | One Standard Hot Food Holding Cabinet | Commercial | New | Healthcare | FL Zone 2 | Cooking | Cooking Other |  | 0 | Per Unit | [7 empty] | 3285 | 1554.9 | 1730.1 | 0.52667 |  | 12 |  |  |  | 1730.1 | [8 empty] | 0 | 0 | 0 | 0 | 0 | 0 | 0 | [5 empty] | 0
FL Zone 2HospitalsNew |  | XXXXXXXX | Yes | Equipment | Energy Star Hot Food Holding Cabinet | One Hot Food Holding Cabinet meeting current ENERGY STAR® Standards | One Standard Hot Food Holding Cabinet | Commercial | New | Hospitals | FL Zone 2 | Cooking | Cooking Other |  | 0 | Per Unit | [7 empty] | 3285 | 1554.9 | 1730.1 | 0.52667 |  | 12 |  |  |  | 1730.1 | [8 empty] | 0 | 0 | 0 | 0 | 0 | 0 | 0 | [5 empty] | 0
FL Zone 2InstitutionalNew |  | XXXXXXXX | Yes | Equipment | Energy Star Hot Food Holding Cabinet | One Hot Food Holding Cabinet meeting current ENERGY STAR® Standards | One Standard Hot Food Holding Cabinet | Commercial | New | Institutional | FL Zone 2 | Cooking | Cooking Other |  | 0 | Per Unit | [7 empty] | 3285 | 1554.9 | 1730.1 | 0.52667 |  | 12 |  |  |  | 1730.1 | [8 empty] | 0 | 0 | 0 | 0 | 0 | 0 | 0 | [5 empty] | 0
FL Zone 2Lodging/HospitalityNew |  | XXXXXXXX | Yes | Equipment | Energy Star Hot Food Holding Cabinet | One Hot Food Holding Cabinet meeting current ENERGY STAR® Standards | One Standard Hot Food Holding Cabinet | Commercial | New | Lodging/Hospitality | FL Zone 2 | Cooking | Cooking Other |  | 0 | Per Unit | [7 empty] | 3285 | 1554.9 | 1730.1 | 0.52667 |  | 12 |  |  |  | 1730.1 | [8 empty] | 0 | 0 | 0 | 0 | 0 | 0 | 0 | [5 empty] | 0
FL Zone 2MiscellaneousNew |  | XXXXXXXX | Yes | Equipment | Energy Star Hot Food Holding Cabinet | One Hot Food Holding Cabinet meeting current ENERGY STAR® Standards | One Standard Hot Food Holding Cabinet | Commercial | New | Miscellaneous | FL Zone 2 | Cooking | Cooking Other |  | 0 | Per Unit | [7 empty] | 3285 | 1554.9 | 1730.1 | 0.52667 |  | 12 |  |  |  | 1730.1 | [8 empty] | 0 | 0 | 0 | 0 | 0 | 0 | 0 | [5 empty] | 0
FL Zone 2OfficesNew |  | XXXXXXXX | Yes | Equipment | Energy Star Hot Food Holding Cabinet | One Hot Food Holding Cabinet meeting current ENERGY STAR® Standards | One Standard Hot Food Holding Cabinet | Commercial | New | Offices | FL Zone 2 | Cooking | Cooking Other |  | 0 | Per Unit | [7 empty] | 3285 | 1554.9 | 1730.1 | 0.52667 |  | 12 |  |  |  | 1730.1 | [8 empty] | 0 | 0 | 0 | 0 | 0 | 0 | 0 | [5 empty] | 0
FL Zone 2RestaurantsNew |  | XXXXXXXX | Yes | Equipment | Energy Star Hot Food Holding Cabinet | One Hot Food Holding Cabinet meeting current ENERGY STAR® Standards | One Standard Hot Food Holding Cabinet | Commercial | New | Restaurants | FL Zone 2 | Cooking | Cooking Other |  | 0 | Per Unit | [7 empty] | 3285 | 1554.9 | 1730.1 | 0.52667 |  | 12 |  |  |  | 1730.1 | [8 empty] | 0 | 0 | 0 | 0 | 0 | 0 | 0 | [5 empty] | 0
FL Zone 2RetailNew |  | XXXXXXXX | Yes | Equipment | Energy Star Hot Food Holding Cabinet | One Hot Food Holding Cabinet meeting current ENERGY STAR® Standards | One Standard Hot Food Holding Cabinet | Commercial | New | Retail | FL Zone 2 | Cooking | Cooking Other |  | 0 | Per Unit | [7 empty] | 3285 | 1554.9 | 1730.1 | 0.52667 |  | 12 |  |  |  | 1730.1 | [8 empty] | 0 | 0 | 0 | 0 | 0 | 0 | 0 | [5 empty] | 0
FL Zone 2Schools K-12New |  | XXXXXXXX | Yes | Equipment | Energy Star Hot Food Holding Cabinet | One Hot Food Holding Cabinet meeting current ENERGY STAR® Standards | One Standard Hot Food Holding Cabinet | Commercial | New | Schools K-12 | FL Zone 2 | Cooking | Cooking Other |  | 0 | Per Unit | [7 empty] | 3285 | 1554.9 | 1730.1 | 0.52667 |  | 12 |  |  |  | 1730.1 | [8 empty] | 0 | 0 | 0 | 0 | 0 | 0 | 0 | [5 empty] | 0
FL Zone 2WarehouseNew |  | XXXXXXXX | Yes | Equipment | Energy Star Hot Food Holding Cabinet | One Hot Food Holding Cabinet meeting current ENERGY STAR® Standards | One Standard Hot Food Holding Cabinet | Commercial | New | Warehouse | FL Zone 2 | Cooking | Cooking Other |  | 0 | Per Unit | [7 empty] | 3285 | 1554.9 | 1730.1 | 0.52667 |  | 12 |  |  |  | 1730.1 | [8 empty] | 0 | 0 | 0 | 0 | 0 | 0 | 0 | [5 empty] | 0
FL Zone 2AssemblyTurnover |  | XXXXXXXX | Yes | Equipment | Energy Star Ice Maker | One Continuous Self-Contained Ice Maker meeting current ENERGY STAR® Standards (8.9 kWh / 100 lbs of ice) | One Continuous Self-Contained Ice Maker meeting Federal Standard | Commercial | Turnover | Assembly | FL Zone 2 | Refrigeration | Vending and ice makers |  | 0 | Per Unit | [7 empty] | 2088.5085 | 1850.6475 | 237.861 | 0.11389 |  | 8 |  |  |  | 237.861 | [8 empty] | 0 | 0 | 0 | 0 | 0 | 0 | 0 | [5 empty] | 0
FL Zone 2College and UniversityTurnover |  | XXXXXXXX | Yes | Equipment | Energy Star Ice Maker | One Continuous Self-Contained Ice Maker meeting current ENERGY STAR® Standards (8.9 kWh / 100 lbs of ice) | One Continuous Self-Contained Ice Maker meeting Federal Standard | Commercial | Turnover | College and University | FL Zone 2 | Refrigeration | Vending and ice makers |  | 0 | Per Unit | [7 empty] | 2088.5085 | 1850.6475 | 237.861 | 0.11389 |  | 8 |  |  |  | 237.861 | [8 empty] | 0 | 0 | 0 | 0 | 0 | 0 | 0 | [5 empty] | 0
FL Zone 2GroceryTurnover |  | XXXXXXXX | Yes | Equipment | Energy Star Ice Maker | One Continuous Self-Contained Ice Maker meeting current ENERGY STAR® Standards (8.9 kWh / 100 lbs of ice) | One Continuous Self-Contained Ice Maker meeting Federal Standard | Commercial | Turnover | Grocery | FL Zone 2 | Refrigeration | Vending and ice makers |  | 0 | Per Unit | [7 empty] | 2088.5085 | 1850.6475 | 237.861 | 0.11389 |  | 8 |  |  |  | 237.861 | [8 empty] | 0 | 0 | 0 | 0 | 0 | 0 | 0 | [5 empty] | 0
FL Zone 2HealthcareTurnover |  | XXXXXXXX | Yes | Equipment | Energy Star Ice Maker | One Continuous Self-Contained Ice Maker meeting current ENERGY STAR® Standards (8.9 kWh / 100 lbs of ice) | One Continuous Self-Contained Ice Maker meeting Federal Standard | Commercial | Turnover | Healthcare | FL Zone 2 | Refrigeration | Vending and ice makers |  | 0 | Per Unit | [7 empty] | 2088.5085 | 1850.6475 | 237.861 | 0.11389 |  | 8 |  |  |  | 237.861 | [8 empty] | 0 | 0 | 0 | 0 | 0 | 0 | 0 | [5 empty] | 0
FL Zone 2HospitalsTurnover |  | XXXXXXXX | Yes | Equipment | Energy Star Ice Maker | One Continuous Self-Contained Ice Maker meeting current ENERGY STAR® Standards (8.9 kWh / 100 lbs of ice) | One Continuous Self-Contained Ice Maker meeting Federal Standard | Commercial | Turnover | Hospitals | FL Zone 2 | Refrigeration | Vending and ice makers |  | 0 | Per Unit | [7 empty] | 2088.5085 | 1850.6475 | 237.861 | 0.11389 |  | 8 |  |  |  | 237.861 | [8 empty] | 0 | 0 | 0 | 0 | 0 | 0 | 0 | [5 empty] | 0
FL Zone 2InstitutionalTurnover |  | XXXXXXXX | Yes | Equipment | Energy Star Ice Maker | One Continuous Self-Contained Ice Maker meeting current ENERGY STAR® Standards (8.9 kWh / 100 lbs of ice) | One Continuous Self-Contained Ice Maker meeting Federal Standard | Commercial | Turnover | Institutional | FL Zone 2 | Refrigeration | Vending and ice makers |  | 0 | Per Unit | [7 empty] | 2088.5085 | 1850.6475 | 237.861 | 0.11389 |  | 8 |  |  |  | 237.861 | [8 empty] | 0 | 0 | 0 | 0 | 0 | 0 | 0 | [5 empty] | 0
FL Zone 2Lodging/HospitalityTurnover |  | XXXXXXXX | Yes | Equipment | Energy Star Ice Maker | One Continuous Self-Contained Ice Maker meeting current ENERGY STAR® Standards (8.9 kWh / 100 lbs of ice) | One Continuous Self-Contained Ice Maker meeting Federal Standard | Commercial | Turnover | Lodging/Hospitality | FL Zone 2 | Refrigeration | Vending and ice makers |  | 0 | Per Unit | [7 empty] | 2088.5085 | 1850.6475 | 237.861 | 0.11389 |  | 8 |  |  |  | 237.861 | [8 empty] | 0 | 0 | 0 | 0 | 0 | 0 | 0 | [5 empty] | 0
FL Zone 2MiscellaneousTurnover |  | XXXXXXXX | Yes | Equipment | Energy Star Ice Maker | One Continuous Self-Contained Ice Maker meeting current ENERGY STAR® Standards (8.9 kWh / 100 lbs of ice) | One Continuous Self-Contained Ice Maker meeting Federal Standard | Commercial | Turnover | Miscellaneous | FL Zone 2 | Refrigeration | Vending and ice makers |  | 0 | Per Unit | [7 empty] | 2088.5085 | 1850.6475 | 237.861 | 0.11389 |  | 8 |  |  |  | 237.861 | [8 empty] | 0 | 0 | 0 | 0 | 0 | 0 | 0 | [5 empty] | 0
FL Zone 2OfficesTurnover |  | XXXXXXXX | Yes | Equipment | Energy Star Ice Maker | One Continuous Self-Contained Ice Maker meeting current ENERGY STAR® Standards (8.9 kWh / 100 lbs of ice) | One Continuous Self-Contained Ice Maker meeting Federal Standard | Commercial | Turnover | Offices | FL Zone 2 | Refrigeration | Vending and ice makers |  | 0 | Per Unit | [7 empty] | 2088.5085 | 1850.6475 | 237.861 | 0.11389 |  | 8 |  |  |  | 237.861 | [8 empty] | 0 | 0 | 0 | 0 | 0 | 0 | 0 | [5 empty] | 0
FL Zone 2RestaurantsTurnover |  | XXXXXXXX | Yes | Equipment | Energy Star Ice Maker | One Continuous Self-Contained Ice Maker meeting current ENERGY STAR® Standards (8.9 kWh / 100 lbs of ice) | One Continuous Self-Contained Ice Maker meeting Federal Standard | Commercial | Turnover | Restaurants | FL Zone 2 | Refrigeration | Vending and ice makers |  | 0 | Per Unit | [7 empty] | 2088.5085 | 1850.6475 | 237.861 | 0.11389 |  | 8 |  |  |  | 237.861 | [8 empty] | 0 | 0 | 0 | 0 | 0 | 0 | 0 | [5 empty] | 0
FL Zone 2RetailTurnover |  | XXXXXXXX | Yes | Equipment | Energy Star Ice Maker | One Continuous Self-Contained Ice Maker meeting current ENERGY STAR® Standards (8.9 kWh / 100 lbs of ice) | One Continuous Self-Contained Ice Maker meeting Federal Standard | Commercial | Turnover | Retail | FL Zone 2 | Refrigeration | Vending and ice makers |  | 0 | Per Unit | [7 empty] | 2088.5085 | 1850.6475 | 237.861 | 0.11389 |  | 8 |  |  |  | 237.861 | [8 empty] | 0 | 0 | 0 | 0 | 0 | 0 | 0 | [5 empty] | 0
FL Zone 2Schools K-12Turnover |  | XXXXXXXX | Yes | Equipment | Energy Star Ice Maker | One Continuous Self-Contained Ice Maker meeting current ENERGY STAR® Standards (8.9 kWh / 100 lbs of ice) | One Continuous Self-Contained Ice Maker meeting Federal Standard | Commercial | Turnover | Schools K-12 | FL Zone 2 | Refrigeration | Vending and ice makers |  | 0 | Per Unit | [7 empty] | 2088.5085 | 1850.6475 | 237.861 | 0.11389 |  | 8 |  |  |  | 237.861 | [8 empty] | 0 | 0 | 0 | 0 | 0 | 0 | 0 | [5 empty] | 0
FL Zone 2WarehouseTurnover |  | XXXXXXXX | Yes | Equipment | Energy Star Ice Maker | One Continuous Self-Contained Ice Maker meeting current ENERGY STAR® Standards (8.9 kWh / 100 lbs of ice) | One Continuous Self-Contained Ice Maker meeting Federal Standard | Commercial | Turnover | Warehouse | FL Zone 2 | Refrigeration | Vending and ice makers |  | 0 | Per Unit | [7 empty] | 2088.5085 | 1850.6475 | 237.861 | 0.11389 |  | 8 |  |  |  | 237.861 | [8 empty] | 0 | 0 | 0 | 0 | 0 | 0 | 0 | [5 empty] | 0
FL Zone 2AssemblyNew |  | XXXXXXXX | Yes | Equipment | Energy Star Ice Maker | One Continuous Self-Contained Ice Maker meeting current ENERGY STAR® Standards (8.9 kWh / 100 lbs of ice) | One Continuous Self-Contained Ice Maker meeting Federal Standard | Commercial | New | Assembly | FL Zone 2 | Refrigeration | Vending and ice makers |  | 0 | Per Unit | [7 empty] | 2088.5085 | 1850.6475 | 237.861 | 0.11389 |  | 8 |  |  |  | 237.861 | [8 empty] | 0 | 0 | 0 | 0 | 0 | 0 | 0 | [5 empty] | 0
FL Zone 2College and UniversityNew |  | XXXXXXXX | Yes | Equipment | Energy Star Ice Maker | One Continuous Self-Contained Ice Maker meeting current ENERGY STAR® Standards (8.9 kWh / 100 lbs of ice) | One Continuous Self-Contained Ice Maker meeting Federal Standard | Commercial | New | College and University | FL Zone 2 | Refrigeration | Vending and ice makers |  | 0 | Per Unit | [7 empty] | 2088.5085 | 1850.6475 | 237.861 | 0.11389 |  | 8 |  |  |  | 237.861 | [8 empty] | 0 | 0 | 0 | 0 | 0 | 0 | 0 | [5 empty] | 0
FL Zone 2GroceryNew |  | XXXXXXXX | Yes | Equipment | Energy Star Ice Maker | One Continuous Self-Contained Ice Maker meeting current ENERGY STAR® Standards (8.9 kWh / 100 lbs of ice) | One Continuous Self-Contained Ice Maker meeting Federal Standard | Commercial | New | Grocery | FL Zone 2 | Refrigeration | Vending and ice makers |  | 0 | Per Unit | [7 empty] | 2088.5085 | 1850.6475 | 237.861 | 0.11389 |  | 8 |  |  |  | 237.861 | [8 empty] | 0 | 0 | 0 | 0 | 0 | 0 | 0 | [5 empty] | 0
FL Zone 2HealthcareNew |  | XXXXXXXX | Yes | Equipment | Energy Star Ice Maker | One Continuous Self-Contained Ice Maker meeting current ENERGY STAR® Standards (8.9 kWh / 100 lbs of ice) | One Continuous Self-Contained Ice Maker meeting Federal Standard | Commercial | New | Healthcare | FL Zone 2 | Refrigeration | Vending and ice makers |  | 0 | Per Unit | [7 empty] | 2088.5085 | 1850.6475 | 237.861 | 0.11389 |  | 8 |  |  |  | 237.861 | [8 empty] | 0 | 0 | 0 | 0 | 0 | 0 | 0 | [5 empty] | 0
FL Zone 2HospitalsNew |  | XXXXXXXX | Yes | Equipment | Energy Star Ice Maker | One Continuous Self-Contained Ice Maker meeting current ENERGY STAR® Standards (8.9 kWh / 100 lbs of ice) | One Continuous Self-Contained Ice Maker meeting Federal Standard | Commercial | New | Hospitals | FL Zone 2 | Refrigeration | Vending and ice makers |  | 0 | Per Unit | [7 empty] | 2088.5085 | 1850.6475 | 237.861 | 0.11389 |  | 8 |  |  |  | 237.861 | [8 empty] | 0 | 0 | 0 | 0 | 0 | 0 | 0 | [5 empty] | 0
FL Zone 2InstitutionalNew |  | XXXXXXXX | Yes | Equipment | Energy Star Ice Maker | One Continuous Self-Contained Ice Maker meeting current ENERGY STAR® Standards (8.9 kWh / 100 lbs of ice) | One Continuous Self-Contained Ice Maker meeting Federal Standard | Commercial | New | Institutional | FL Zone 2 | Refrigeration | Vending and ice makers |  | 0 | Per Unit | [7 empty] | 2088.5085 | 1850.6475 | 237.861 | 0.11389 |  | 8 |  |  |  | 237.861 | [8 empty] | 0 | 0 | 0 | 0 | 0 | 0 | 0 | [5 empty] | 0
FL Zone 2Lodging/HospitalityNew |  | XXXXXXXX | Yes | Equipment | Energy Star Ice Maker | One Continuous Self-Contained Ice Maker meeting current ENERGY STAR® Standards (8.9 kWh / 100 lbs of ice) | One Continuous Self-Contained Ice Maker meeting Federal Standard | Commercial | New | Lodging/Hospitality | FL Zone 2 | Refrigeration | Vending and ice makers |  | 0 | Per Unit | [7 empty] | 2088.5085 | 1850.6475 | 237.861 | 0.11389 |  | 8 |  |  |  | 237.861 | [8 empty] | 0 | 0 | 0 | 0 | 0 | 0 | 0 | [5 empty] | 0
FL Zone 2MiscellaneousNew |  | XXXXXXXX | Yes | Equipment | Energy Star Ice Maker | One Continuous Self-Contained Ice Maker meeting current ENERGY STAR® Standards (8.9 kWh / 100 lbs of ice) | One Continuous Self-Contained Ice Maker meeting Federal Standard | Commercial | New | Miscellaneous | FL Zone 2 | Refrigeration | Vending and ice makers |  | 0 | Per Unit | [7 empty] | 2088.5085 | 1850.6475 | 237.861 | 0.11389 |  | 8 |  |  |  | 237.861 | [8 empty] | 0 | 0 | 0 | 0 | 0 | 0 | 0 | [5 empty] | 0
FL Zone 2OfficesNew |  | XXXXXXXX | Yes | Equipment | Energy Star Ice Maker | One Continuous Self-Contained Ice Maker meeting current ENERGY STAR® Standards (8.9 kWh / 100 lbs of ice) | One Continuous Self-Contained Ice Maker meeting Federal Standard | Commercial | New | Offices | FL Zone 2 | Refrigeration | Vending and ice makers |  | 0 | Per Unit | [7 empty] | 2088.5085 | 1850.6475 | 237.861 | 0.11389 |  | 8 |  |  |  | 237.861 | [8 empty] | 0 | 0 | 0 | 0 | 0 | 0 | 0 | [5 empty] | 0
FL Zone 2RestaurantsNew |  | XXXXXXXX | Yes | Equipment | Energy Star Ice Maker | One Continuous Self-Contained Ice Maker meeting current ENERGY STAR® Standards (8.9 kWh / 100 lbs of ice) | One Continuous Self-Contained Ice Maker meeting Federal Standard | Commercial | New | Restaurants | FL Zone 2 | Refrigeration | Vending and ice makers |  | 0 | Per Unit | [7 empty] | 2088.5085 | 1850.6475 | 237.861 | 0.11389 |  | 8 |  |  |  | 237.861 | [8 empty] | 0 | 0 | 0 | 0 | 0 | 0 | 0 | [5 empty] | 0
FL Zone 2RetailNew |  | XXXXXXXX | Yes | Equipment | Energy Star Ice Maker | One Continuous Self-Contained Ice Maker meeting current ENERGY STAR® Standards (8.9 kWh / 100 lbs of ice) | One Continuous Self-Contained Ice Maker meeting Federal Standard | Commercial | New | Retail | FL Zone 2 | Refrigeration | Vending and ice makers |  | 0 | Per Unit | [7 empty] | 2088.5085 | 1850.6475 | 237.861 | 0.11389 |  | 8 |  |  |  | 237.861 | [8 empty] | 0 | 0 | 0 | 0 | 0 | 0 | 0 | [5 empty] | 0
FL Zone 2Schools K-12New |  | XXXXXXXX | Yes | Equipment | Energy Star Ice Maker | One Continuous Self-Contained Ice Maker meeting current ENERGY STAR® Standards (8.9 kWh / 100 lbs of ice) | One Continuous Self-Contained Ice Maker meeting Federal Standard | Commercial | New | Schools K-12 | FL Zone 2 | Refrigeration | Vending and ice makers |  | 0 | Per Unit | [7 empty] | 2088.5085 | 1850.6475 | 237.861 | 0.11389 |  | 8 |  |  |  | 237.861 | [8 empty] | 0 | 0 | 0 | 0 | 0 | 0 | 0 | [5 empty] | 0
FL Zone 2WarehouseNew |  | XXXXXXXX | Yes | Equipment | Energy Star Ice Maker | One Continuous Self-Contained Ice Maker meeting current ENERGY STAR® Standards (8.9 kWh / 100 lbs of ice) | One Continuous Self-Contained Ice Maker meeting Federal Standard | Commercial | New | Warehouse | FL Zone 2 | Refrigeration | Vending and ice makers |  | 0 | Per Unit | [7 empty] | 2088.5085 | 1850.6475 | 237.861 | 0.11389 |  | 8 |  |  |  | 237.861 | [8 empty] | 0 | 0 | 0 | 0 | 0 | 0 | 0 | [5 empty] | 0
FL Zone 2AssemblyTurnover |  | XXXXXXXX | Yes | Equipment | ENERGY STAR Imaging Equipment | One imaging device meeting current ENERGY STAR® Standards | One non-ENERGY STAR® imaging device | Commercial | Turnover | Assembly | FL Zone 2 | Office Equipment | Document production |  | 0 | Per Unit | [7 empty] | 937.8 | 521 | 416.8 | 0.44444 |  | 6 |  |  |  | 416.8 | [8 empty] | 0 | 0 | 0 | 0 | 0 | 0 | 0 | [5 empty] | 0
FL Zone 2College and UniversityTurnover |  | XXXXXXXX | Yes | Equipment | ENERGY STAR Imaging Equipment | One imaging device meeting current ENERGY STAR® Standards | One non-ENERGY STAR® imaging device | Commercial | Turnover | College and University | FL Zone 2 | Office Equipment | Document production |  | 0 | Per Unit | [7 empty] | 937.8 | 521 | 416.8 | 0.44444 |  | 6 |  |  |  | 416.8 | [8 empty] | 0 | 0 | 0 | 0 | 0 | 0 | 0 | [5 empty] | 0
FL Zone 2GroceryTurnover |  | XXXXXXXX | Yes | Equipment | ENERGY STAR Imaging Equipment | One imaging device meeting current ENERGY STAR® Standards | One non-ENERGY STAR® imaging device | Commercial | Turnover | Grocery | FL Zone 2 | Office Equipment | Document production |  | 0 | Per Unit | [7 empty] | 937.8 | 521 | 416.8 | 0.44444 |  | 6 |  |  |  | 416.8 | [8 empty] | 0 | 0 | 0 | 0 | 0 | 0 | 0 | [5 empty] | 0
FL Zone 2HealthcareTurnover |  | XXXXXXXX | Yes | Equipment | ENERGY STAR Imaging Equipment | One imaging device meeting current ENERGY STAR® Standards | One non-ENERGY STAR® imaging device | Commercial | Turnover | Healthcare | FL Zone 2 | Office Equipment | Document production |  | 0 | Per Unit | [7 empty] | 937.8 | 521 | 416.8 | 0.44444 |  | 6 |  |  |  | 416.8 | [8 empty] | 0 | 0 | 0 | 0 | 0 | 0 | 0 | [5 empty] | 0
FL Zone 2HospitalsTurnover |  | XXXXXXXX | Yes | Equipment | ENERGY STAR Imaging Equipment | One imaging device meeting current ENERGY STAR® Standards | One non-ENERGY STAR® imaging device | Commercial | Turnover | Hospitals | FL Zone 2 | Office Equipment | Document production |  | 0 | Per Unit | [7 empty] | 937.8 | 521 | 416.8 | 0.44444 |  | 6 |  |  |  | 416.8 | [8 empty] | 0 | 0 | 0 | 0 | 0 | 0 | 0 | [5 empty] | 0
FL Zone 2InstitutionalTurnover |  | XXXXXXXX | Yes | Equipment | ENERGY STAR Imaging Equipment | One imaging device meeting current ENERGY STAR® Standards | One non-ENERGY STAR® imaging device | Commercial | Turnover | Institutional | FL Zone 2 | Office Equipment | Document production |  | 0 | Per Unit | [7 empty] | 937.8 | 521 | 416.8 | 0.44444 |  | 6 |  |  |  | 416.8 | [8 empty] | 0 | 0 | 0 | 0 | 0 | 0 | 0 | [5 empty] | 0
FL Zone 2Lodging/HospitalityTurnover |  | XXXXXXXX | Yes | Equipment | ENERGY STAR Imaging Equipment | One imaging device meeting current ENERGY STAR® Standards | One non-ENERGY STAR® imaging device | Commercial | Turnover | Lodging/Hospitality | FL Zone 2 | Office Equipment | Document production |  | 0 | Per Unit | [7 empty] | 937.8 | 521 | 416.8 | 0.44444 |  | 6 |  |  |  | 416.8 | [8 empty] | 0 | 0 | 0 | 0 | 0 | 0 | 0 | [5 empty] | 0
FL Zone 2MiscellaneousTurnover |  | XXXXXXXX | Yes | Equipment | ENERGY STAR Imaging Equipment | One imaging device meeting current ENERGY STAR® Standards | One non-ENERGY STAR® imaging device | Commercial | Turnover | Miscellaneous | FL Zone 2 | Office Equipment | Document production |  | 0 | Per Unit | [7 empty] | 937.8 | 521 | 416.8 | 0.44444 |  | 6 |  |  |  | 416.8 | [8 empty] | 0 | 0 | 0 | 0 | 0 | 0 | 0 | [5 empty] | 0
FL Zone 2OfficesTurnover |  | XXXXXXXX | Yes | Equipment | ENERGY STAR Imaging Equipment | One imaging device meeting current ENERGY STAR® Standards | One non-ENERGY STAR® imaging device | Commercial | Turnover | Offices | FL Zone 2 | Office Equipment | Document production |  | 0 | Per Unit | [7 empty] | 937.8 | 521 | 416.8 | 0.44444 |  | 6 |  |  |  | 416.8 | [8 empty] | 0 | 0 | 0 | 0 | 0 | 0 | 0 | [5 empty] | 0
FL Zone 2RestaurantsTurnover |  | XXXXXXXX | Yes | Equipment | ENERGY STAR Imaging Equipment | One imaging device meeting current ENERGY STAR® Standards | One non-ENERGY STAR® imaging device | Commercial | Turnover | Restaurants | FL Zone 2 | Office Equipment | Document production |  | 0 | Per Unit | [7 empty] | 937.8 | 521 | 416.8 | 0.44444 |  | 6 |  |  |  | 416.8 | [8 empty] | 0 | 0 | 0 | 0 | 0 | 0 | 0 | [5 empty] | 0
FL Zone 2RetailTurnover |  | XXXXXXXX | Yes | Equipment | ENERGY STAR Imaging Equipment | One imaging device meeting current ENERGY STAR® Standards | One non-ENERGY STAR® imaging device | Commercial | Turnover | Retail | FL Zone 2 | Office Equipment | Document production |  | 0 | Per Unit | [7 empty] | 937.8 | 521 | 416.8 | 0.44444 |  | 6 |  |  |  | 416.8 | [8 empty] | 0 | 0 | 0 | 0 | 0 | 0 | 0 | [5 empty] | 0
FL Zone 2Schools K-12Turnover |  | XXXXXXXX | Yes | Equipment | ENERGY STAR Imaging Equipment | One imaging device meeting current ENERGY STAR® Standards | One non-ENERGY STAR® imaging device | Commercial | Turnover | Schools K-12 | FL Zone 2 | Office Equipment | Document production |  | 0 | Per Unit | [7 empty] | 937.8 | 521 | 416.8 | 0.44444 |  | 6 |  |  |  | 416.8 | [8 empty] | 0 | 0 | 0 | 0 | 0 | 0 | 0 | [5 empty] | 0
FL Zone 2WarehouseTurnover |  | XXXXXXXX | Yes | Equipment | ENERGY STAR Imaging Equipment | One imaging device meeting current ENERGY STAR® Standards | One non-ENERGY STAR® imaging device | Commercial | Turnover | Warehouse | FL Zone 2 | Office Equipment | Document production |  | 0 | Per Unit | [7 empty] | 937.8 | 521 | 416.8 | 0.44444 |  | 6 |  |  |  | 416.8 | [8 empty] | 0 | 0 | 0 | 0 | 0 | 0 | 0 | [5 empty] | 0
FL Zone 2AssemblyNew |  | XXXXXXXX | Yes | Equipment | ENERGY STAR Imaging Equipment | One imaging device meeting current ENERGY STAR® Standards | One non-ENERGY STAR® imaging device | Commercial | New | Assembly | FL Zone 2 | Office Equipment | Document production |  | 0 | Per Unit | [7 empty] | 937.8 | 521 | 416.8 | 0.44444 |  | 6 |  |  |  | 416.8 | [8 empty] | 0 | 0 | 0 | 0 | 0 | 0 | 0 | [5 empty] | 0
FL Zone 2College and UniversityNew |  | XXXXXXXX | Yes | Equipment | ENERGY STAR Imaging Equipment | One imaging device meeting current ENERGY STAR® Standards | One non-ENERGY STAR® imaging device | Commercial | New | College and University | FL Zone 2 | Office Equipment | Document production |  | 0 | Per Unit | [7 empty] | 937.8 | 521 | 416.8 | 0.44444 |  | 6 |  |  |  | 416.8 | [8 empty] | 0 | 0 | 0 | 0 | 0 | 0 | 0 | [5 empty] | 0
FL Zone 2GroceryNew |  | XXXXXXXX | Yes | Equipment | ENERGY STAR Imaging Equipment | One imaging device meeting current ENERGY STAR® Standards | One non-ENERGY STAR® imaging device | Commercial | New | Grocery | FL Zone 2 | Office Equipment | Document production |  | 0 | Per Unit | [7 empty] | 937.8 | 521 | 416.8 | 0.44444 |  | 6 |  |  |  | 416.8 | [8 empty] | 0 | 0 | 0 | 0 | 0 | 0 | 0 | [5 empty] | 0
FL Zone 2HealthcareNew |  | XXXXXXXX | Yes | Equipment | ENERGY STAR Imaging Equipment | One imaging device meeting current ENERGY STAR® Standards | One non-ENERGY STAR® imaging device | Commercial | New | Healthcare | FL Zone 2 | Office Equipment | Document production |  | 0 | Per Unit | [7 empty] | 937.8 | 521 | 416.8 | 0.44444 |  | 6 |  |  |  | 416.8 | [8 empty] | 0 | 0 | 0 | 0 | 0 | 0 | 0 | [5 empty] | 0
FL Zone 2HospitalsNew |  | XXXXXXXX | Yes | Equipment | ENERGY STAR Imaging Equipment | One imaging device meeting current ENERGY STAR® Standards | One non-ENERGY STAR® imaging device | Commercial | New | Hospitals | FL Zone 2 | Office Equipment | Document production |  | 0 | Per Unit | [7 empty] | 937.8 | 521 | 416.8 | 0.44444 |  | 6 |  |  |  | 416.8 | [8 empty] | 0 | 0 | 0 | 0 | 0 | 0 | 0 | [5 empty] | 0
FL Zone 2InstitutionalNew |  | XXXXXXXX | Yes | Equipment | ENERGY STAR Imaging Equipment | One imaging device meeting current ENERGY STAR® Standards | One non-ENERGY STAR® imaging device | Commercial | New | Institutional | FL Zone 2 | Office Equipment | Document production |  | 0 | Per Unit | [7 empty] | 937.8 | 521 | 416.8 | 0.44444 |  | 6 |  |  |  | 416.8 | [8 empty] | 0 | 0 | 0 | 0 | 0 | 0 | 0 | [5 empty] | 0
FL Zone 2Lodging/HospitalityNew |  | XXXXXXXX | Yes | Equipment | ENERGY STAR Imaging Equipment | One imaging device meeting current ENERGY STAR® Standards | One non-ENERGY STAR® imaging device | Commercial | New | Lodging/Hospitality | FL Zone 2 | Office Equipment | Document production |  | 0 | Per Unit | [7 empty] | 937.8 | 521 | 416.8 | 0.44444 |  | 6 |  |  |  | 416.8 | [8 empty] | 0 | 0 | 0 | 0 | 0 | 0 | 0 | [5 empty] | 0
FL Zone 2MiscellaneousNew |  | XXXXXXXX | Yes | Equipment | ENERGY STAR Imaging Equipment | One imaging device meeting current ENERGY STAR® Standards | One non-ENERGY STAR® imaging device | Commercial | New | Miscellaneous | FL Zone 2 | Office Equipment | Document production |  | 0 | Per Unit | [7 empty] | 937.8 | 521 | 416.8 | 0.44444 |  | 6 |  |  |  | 416.8 | [8 empty] | 0 | 0 | 0 | 0 | 0 | 0 | 0 | [5 empty] | 0
FL Zone 2OfficesNew |  | XXXXXXXX | Yes | Equipment | ENERGY STAR Imaging Equipment | One imaging device meeting current ENERGY STAR® Standards | One non-ENERGY STAR® imaging device | Commercial | New | Offices | FL Zone 2 | Office Equipment | Document production |  | 0 | Per Unit | [7 empty] | 937.8 | 521 | 416.8 | 0.44444 |  | 6 |  |  |  | 416.8 | [8 empty] | 0 | 0 | 0 | 0 | 0 | 0 | 0 | [5 empty] | 0
FL Zone 2RestaurantsNew |  | XXXXXXXX | Yes | Equipment | ENERGY STAR Imaging Equipment | One imaging device meeting current ENERGY STAR® Standards | One non-ENERGY STAR® imaging device | Commercial | New | Restaurants | FL Zone 2 | Office Equipment | Document production |  | 0 | Per Unit | [7 empty] | 937.8 | 521 | 416.8 | 0.44444 |  | 6 |  |  |  | 416.8 | [8 empty] | 0 | 0 | 0 | 0 | 0 | 0 | 0 | [5 empty] | 0
FL Zone 2RetailNew |  | XXXXXXXX | Yes | Equipment | ENERGY STAR Imaging Equipment | One imaging device meeting current ENERGY STAR® Standards | One non-ENERGY STAR® imaging device | Commercial | New | Retail | FL Zone 2 | Office Equipment | Document production |  | 0 | Per Unit | [7 empty] | 937.8 | 521 | 416.8 | 0.44444 |  | 6 |  |  |  | 416.8 | [8 empty] | 0 | 0 | 0 | 0 | 0 | 0 | 0 | [5 empty] | 0
FL Zone 2Schools K-12New |  | XXXXXXXX | Yes | Equipment | ENERGY STAR Imaging Equipment | One imaging device meeting current ENERGY STAR® Standards | One non-ENERGY STAR® imaging device | Commercial | New | Schools K-12 | FL Zone 2 | Office Equipment | Document production |  | 0 | Per Unit | [7 empty] | 937.8 | 521 | 416.8 | 0.44444 |  | 6 |  |  |  | 416.8 | [8 empty] | 0 | 0 | 0 | 0 | 0 | 0 | 0 | [5 empty] | 0
FL Zone 2WarehouseNew |  | XXXXXXXX | Yes | Equipment | ENERGY STAR Imaging Equipment | One imaging device meeting current ENERGY STAR® Standards | One non-ENERGY STAR® imaging device | Commercial | New | Warehouse | FL Zone 2 | Office Equipment | Document production |  | 0 | Per Unit | [7 empty] | 937.8 | 521 | 416.8 | 0.44444 |  | 6 |  |  |  | 416.8 | [8 empty] | 0 | 0 | 0 | 0 | 0 | 0 | 0 | [5 empty] | 0
FL Zone 2AssemblyTurnover |  | XXXXXXXX | Yes | Equipment | Energy Star PCs | One Personal Computer (desktop or laptop) meeting current ENERGY STAR® Standards | One non-ENERGY STAR® Personal Computer | Commercial | Turnover | Assembly | FL Zone 2 | Office Equipment | Computers |  | 0 | Per Unit | [7 empty] | 284.9901 | 161.4747 | 123.5154 | 0.4334 |  | 4 |  |  |  | 123.5154 | [8 empty] | 0 | 0 | 0 | 0 | 0 | 0 | 0 | [5 empty] | 0
FL Zone 2College and UniversityTurnover |  | XXXXXXXX | Yes | Equipment | Energy Star PCs | One Personal Computer (desktop or laptop) meeting current ENERGY STAR® Standards | One non-ENERGY STAR® Personal Computer | Commercial | Turnover | College and University | FL Zone 2 | Office Equipment | Computers |  | 0 | Per Unit | [7 empty] | 284.9901 | 161.4747 | 123.5154 | 0.4334 |  | 4 |  |  |  | 123.5154 | [8 empty] | 0 | 0 | 0 | 0 | 0 | 0 | 0 | [5 empty] | 0
FL Zone 2GroceryTurnover |  | XXXXXXXX | Yes | Equipment | Energy Star PCs | One Personal Computer (desktop or laptop) meeting current ENERGY STAR® Standards | One non-ENERGY STAR® Personal Computer | Commercial | Turnover | Grocery | FL Zone 2 | Office Equipment | Computers |  | 0 | Per Unit | [7 empty] | 284.9901 | 161.4747 | 123.5154 | 0.4334 |  | 4 |  |  |  | 123.5154 | [8 empty] | 0 | 0 | 0 | 0 | 0 | 0 | 0 | [5 empty] | 0
FL Zone 2HealthcareTurnover |  | XXXXXXXX | Yes | Equipment | Energy Star PCs | One Personal Computer (desktop or laptop) meeting current ENERGY STAR® Standards | One non-ENERGY STAR® Personal Computer | Commercial | Turnover | Healthcare | FL Zone 2 | Office Equipment | Computers |  | 0 | Per Unit | [7 empty] | 284.9901 | 161.4747 | 123.5154 | 0.4334 |  | 4 |  |  |  | 123.5154 | [8 empty] | 0 | 0 | 0 | 0 | 0 | 0 | 0 | [5 empty] | 0
FL Zone 2HospitalsTurnover |  | XXXXXXXX | Yes | Equipment | Energy Star PCs | One Personal Computer (desktop or laptop) meeting current ENERGY STAR® Standards | One non-ENERGY STAR® Personal Computer | Commercial | Turnover | Hospitals | FL Zone 2 | Office Equipment | Computers |  | 0 | Per Unit | [7 empty] | 284.9901 | 161.4747 | 123.5154 | 0.4334 |  | 4 |  |  |  | 123.5154 | [8 empty] | 0 | 0 | 0 | 0 | 0 | 0 | 0 | [5 empty] | 0
FL Zone 2InstitutionalTurnover |  | XXXXXXXX | Yes | Equipment | Energy Star PCs | One Personal Computer (desktop or laptop) meeting current ENERGY STAR® Standards | One non-ENERGY STAR® Personal Computer | Commercial | Turnover | Institutional | FL Zone 2 | Office Equipment | Computers |  | 0 | Per Unit | [7 empty] | 284.9901 | 161.4747 | 123.5154 | 0.4334 |  | 4 |  |  |  | 123.5154 | [8 empty] | 0 | 0 | 0 | 0 | 0 | 0 | 0 | [5 empty] | 0
FL Zone 2Lodging/HospitalityTurnover |  | XXXXXXXX | Yes | Equipment | Energy Star PCs | One Personal Computer (desktop or laptop) meeting current ENERGY STAR® Standards | One non-ENERGY STAR® Personal Computer | Commercial | Turnover | Lodging/Hospitality | FL Zone 2 | Office Equipment | Computers |  | 0 | Per Unit | [7 empty] | 284.9901 | 161.4747 | 123.5154 | 0.4334 |  | 4 |  |  |  | 123.5154 | [8 empty] | 0 | 0 | 0 | 0 | 0 | 0 | 0 | [5 empty] | 0
FL Zone 2MiscellaneousTurnover |  | XXXXXXXX | Yes | Equipment | Energy Star PCs | One Personal Computer (desktop or laptop) meeting current ENERGY STAR® Standards | One non-ENERGY STAR® Personal Computer | Commercial | Turnover | Miscellaneous | FL Zone 2 | Office Equipment | Computers |  | 0 | Per Unit | [7 empty] | 284.9901 | 161.4747 | 123.5154 | 0.4334 |  | 4 |  |  |  | 123.5154 | [8 empty] | 0 | 0 | 0 | 0 | 0 | 0 | 0 | [5 empty] | 0
FL Zone 2OfficesTurnover |  | XXXXXXXX | Yes | Equipment | Energy Star PCs | One Personal Computer (desktop or laptop) meeting current ENERGY STAR® Standards | One non-ENERGY STAR® Personal Computer | Commercial | Turnover | Offices | FL Zone 2 | Office Equipment | Computers |  | 0 | Per Unit | [7 empty] | 284.9901 | 161.4747 | 123.5154 | 0.4334 |  | 4 |  |  |  | 123.5154 | [8 empty] | 0 | 0 | 0 | 0 | 0 | 0 | 0 | [5 empty] | 0
FL Zone 2RestaurantsTurnover |  | XXXXXXXX | Yes | Equipment | Energy Star PCs | One Personal Computer (desktop or laptop) meeting current ENERGY STAR® Standards | One non-ENERGY STAR® Personal Computer | Commercial | Turnover | Restaurants | FL Zone 2 | Office Equipment | Computers |  | 0 | Per Unit | [7 empty] | 284.9901 | 161.4747 | 123.5154 | 0.4334 |  | 4 |  |  |  | 123.5154 | [8 empty] | 0 | 0 | 0 | 0 | 0 | 0 | 0 | [5 empty] | 0
FL Zone 2RetailTurnover |  | XXXXXXXX | Yes | Equipment | Energy Star PCs | One Personal Computer (desktop or laptop) meeting current ENERGY STAR® Standards | One non-ENERGY STAR® Personal Computer | Commercial | Turnover | Retail | FL Zone 2 | Office Equipment | Computers |  | 0 | Per Unit | [7 empty] | 284.9901 | 161.4747 | 123.5154 | 0.4334 |  | 4 |  |  |  | 123.5154 | [8 empty] | 0 | 0 | 0 | 0 | 0 | 0 | 0 | [5 empty] | 0
FL Zone 2Schools K-12Turnover |  | XXXXXXXX | Yes | Equipment | Energy Star PCs | One Personal Computer (desktop or laptop) meeting current ENERGY STAR® Standards | One non-ENERGY STAR® Personal Computer | Commercial | Turnover | Schools K-12 | FL Zone 2 | Office Equipment | Computers |  | 0 | Per Unit | [7 empty] | 284.9901 | 161.4747 | 123.5154 | 0.4334 |  | 4 |  |  |  | 123.5154 | [8 empty] | 0 | 0 | 0 | 0 | 0 | 0 | 0 | [5 empty] | 0
FL Zone 2WarehouseTurnover |  | XXXXXXXX | Yes | Equipment | Energy Star PCs | One Personal Computer (desktop or laptop) meeting current ENERGY STAR® Standards | One non-ENERGY STAR® Personal Computer | Commercial | Turnover | Warehouse | FL Zone 2 | Office Equipment | Computers |  | 0 | Per Unit | [7 empty] | 284.9901 | 161.4747 | 123.5154 | 0.4334 |  | 4 |  |  |  | 123.5154 | [8 empty] | 0 | 0 | 0 | 0 | 0 | 0 | 0 | [5 empty] | 0
FL Zone 2AssemblyNew |  | XXXXXXXX | Yes | Equipment | Energy Star PCs | One Personal Computer (desktop or laptop) meeting current ENERGY STAR® Standards | One non-ENERGY STAR® Personal Computer | Commercial | New | Assembly | FL Zone 2 | Office Equipment | Computers |  | 0 | Per Unit | [7 empty] | 284.9901 | 161.4747 | 123.5154 | 0.4334 |  | 4 |  |  |  | 123.5154 | [8 empty] | 0 | 0 | 0 | 0 | 0 | 0 | 0 | [5 empty] | 0
FL Zone 2College and UniversityNew |  | XXXXXXXX | Yes | Equipment | Energy Star PCs | One Personal Computer (desktop or laptop) meeting current ENERGY STAR® Standards | One non-ENERGY STAR® Personal Computer | Commercial | New | College and University | FL Zone 2 | Office Equipment | Computers |  | 0 | Per Unit | [7 empty] | 284.9901 | 161.4747 | 123.5154 | 0.4334 |  | 4 |  |  |  | 123.5154 | [8 empty] | 0 | 0 | 0 | 0 | 0 | 0 | 0 | [5 empty] | 0
FL Zone 2GroceryNew |  | XXXXXXXX | Yes | Equipment | Energy Star PCs | One Personal Computer (desktop or laptop) meeting current ENERGY STAR® Standards | One non-ENERGY STAR® Personal Computer | Commercial | New | Grocery | FL Zone 2 | Office Equipment | Computers |  | 0 | Per Unit | [7 empty] | 284.9901 | 161.4747 | 123.5154 | 0.4334 |  | 4 |  |  |  | 123.5154 | [8 empty] | 0 | 0 | 0 | 0 | 0 | 0 | 0 | [5 empty] | 0
FL Zone 2HealthcareNew |  | XXXXXXXX | Yes | Equipment | Energy Star PCs | One Personal Computer (desktop or laptop) meeting current ENERGY STAR® Standards | One non-ENERGY STAR® Personal Computer | Commercial | New | Healthcare | FL Zone 2 | Office Equipment | Computers |  | 0 | Per Unit | [7 empty] | 284.9901 | 161.4747 | 123.5154 | 0.4334 |  | 4 |  |  |  | 123.5154 | [8 empty] | 0 | 0 | 0 | 0 | 0 | 0 | 0 | [5 empty] | 0
FL Zone 2HospitalsNew |  | XXXXXXXX | Yes | Equipment | Energy Star PCs | One Personal Computer (desktop or laptop) meeting current ENERGY STAR® Standards | One non-ENERGY STAR® Personal Computer | Commercial | New | Hospitals | FL Zone 2 | Office Equipment | Computers |  | 0 | Per Unit | [7 empty] | 284.9901 | 161.4747 | 123.5154 | 0.4334 |  | 4 |  |  |  | 123.5154 | [8 empty] | 0 | 0 | 0 | 0 | 0 | 0 | 0 | [5 empty] | 0
FL Zone 2InstitutionalNew |  | XXXXXXXX | Yes | Equipment | Energy Star PCs | One Personal Computer (desktop or laptop) meeting current ENERGY STAR® Standards | One non-ENERGY STAR® Personal Computer | Commercial | New | Institutional | FL Zone 2 | Office Equipment | Computers |  | 0 | Per Unit | [7 empty] | 284.9901 | 161.4747 | 123.5154 | 0.4334 |  | 4 |  |  |  | 123.5154 | [8 empty] | 0 | 0 | 0 | 0 | 0 | 0 | 0 | [5 empty] | 0
FL Zone 2Lodging/HospitalityNew |  | XXXXXXXX | Yes | Equipment | Energy Star PCs | One Personal Computer (desktop or laptop) meeting current ENERGY STAR® Standards | One non-ENERGY STAR® Personal Computer | Commercial | New | Lodging/Hospitality | FL Zone 2 | Office Equipment | Computers |  | 0 | Per Unit | [7 empty] | 284.9901 | 161.4747 | 123.5154 | 0.4334 |  | 4 |  |  |  | 123.5154 | [8 empty] | 0 | 0 | 0 | 0 | 0 | 0 | 0 | [5 empty] | 0
FL Zone 2MiscellaneousNew |  | XXXXXXXX | Yes | Equipment | Energy Star PCs | One Personal Computer (desktop or laptop) meeting current ENERGY STAR® Standards | One non-ENERGY STAR® Personal Computer | Commercial | New | Miscellaneous | FL Zone 2 | Office Equipment | Computers |  | 0 | Per Unit | [7 empty] | 284.9901 | 161.4747 | 123.5154 | 0.4334 |  | 4 |  |  |  | 123.5154 | [8 empty] | 0 | 0 | 0 | 0 | 0 | 0 | 0 | [5 empty] | 0
FL Zone 2OfficesNew |  | XXXXXXXX | Yes | Equipment | Energy Star PCs | One Personal Computer (desktop or laptop) meeting current ENERGY STAR® Standards | One non-ENERGY STAR® Personal Computer | Commercial | New | Offices | FL Zone 2 | Office Equipment | Computers |  | 0 | Per Unit | [7 empty] | 284.9901 | 161.4747 | 123.5154 | 0.4334 |  | 4 |  |  |  | 123.5154 | [8 empty] | 0 | 0 | 0 | 0 | 0 | 0 | 0 | [5 empty] | 0
FL Zone 2RestaurantsNew |  | XXXXXXXX | Yes | Equipment | Energy Star PCs | One Personal Computer (desktop or laptop) meeting current ENERGY STAR® Standards | One non-ENERGY STAR® Personal Computer | Commercial | New | Restaurants | FL Zone 2 | Office Equipment | Computers |  | 0 | Per Unit | [7 empty] | 284.9901 | 161.4747 | 123.5154 | 0.4334 |  | 4 |  |  |  | 123.5154 | [8 empty] | 0 | 0 | 0 | 0 | 0 | 0 | 0 | [5 empty] | 0
FL Zone 2RetailNew |  | XXXXXXXX | Yes | Equipment | Energy Star PCs | One Personal Computer (desktop or laptop) meeting current ENERGY STAR® Standards | One non-ENERGY STAR® Personal Computer | Commercial | New | Retail | FL Zone 2 | Office Equipment | Computers |  | 0 | Per Unit | [7 empty] | 284.9901 | 161.4747 | 123.5154 | 0.4334 |  | 4 |  |  |  | 123.5154 | [8 empty] | 0 | 0 | 0 | 0 | 0 | 0 | 0 | [5 empty] | 0
FL Zone 2Schools K-12New |  | XXXXXXXX | Yes | Equipment | Energy Star PCs | One Personal Computer (desktop or laptop) meeting current ENERGY STAR® Standards | One non-ENERGY STAR® Personal Computer | Commercial | New | Schools K-12 | FL Zone 2 | Office Equipment | Computers |  | 0 | Per Unit | [7 empty] | 284.9901 | 161.4747 | 123.5154 | 0.4334 |  | 4 |  |  |  | 123.5154 | [8 empty] | 0 | 0 | 0 | 0 | 0 | 0 | 0 | [5 empty] | 0
FL Zone 2WarehouseNew |  | XXXXXXXX | Yes | Equipment | Energy Star PCs | One Personal Computer (desktop or laptop) meeting current ENERGY STAR® Standards | One non-ENERGY STAR® Personal Computer | Commercial | New | Warehouse | FL Zone 2 | Office Equipment | Computers |  | 0 | Per Unit | [7 empty] | 284.9901 | 161.4747 | 123.5154 | 0.4334 |  | 4 |  |  |  | 123.5154 | [8 empty] | 0 | 0 | 0 | 0 | 0 | 0 | 0 | [5 empty] | 0
FL Zone 2AssemblyTurnover |  | XXXXXXXX | Yes | Equipment | Energy Star Refrigerator | One Refrigerator meeting current ENERGY STAR® Standards | One Refrigerator meeting Federal Standard | Commercial | Turnover | Assembly | FL Zone 2 | Refrigeration | Residential style |  | 0 | Per Appliance | [7 empty] | 607.13 | 473.63 | 133.5 | 0.21989 |  | 12 |  |  |  | 133.5 | [8 empty] | 0 | 0 | 0 | 0 | 0 | 0 | 0 | [5 empty] | 0
FL Zone 2College and UniversityTurnover |  | XXXXXXXX | Yes | Equipment | Energy Star Refrigerator | One Refrigerator meeting current ENERGY STAR® Standards | One Refrigerator meeting Federal Standard | Commercial | Turnover | College and University | FL Zone 2 | Refrigeration | Residential style |  | 0 | Per Appliance | [7 empty] | 607.13 | 473.63 | 133.5 | 0.21989 |  | 12 |  |  |  | 133.5 | [8 empty] | 0 | 0 | 0 | 0 | 0 | 0 | 0 | [5 empty] | 0
FL Zone 2GroceryTurnover |  | XXXXXXXX | Yes | Equipment | Energy Star Refrigerator | One Refrigerator meeting current ENERGY STAR® Standards | One Refrigerator meeting Federal Standard | Commercial | Turnover | Grocery | FL Zone 2 | Refrigeration | Residential style |  | 0 | Per Appliance | [7 empty] | 607.13 | 473.63 | 133.5 | 0.21989 |  | 12 |  |  |  | 133.5 | [8 empty] | 0 | 0 | 0 | 0 | 0 | 0 | 0 | [5 empty] | 0
FL Zone 2HealthcareTurnover |  | XXXXXXXX | Yes | Equipment | Energy Star Refrigerator | One Refrigerator meeting current ENERGY STAR® Standards | One Refrigerator meeting Federal Standard | Commercial | Turnover | Healthcare | FL Zone 2 | Refrigeration | Residential style |  | 0 | Per Appliance | [7 empty] | 607.13 | 473.63 | 133.5 | 0.21989 |  | 12 |  |  |  | 133.5 | [8 empty] | 0 | 0 | 0 | 0 | 0 | 0 | 0 | [5 empty] | 0
FL Zone 2HospitalsTurnover |  | XXXXXXXX | Yes | Equipment | Energy Star Refrigerator | One Refrigerator meeting current ENERGY STAR® Standards | One Refrigerator meeting Federal Standard | Commercial | Turnover | Hospitals | FL Zone 2 | Refrigeration | Residential style |  | 0 | Per Appliance | [7 empty] | 607.13 | 473.63 | 133.5 | 0.21989 |  | 12 |  |  |  | 133.5 | [8 empty] | 0 | 0 | 0 | 0 | 0 | 0 | 0 | [5 empty] | 0
FL Zone 2InstitutionalTurnover |  | XXXXXXXX | Yes | Equipment | Energy Star Refrigerator | One Refrigerator meeting current ENERGY STAR® Standards | One Refrigerator meeting Federal Standard | Commercial | Turnover | Institutional | FL Zone 2 | Refrigeration | Residential style |  | 0 | Per Appliance | [7 empty] | 607.13 | 473.63 | 133.5 | 0.21989 |  | 12 |  |  |  | 133.5 | [8 empty] | 0 | 0 | 0 | 0 | 0 | 0 | 0 | [5 empty] | 0
FL Zone 2Lodging/HospitalityTurnover |  | XXXXXXXX | Yes | Equipment | Energy Star Refrigerator | One Refrigerator meeting current ENERGY STAR® Standards | One Refrigerator meeting Federal Standard | Commercial | Turnover | Lodging/Hospitality | FL Zone 2 | Refrigeration | Residential style |  | 0 | Per Appliance | [7 empty] | 607.13 | 473.63 | 133.5 | 0.21989 |  | 12 |  |  |  | 133.5 | [8 empty] | 0 | 0 | 0 | 0 | 0 | 0 | 0 | [5 empty] | 0
FL Zone 2MiscellaneousTurnover |  | XXXXXXXX | Yes | Equipment | Energy Star Refrigerator | One Refrigerator meeting current ENERGY STAR® Standards | One Refrigerator meeting Federal Standard | Commercial | Turnover | Miscellaneous | FL Zone 2 | Refrigeration | Residential style |  | 0 | Per Appliance | [7 empty] | 607.13 | 473.63 | 133.5 | 0.21989 |  | 12 |  |  |  | 133.5 | [8 empty] | 0 | 0 | 0 | 0 | 0 | 0 | 0 | [5 empty] | 0
FL Zone 2OfficesTurnover |  | XXXXXXXX | Yes | Equipment | Energy Star Refrigerator | One Refrigerator meeting current ENERGY STAR® Standards | One Refrigerator meeting Federal Standard | Commercial | Turnover | Offices | FL Zone 2 | Refrigeration | Residential style |  | 0 | Per Appliance | [7 empty] | 607.13 | 473.63 | 133.5 | 0.21989 |  | 12 |  |  |  | 133.5 | [8 empty] | 0 | 0 | 0 | 0 | 0 | 0 | 0 | [5 empty] | 0
FL Zone 2RestaurantsTurnover |  | XXXXXXXX | Yes | Equipment | Energy Star Refrigerator | One Refrigerator meeting current ENERGY STAR® Standards | One Refrigerator meeting Federal Standard | Commercial | Turnover | Restaurants | FL Zone 2 | Refrigeration | Residential style |  | 0 | Per Appliance | [7 empty] | 607.13 | 473.63 | 133.5 | 0.21989 |  | 12 |  |  |  | 133.5 | [8 empty] | 0 | 0 | 0 | 0 | 0 | 0 | 0 | [5 empty] | 0
FL Zone 2RetailTurnover |  | XXXXXXXX | Yes | Equipment | Energy Star Refrigerator | One Refrigerator meeting current ENERGY STAR® Standards | One Refrigerator meeting Federal Standard | Commercial | Turnover | Retail | FL Zone 2 | Refrigeration | Residential style |  | 0 | Per Appliance | [7 empty] | 607.13 | 473.63 | 133.5 | 0.21989 |  | 12 |  |  |  | 133.5 | [8 empty] | 0 | 0 | 0 | 0 | 0 | 0 | 0 | [5 empty] | 0
FL Zone 2Schools K-12Turnover |  | XXXXXXXX | Yes | Equipment | Energy Star Refrigerator | One Refrigerator meeting current ENERGY STAR® Standards | One Refrigerator meeting Federal Standard | Commercial | Turnover | Schools K-12 | FL Zone 2 | Refrigeration | Residential style |  | 0 | Per Appliance | [7 empty] | 607.13 | 473.63 | 133.5 | 0.21989 |  | 12 |  |  |  | 133.5 | [8 empty] | 0 | 0 | 0 | 0 | 0 | 0 | 0 | [5 empty] | 0
FL Zone 2WarehouseTurnover |  | XXXXXXXX | Yes | Equipment | Energy Star Refrigerator | One Refrigerator meeting current ENERGY STAR® Standards | One Refrigerator meeting Federal Standard | Commercial | Turnover | Warehouse | FL Zone 2 | Refrigeration | Residential style |  | 0 | Per Appliance | [7 empty] | 607.13 | 473.63 | 133.5 | 0.21989 |  | 12 |  |  |  | 133.5 | [8 empty] | 0 | 0 | 0 | 0 | 0 | 0 | 0 | [5 empty] | 0
FL Zone 2AssemblyNew |  | XXXXXXXX | Yes | Equipment | Energy Star Refrigerator | One Refrigerator meeting current ENERGY STAR® Standards | One Refrigerator meeting Federal Standard | Commercial | New | Assembly | FL Zone 2 | Refrigeration | Residential style |  | 0 | Per Appliance | [7 empty] | 607.13 | 473.63 | 133.5 | 0.21989 |  | 12 |  |  |  | 133.5 | [8 empty] | 0 | 0 | 0 | 0 | 0 | 0 | 0 | [5 empty] | 0
FL Zone 2College and UniversityNew |  | XXXXXXXX | Yes | Equipment | Energy Star Refrigerator | One Refrigerator meeting current ENERGY STAR® Standards | One Refrigerator meeting Federal Standard | Commercial | New | College and University | FL Zone 2 | Refrigeration | Residential style |  | 0 | Per Appliance | [7 empty] | 607.13 | 473.63 | 133.5 | 0.21989 |  | 12 |  |  |  | 133.5 | [8 empty] | 0 | 0 | 0 | 0 | 0 | 0 | 0 | [5 empty] | 0
FL Zone 2GroceryNew |  | XXXXXXXX | Yes | Equipment | Energy Star Refrigerator | One Refrigerator meeting current ENERGY STAR® Standards | One Refrigerator meeting Federal Standard | Commercial | New | Grocery | FL Zone 2 | Refrigeration | Residential style |  | 0 | Per Appliance | [7 empty] | 607.13 | 473.63 | 133.5 | 0.21989 |  | 12 |  |  |  | 133.5 | [8 empty] | 0 | 0 | 0 | 0 | 0 | 0 | 0 | [5 empty] | 0
FL Zone 2HealthcareNew |  | XXXXXXXX | Yes | Equipment | Energy Star Refrigerator | One Refrigerator meeting current ENERGY STAR® Standards | One Refrigerator meeting Federal Standard | Commercial | New | Healthcare | FL Zone 2 | Refrigeration | Residential style |  | 0 | Per Appliance | [7 empty] | 607.13 | 473.63 | 133.5 | 0.21989 |  | 12 |  |  |  | 133.5 | [8 empty] | 0 | 0 | 0 | 0 | 0 | 0 | 0 | [5 empty] | 0
FL Zone 2HospitalsNew |  | XXXXXXXX | Yes | Equipment | Energy Star Refrigerator | One Refrigerator meeting current ENERGY STAR® Standards | One Refrigerator meeting Federal Standard | Commercial | New | Hospitals | FL Zone 2 | Refrigeration | Residential style |  | 0 | Per Appliance | [7 empty] | 607.13 | 473.63 | 133.5 | 0.21989 |  | 12 |  |  |  | 133.5 | [8 empty] | 0 | 0 | 0 | 0 | 0 | 0 | 0 | [5 empty] | 0
FL Zone 2InstitutionalNew |  | XXXXXXXX | Yes | Equipment | Energy Star Refrigerator | One Refrigerator meeting current ENERGY STAR® Standards | One Refrigerator meeting Federal Standard | Commercial | New | Institutional | FL Zone 2 | Refrigeration | Residential style |  | 0 | Per Appliance | [7 empty] | 607.13 | 473.63 | 133.5 | 0.21989 |  | 12 |  |  |  | 133.5 | [8 empty] | 0 | 0 | 0 | 0 | 0 | 0 | 0 | [5 empty] | 0
FL Zone 2Lodging/HospitalityNew |  | XXXXXXXX | Yes | Equipment | Energy Star Refrigerator | One Refrigerator meeting current ENERGY STAR® Standards | One Refrigerator meeting Federal Standard | Commercial | New | Lodging/Hospitality | FL Zone 2 | Refrigeration | Residential style |  | 0 | Per Appliance | [7 empty] | 607.13 | 473.63 | 133.5 | 0.21989 |  | 12 |  |  |  | 133.5 | [8 empty] | 0 | 0 | 0 | 0 | 0 | 0 | 0 | [5 empty] | 0
FL Zone 2MiscellaneousNew |  | XXXXXXXX | Yes | Equipment | Energy Star Refrigerator | One Refrigerator meeting current ENERGY STAR® Standards | One Refrigerator meeting Federal Standard | Commercial | New | Miscellaneous | FL Zone 2 | Refrigeration | Residential style |  | 0 | Per Appliance | [7 empty] | 607.13 | 473.63 | 133.5 | 0.21989 |  | 12 |  |  |  | 133.5 | [8 empty] | 0 | 0 | 0 | 0 | 0 | 0 | 0 | [5 empty] | 0
FL Zone 2OfficesNew |  | XXXXXXXX | Yes | Equipment | Energy Star Refrigerator | One Refrigerator meeting current ENERGY STAR® Standards | One Refrigerator meeting Federal Standard | Commercial | New | Offices | FL Zone 2 | Refrigeration | Residential style |  | 0 | Per Appliance | [7 empty] | 607.13 | 473.63 | 133.5 | 0.21989 |  | 12 |  |  |  | 133.5 | [8 empty] | 0 | 0 | 0 | 0 | 0 | 0 | 0 | [5 empty] | 0
FL Zone 2RestaurantsNew |  | XXXXXXXX | Yes | Equipment | Energy Star Refrigerator | One Refrigerator meeting current ENERGY STAR® Standards | One Refrigerator meeting Federal Standard | Commercial | New | Restaurants | FL Zone 2 | Refrigeration | Residential style |  | 0 | Per Appliance | [7 empty] | 607.13 | 473.63 | 133.5 | 0.21989 |  | 12 |  |  |  | 133.5 | [8 empty] | 0 | 0 | 0 | 0 | 0 | 0 | 0 | [5 empty] | 0
FL Zone 2RetailNew |  | XXXXXXXX | Yes | Equipment | Energy Star Refrigerator | One Refrigerator meeting current ENERGY STAR® Standards | One Refrigerator meeting Federal Standard | Commercial | New | Retail | FL Zone 2 | Refrigeration | Residential style |  | 0 | Per Appliance | [7 empty] | 607.13 | 473.63 | 133.5 | 0.21989 |  | 12 |  |  |  | 133.5 | [8 empty] | 0 | 0 | 0 | 0 | 0 | 0 | 0 | [5 empty] | 0
FL Zone 2Schools K-12New |  | XXXXXXXX | Yes | Equipment | Energy Star Refrigerator | One Refrigerator meeting current ENERGY STAR® Standards | One Refrigerator meeting Federal Standard | Commercial | New | Schools K-12 | FL Zone 2 | Refrigeration | Residential style |  | 0 | Per Appliance | [7 empty] | 607.13 | 473.63 | 133.5 | 0.21989 |  | 12 |  |  |  | 133.5 | [8 empty] | 0 | 0 | 0 | 0 | 0 | 0 | 0 | [5 empty] | 0
FL Zone 2WarehouseNew |  | XXXXXXXX | Yes | Equipment | Energy Star Refrigerator | One Refrigerator meeting current ENERGY STAR® Standards | One Refrigerator meeting Federal Standard | Commercial | New | Warehouse | FL Zone 2 | Refrigeration | Residential style |  | 0 | Per Appliance | [7 empty] | 607.13 | 473.63 | 133.5 | 0.21989 |  | 12 |  |  |  | 133.5 | [8 empty] | 0 | 0 | 0 | 0 | 0 | 0 | 0 | [5 empty] | 0
FL Zone 2AssemblyTurnover |  | XXXXXXXX | Yes | Equipment | Energy Star Servers | One Server meeting current ENERGY STAR Standards | One Standard Server | Commercial | Turnover | Assembly | FL Zone 2 | Office Equipment | Servers |  | 0 | Per Unit | [7 empty] | 4925.6988 | 3788.9991 | 1136.6997 | 0.23077 |  | 4 |  |  |  | 1136.6997 | [8 empty] | 0 | 0 | 0 | 0 | 0 | 0 | 0 | [5 empty] | 0
FL Zone 2College and UniversityTurnover |  | XXXXXXXX | Yes | Equipment | Energy Star Servers | One Server meeting current ENERGY STAR Standards | One Standard Server | Commercial | Turnover | College and University | FL Zone 2 | Office Equipment | Servers |  | 0 | Per Unit | [7 empty] | 4925.6988 | 3788.9991 | 1136.6997 | 0.23077 |  | 4 |  |  |  | 1136.6997 | [8 empty] | 0 | 0 | 0 | 0 | 0 | 0 | 0 | [5 empty] | 0
FL Zone 2GroceryTurnover |  | XXXXXXXX | Yes | Equipment | Energy Star Servers | One Server meeting current ENERGY STAR Standards | One Standard Server | Commercial | Turnover | Grocery | FL Zone 2 | Office Equipment | Servers |  | 0 | Per Unit | [7 empty] | 4925.6988 | 3788.9991 | 1136.6997 | 0.23077 |  | 4 |  |  |  | 1136.6997 | [8 empty] | 0 | 0 | 0 | 0 | 0 | 0 | 0 | [5 empty] | 0
FL Zone 2HealthcareTurnover |  | XXXXXXXX | Yes | Equipment | Energy Star Servers | One Server meeting current ENERGY STAR Standards | One Standard Server | Commercial | Turnover | Healthcare | FL Zone 2 | Office Equipment | Servers |  | 0 | Per Unit | [7 empty] | 4925.6988 | 3788.9991 | 1136.6997 | 0.23077 |  | 4 |  |  |  | 1136.6997 | [8 empty] | 0 | 0 | 0 | 0 | 0 | 0 | 0 | [5 empty] | 0
FL Zone 2HospitalsTurnover |  | XXXXXXXX | Yes | Equipment | Energy Star Servers | One Server meeting current ENERGY STAR Standards | One Standard Server | Commercial | Turnover | Hospitals | FL Zone 2 | Office Equipment | Servers |  | 0 | Per Unit | [7 empty] | 4925.6988 | 3788.9991 | 1136.6997 | 0.23077 |  | 4 |  |  |  | 1136.6997 | [8 empty] | 0 | 0 | 0 | 0 | 0 | 0 | 0 | [5 empty] | 0
FL Zone 2InstitutionalTurnover |  | XXXXXXXX | Yes | Equipment | Energy Star Servers | One Server meeting current ENERGY STAR Standards | One Standard Server | Commercial | Turnover | Institutional | FL Zone 2 | Office Equipment | Servers |  | 0 | Per Unit | [7 empty] | 4925.6988 | 3788.9991 | 1136.6997 | 0.23077 |  | 4 |  |  |  | 1136.6997 | [8 empty] | 0 | 0 | 0 | 0 | 0 | 0 | 0 | [5 empty] | 0
FL Zone 2Lodging/HospitalityTurnover |  | XXXXXXXX | Yes | Equipment | Energy Star Servers | One Server meeting current ENERGY STAR Standards | One Standard Server | Commercial | Turnover | Lodging/Hospitality | FL Zone 2 | Office Equipment | Servers |  | 0 | Per Unit | [7 empty] | 4925.6988 | 3788.9991 | 1136.6997 | 0.23077 |  | 4 |  |  |  | 1136.6997 | [8 empty] | 0 | 0 | 0 | 0 | 0 | 0 | 0 | [5 empty] | 0
FL Zone 2MiscellaneousTurnover |  | XXXXXXXX | Yes | Equipment | Energy Star Servers | One Server meeting current ENERGY STAR Standards | One Standard Server | Commercial | Turnover | Miscellaneous | FL Zone 2 | Office Equipment | Servers |  | 0 | Per Unit | [7 empty] | 4925.6988 | 3788.9991 | 1136.6997 | 0.23077 |  | 4 |  |  |  | 1136.6997 | [8 empty] | 0 | 0 | 0 | 0 | 0 | 0 | 0 | [5 empty] | 0
FL Zone 2OfficesTurnover |  | XXXXXXXX | Yes | Equipment | Energy Star Servers | One Server meeting current ENERGY STAR Standards | One Standard Server | Commercial | Turnover | Offices | FL Zone 2 | Office Equipment | Servers |  | 0 | Per Unit | [7 empty] | 4925.6988 | 3788.9991 | 1136.6997 | 0.23077 |  | 4 |  |  |  | 1136.6997 | [8 empty] | 0 | 0 | 0 | 0 | 0 | 0 | 0 | [5 empty] | 0
FL Zone 2RestaurantsTurnover |  | XXXXXXXX | Yes | Equipment | Energy Star Servers | One Server meeting current ENERGY STAR Standards | One Standard Server | Commercial | Turnover | Restaurants | FL Zone 2 | Office Equipment | Servers |  | 0 | Per Unit | [7 empty] | 4925.6988 | 3788.9991 | 1136.6997 | 0.23077 |  | 4 |  |  |  | 1136.6997 | [8 empty] | 0 | 0 | 0 | 0 | 0 | 0 | 0 | [5 empty] | 0
FL Zone 2RetailTurnover |  | XXXXXXXX | Yes | Equipment | Energy Star Servers | One Server meeting current ENERGY STAR Standards | One Standard Server | Commercial | Turnover | Retail | FL Zone 2 | Office Equipment | Servers |  | 0 | Per Unit | [7 empty] | 4925.6988 | 3788.9991 | 1136.6997 | 0.23077 |  | 4 |  |  |  | 1136.6997 | [8 empty] | 0 | 0 | 0 | 0 | 0 | 0 | 0 | [5 empty] | 0
FL Zone 2Schools K-12Turnover |  | XXXXXXXX | Yes | Equipment | Energy Star Servers | One Server meeting current ENERGY STAR Standards | One Standard Server | Commercial | Turnover | Schools K-12 | FL Zone 2 | Office Equipment | Servers |  | 0 | Per Unit | [7 empty] | 4925.6988 | 3788.9991 | 1136.6997 | 0.23077 |  | 4 |  |  |  | 1136.6997 | [8 empty] | 0 | 0 | 0 | 0 | 0 | 0 | 0 | [5 empty] | 0
FL Zone 2WarehouseTurnover |  | XXXXXXXX | Yes | Equipment | Energy Star Servers | One Server meeting current ENERGY STAR Standards | One Standard Server | Commercial | Turnover | Warehouse | FL Zone 2 | Office Equipment | Servers |  | 0 | Per Unit | [7 empty] | 4925.6988 | 3788.9991 | 1136.6997 | 0.23077 |  | 4 |  |  |  | 1136.6997 | [8 empty] | 0 | 0 | 0 | 0 | 0 | 0 | 0 | [5 empty] | 0
FL Zone 2AssemblyNew |  | XXXXXXXX | Yes | Equipment | Energy Star Servers | One Server meeting current ENERGY STAR Standards | One Standard Server | Commercial | New | Assembly | FL Zone 2 | Office Equipment | Servers |  | 0 | Per Unit | [7 empty] | 4925.6988 | 3788.9991 | 1136.6997 | 0.23077 |  | 4 |  |  |  | 1136.6997 | [8 empty] | 0 | 0 | 0 | 0 | 0 | 0 | 0 | [5 empty] | 0
FL Zone 2College and UniversityNew |  | XXXXXXXX | Yes | Equipment | Energy Star Servers | One Server meeting current ENERGY STAR Standards | One Standard Server | Commercial | New | College and University | FL Zone 2 | Office Equipment | Servers |  | 0 | Per Unit | [7 empty] | 4925.6988 | 3788.9991 | 1136.6997 | 0.23077 |  | 4 |  |  |  | 1136.6997 | [8 empty] | 0 | 0 | 0 | 0 | 0 | 0 | 0 | [5 empty] | 0
FL Zone 2GroceryNew |  | XXXXXXXX | Yes | Equipment | Energy Star Servers | One Server meeting current ENERGY STAR Standards | One Standard Server | Commercial | New | Grocery | FL Zone 2 | Office Equipment | Servers |  | 0 | Per Unit | [7 empty] | 4925.6988 | 3788.9991 | 1136.6997 | 0.23077 |  | 4 |  |  |  | 1136.6997 | [8 empty] | 0 | 0 | 0 | 0 | 0 | 0 | 0 | [5 empty] | 0
FL Zone 2HealthcareNew |  | XXXXXXXX | Yes | Equipment | Energy Star Servers | One Server meeting current ENERGY STAR Standards | One Standard Server | Commercial | New | Healthcare | FL Zone 2 | Office Equipment | Servers |  | 0 | Per Unit | [7 empty] | 4925.6988 | 3788.9991 | 1136.6997 | 0.23077 |  | 4 |  |  |  | 1136.6997 | [8 empty] | 0 | 0 | 0 | 0 | 0 | 0 | 0 | [5 empty] | 0
FL Zone 2HospitalsNew |  | XXXXXXXX | Yes | Equipment | Energy Star Servers | One Server meeting current ENERGY STAR Standards | One Standard Server | Commercial | New | Hospitals | FL Zone 2 | Office Equipment | Servers |  | 0 | Per Unit | [7 empty] | 4925.6988 | 3788.9991 | 1136.6997 | 0.23077 |  | 4 |  |  |  | 1136.6997 | [8 empty] | 0 | 0 | 0 | 0 | 0 | 0 | 0 | [5 empty] | 0
FL Zone 2InstitutionalNew |  | XXXXXXXX | Yes | Equipment | Energy Star Servers | One Server meeting current ENERGY STAR Standards | One Standard Server | Commercial | New | Institutional | FL Zone 2 | Office Equipment | Servers |  | 0 | Per Unit | [7 empty] | 4925.6988 | 3788.9991 | 1136.6997 | 0.23077 |  | 4 |  |  |  | 1136.6997 | [8 empty] | 0 | 0 | 0 | 0 | 0 | 0 | 0 | [5 empty] | 0
FL Zone 2Lodging/HospitalityNew |  | XXXXXXXX | Yes | Equipment | Energy Star Servers | One Server meeting current ENERGY STAR Standards | One Standard Server | Commercial | New | Lodging/Hospitality | FL Zone 2 | Office Equipment | Servers |  | 0 | Per Unit | [7 empty] | 4925.6988 | 3788.9991 | 1136.6997 | 0.23077 |  | 4 |  |  |  | 1136.6997 | [8 empty] | 0 | 0 | 0 | 0 | 0 | 0 | 0 | [5 empty] | 0
FL Zone 2MiscellaneousNew |  | XXXXXXXX | Yes | Equipment | Energy Star Servers | One Server meeting current ENERGY STAR Standards | One Standard Server | Commercial | New | Miscellaneous | FL Zone 2 | Office Equipment | Servers |  | 0 | Per Unit | [7 empty] | 4925.6988 | 3788.9991 | 1136.6997 | 0.23077 |  | 4 |  |  |  | 1136.6997 | [8 empty] | 0 | 0 | 0 | 0 | 0 | 0 | 0 | [5 empty] | 0
FL Zone 2OfficesNew |  | XXXXXXXX | Yes | Equipment | Energy Star Servers | One Server meeting current ENERGY STAR Standards | One Standard Server | Commercial | New | Offices | FL Zone 2 | Office Equipment | Servers |  | 0 | Per Unit | [7 empty] | 4925.6988 | 3788.9991 | 1136.6997 | 0.23077 |  | 4 |  |  |  | 1136.6997 | [8 empty] | 0 | 0 | 0 | 0 | 0 | 0 | 0 | [5 empty] | 0
FL Zone 2RestaurantsNew |  | XXXXXXXX | Yes | Equipment | Energy Star Servers | One Server meeting current ENERGY STAR Standards | One Standard Server | Commercial | New | Restaurants | FL Zone 2 | Office Equipment | Servers |  | 0 | Per Unit | [7 empty] | 4925.6988 | 3788.9991 | 1136.6997 | 0.23077 |  | 4 |  |  |  | 1136.6997 | [8 empty] | 0 | 0 | 0 | 0 | 0 | 0 | 0 | [5 empty] | 0
FL Zone 2RetailNew |  | XXXXXXXX | Yes | Equipment | Energy Star Servers | One Server meeting current ENERGY STAR Standards | One Standard Server | Commercial | New | Retail | FL Zone 2 | Office Equipment | Servers |  | 0 | Per Unit | [7 empty] | 4925.6988 | 3788.9991 | 1136.6997 | 0.23077 |  | 4 |  |  |  | 1136.6997 | [8 empty] | 0 | 0 | 0 | 0 | 0 | 0 | 0 | [5 empty] | 0
FL Zone 2Schools K-12New |  | XXXXXXXX | Yes | Equipment | Energy Star Servers | One Server meeting current ENERGY STAR Standards | One Standard Server | Commercial | New | Schools K-12 | FL Zone 2 | Office Equipment | Servers |  | 0 | Per Unit | [7 empty] | 4925.6988 | 3788.9991 | 1136.6997 | 0.23077 |  | 4 |  |  |  | 1136.6997 | [8 empty] | 0 | 0 | 0 | 0 | 0 | 0 | 0 | [5 empty] | 0
FL Zone 2WarehouseNew |  | XXXXXXXX | Yes | Equipment | Energy Star Servers | One Server meeting current ENERGY STAR Standards | One Standard Server | Commercial | New | Warehouse | FL Zone 2 | Office Equipment | Servers |  | 0 | Per Unit | [7 empty] | 4925.6988 | 3788.9991 | 1136.6997 | 0.23077 |  | 4 |  |  |  | 1136.6997 | [8 empty] | 0 | 0 | 0 | 0 | 0 | 0 | 0 | [5 empty] | 0
FL Zone 2AssemblyTurnover |  | XXXXXXXX | Yes | Equipment | Energy Star Steamer | One 4-Pan Electric Steamer meeting current ENERGY STAR® Standards | One Standard Economy-Grade 4-Pan Steamer | Commercial | Turnover | Assembly | FL Zone 2 | Cooking | Steamer |  | 0 | Per Unit | [7 empty] | 17599 | 7632 | 9967 | 0.56634 |  | 12 |  |  |  | 9967 | [8 empty] | 0 | 0 | 0 | 0 | 0 | 0 | 0 | [5 empty] | 0
FL Zone 2College and UniversityTurnover |  | XXXXXXXX | Yes | Equipment | Energy Star Steamer | One 4-Pan Electric Steamer meeting current ENERGY STAR® Standards | One Standard Economy-Grade 4-Pan Steamer | Commercial | Turnover | College and University | FL Zone 2 | Cooking | Steamer |  | 0 | Per Unit | [7 empty] | 17599 | 7632 | 9967 | 0.56634 |  | 12 |  |  |  | 9967 | [8 empty] | 0 | 0 | 0 | 0 | 0 | 0 | 0 | [5 empty] | 0
FL Zone 2GroceryTurnover |  | XXXXXXXX | Yes | Equipment | Energy Star Steamer | One 4-Pan Electric Steamer meeting current ENERGY STAR® Standards | One Standard Economy-Grade 4-Pan Steamer | Commercial | Turnover | Grocery | FL Zone 2 | Cooking | Steamer |  | 0 | Per Unit | [7 empty] | 17599 | 7632 | 9967 | 0.56634 |  | 12 |  |  |  | 9967 | [8 empty] | 0 | 0 | 0 | 0 | 0 | 0 | 0 | [5 empty] | 0
FL Zone 2HealthcareTurnover |  | XXXXXXXX | Yes | Equipment | Energy Star Steamer | One 4-Pan Electric Steamer meeting current ENERGY STAR® Standards | One Standard Economy-Grade 4-Pan Steamer | Commercial | Turnover | Healthcare | FL Zone 2 | Cooking | Steamer |  | 0 | Per Unit | [7 empty] | 17599 | 7632 | 9967 | 0.56634 |  | 12 |  |  |  | 9967 | [8 empty] | 0 | 0 | 0 | 0 | 0 | 0 | 0 | [5 empty] | 0
FL Zone 2HospitalsTurnover |  | XXXXXXXX | Yes | Equipment | Energy Star Steamer | One 4-Pan Electric Steamer meeting current ENERGY STAR® Standards | One Standard Economy-Grade 4-Pan Steamer | Commercial | Turnover | Hospitals | FL Zone 2 | Cooking | Steamer |  | 0 | Per Unit | [7 empty] | 17599 | 7632 | 9967 | 0.56634 |  | 12 |  |  |  | 9967 | [8 empty] | 0 | 0 | 0 | 0 | 0 | 0 | 0 | [5 empty] | 0
FL Zone 2InstitutionalTurnover |  | XXXXXXXX | Yes | Equipment | Energy Star Steamer | One 4-Pan Electric Steamer meeting current ENERGY STAR® Standards | One Standard Economy-Grade 4-Pan Steamer | Commercial | Turnover | Institutional | FL Zone 2 | Cooking | Steamer |  | 0 | Per Unit | [7 empty] | 17599 | 7632 | 9967 | 0.56634 |  | 12 |  |  |  | 9967 | [8 empty] | 0 | 0 | 0 | 0 | 0 | 0 | 0 | [5 empty] | 0
FL Zone 2Lodging/HospitalityTurnover |  | XXXXXXXX | Yes | Equipment | Energy Star Steamer | One 4-Pan Electric Steamer meeting current ENERGY STAR® Standards | One Standard Economy-Grade 4-Pan Steamer | Commercial | Turnover | Lodging/Hospitality | FL Zone 2 | Cooking | Steamer |  | 0 | Per Unit | [7 empty] | 17599 | 7632 | 9967 | 0.56634 |  | 12 |  |  |  | 9967 | [8 empty] | 0 | 0 | 0 | 0 | 0 | 0 | 0 | [5 empty] | 0
FL Zone 2MiscellaneousTurnover |  | XXXXXXXX | Yes | Equipment | Energy Star Steamer | One 4-Pan Electric Steamer meeting current ENERGY STAR® Standards | One Standard Economy-Grade 4-Pan Steamer | Commercial | Turnover | Miscellaneous | FL Zone 2 | Cooking | Steamer |  | 0 | Per Unit | [7 empty] | 17599 | 7632 | 9967 | 0.56634 |  | 12 |  |  |  | 9967 | [8 empty] | 0 | 0 | 0 | 0 | 0 | 0 | 0 | [5 empty] | 0
FL Zone 2OfficesTurnover |  | XXXXXXXX | Yes | Equipment | Energy Star Steamer | One 4-Pan Electric Steamer meeting current ENERGY STAR® Standards | One Standard Economy-Grade 4-Pan Steamer | Commercial | Turnover | Offices | FL Zone 2 | Cooking | Steamer |  | 0 | Per Unit | [7 empty] | 17599 | 7632 | 9967 | 0.56634 |  | 12 |  |  |  | 9967 | [8 empty] | 0 | 0 | 0 | 0 | 0 | 0 | 0 | [5 empty] | 0
FL Zone 2RestaurantsTurnover |  | XXXXXXXX | Yes | Equipment | Energy Star Steamer | One 4-Pan Electric Steamer meeting current ENERGY STAR® Standards | One Standard Economy-Grade 4-Pan Steamer | Commercial | Turnover | Restaurants | FL Zone 2 | Cooking | Steamer |  | 0 | Per Unit | [7 empty] | 17599 | 7632 | 9967 | 0.56634 |  | 12 |  |  |  | 9967 | [8 empty] | 0 | 0 | 0 | 0 | 0 | 0 | 0 | [5 empty] | 0
FL Zone 2RetailTurnover |  | XXXXXXXX | Yes | Equipment | Energy Star Steamer | One 4-Pan Electric Steamer meeting current ENERGY STAR® Standards | One Standard Economy-Grade 4-Pan Steamer | Commercial | Turnover | Retail | FL Zone 2 | Cooking | Steamer |  | 0 | Per Unit | [7 empty] | 17599 | 7632 | 9967 | 0.56634 |  | 12 |  |  |  | 9967 | [8 empty] | 0 | 0 | 0 | 0 | 0 | 0 | 0 | [5 empty] | 0
FL Zone 2Schools K-12Turnover |  | XXXXXXXX | Yes | Equipment | Energy Star Steamer | One 4-Pan Electric Steamer meeting current ENERGY STAR® Standards | One Standard Economy-Grade 4-Pan Steamer | Commercial | Turnover | Schools K-12 | FL Zone 2 | Cooking | Steamer |  | 0 | Per Unit | [7 empty] | 17599 | 7632 | 9967 | 0.56634 |  | 12 |  |  |  | 9967 | [8 empty] | 0 | 0 | 0 | 0 | 0 | 0 | 0 | [5 empty] | 0
FL Zone 2WarehouseTurnover |  | XXXXXXXX | Yes | Equipment | Energy Star Steamer | One 4-Pan Electric Steamer meeting current ENERGY STAR® Standards | One Standard Economy-Grade 4-Pan Steamer | Commercial | Turnover | Warehouse | FL Zone 2 | Cooking | Steamer |  | 0 | Per Unit | [7 empty] | 17599 | 7632 | 9967 | 0.56634 |  | 12 |  |  |  | 9967 | [8 empty] | 0 | 0 | 0 | 0 | 0 | 0 | 0 | [5 empty] | 0
FL Zone 2AssemblyNew |  | XXXXXXXX | Yes | Equipment | Energy Star Steamer | One 4-Pan Electric Steamer meeting current ENERGY STAR® Standards | One Standard Economy-Grade 4-Pan Steamer | Commercial | New | Assembly | FL Zone 2 | Cooking | Steamer |  | 0 | Per Unit | [7 empty] | 17599 | 7632 | 9967 | 0.56634 |  | 12 |  |  |  | 9967 | [8 empty] | 0 | 0 | 0 | 0 | 0 | 0 | 0 | [5 empty] | 0
FL Zone 2College and UniversityNew |  | XXXXXXXX | Yes | Equipment | Energy Star Steamer | One 4-Pan Electric Steamer meeting current ENERGY STAR® Standards | One Standard Economy-Grade 4-Pan Steamer | Commercial | New | College and University | FL Zone 2 | Cooking | Steamer |  | 0 | Per Unit | [7 empty] | 17599 | 7632 | 9967 | 0.56634 |  | 12 |  |  |  | 9967 | [8 empty] | 0 | 0 | 0 | 0 | 0 | 0 | 0 | [5 empty] | 0
FL Zone 2GroceryNew |  | XXXXXXXX | Yes | Equipment | Energy Star Steamer | One 4-Pan Electric Steamer meeting current ENERGY STAR® Standards | One Standard Economy-Grade 4-Pan Steamer | Commercial | New | Grocery | FL Zone 2 | Cooking | Steamer |  | 0 | Per Unit | [7 empty] | 17599 | 7632 | 9967 | 0.56634 |  | 12 |  |  |  | 9967 | [8 empty] | 0 | 0 | 0 | 0 | 0 | 0 | 0 | [5 empty] | 0
FL Zone 2HealthcareNew |  | XXXXXXXX | Yes | Equipment | Energy Star Steamer | One 4-Pan Electric Steamer meeting current ENERGY STAR® Standards | One Standard Economy-Grade 4-Pan Steamer | Commercial | New | Healthcare | FL Zone 2 | Cooking | Steamer |  | 0 | Per Unit | [7 empty] | 17599 | 7632 | 9967 | 0.56634 |  | 12 |  |  |  | 9967 | [8 empty] | 0 | 0 | 0 | 0 | 0 | 0 | 0 | [5 empty] | 0
FL Zone 2HospitalsNew |  | XXXXXXXX | Yes | Equipment | Energy Star Steamer | One 4-Pan Electric Steamer meeting current ENERGY STAR® Standards | One Standard Economy-Grade 4-Pan Steamer | Commercial | New | Hospitals | FL Zone 2 | Cooking | Steamer |  | 0 | Per Unit | [7 empty] | 17599 | 7632 | 9967 | 0.56634 |  | 12 |  |  |  | 9967 | [8 empty] | 0 | 0 | 0 | 0 | 0 | 0 | 0 | [5 empty] | 0
FL Zone 2InstitutionalNew |  | XXXXXXXX | Yes | Equipment | Energy Star Steamer | One 4-Pan Electric Steamer meeting current ENERGY STAR® Standards | One Standard Economy-Grade 4-Pan Steamer | Commercial | New | Institutional | FL Zone 2 | Cooking | Steamer |  | 0 | Per Unit | [7 empty] | 17599 | 7632 | 9967 | 0.56634 |  | 12 |  |  |  | 9967 | [8 empty] | 0 | 0 | 0 | 0 | 0 | 0 | 0 | [5 empty] | 0
FL Zone 2Lodging/HospitalityNew |  | XXXXXXXX | Yes | Equipment | Energy Star Steamer | One 4-Pan Electric Steamer meeting current ENERGY STAR® Standards | One Standard Economy-Grade 4-Pan Steamer | Commercial | New | Lodging/Hospitality | FL Zone 2 | Cooking | Steamer |  | 0 | Per Unit | [7 empty] | 17599 | 7632 | 9967 | 0.56634 |  | 12 |  |  |  | 9967 | [8 empty] | 0 | 0 | 0 | 0 | 0 | 0 | 0 | [5 empty] | 0
FL Zone 2MiscellaneousNew |  | XXXXXXXX | Yes | Equipment | Energy Star Steamer | One 4-Pan Electric Steamer meeting current ENERGY STAR® Standards | One Standard Economy-Grade 4-Pan Steamer | Commercial | New | Miscellaneous | FL Zone 2 | Cooking | Steamer |  | 0 | Per Unit | [7 empty] | 17599 | 7632 | 9967 | 0.56634 |  | 12 |  |  |  | 9967 | [8 empty] | 0 | 0 | 0 | 0 | 0 | 0 | 0 | [5 empty] | 0
FL Zone 2OfficesNew |  | XXXXXXXX | Yes | Equipment | Energy Star Steamer | One 4-Pan Electric Steamer meeting current ENERGY STAR® Standards | One Standard Economy-Grade 4-Pan Steamer | Commercial | New | Offices | FL Zone 2 | Cooking | Steamer |  | 0 | Per Unit | [7 empty] | 17599 | 7632 | 9967 | 0.56634 |  | 12 |  |  |  | 9967 | [8 empty] | 0 | 0 | 0 | 0 | 0 | 0 | 0 | [5 empty] | 0
FL Zone 2RestaurantsNew |  | XXXXXXXX | Yes | Equipment | Energy Star Steamer | One 4-Pan Electric Steamer meeting current ENERGY STAR® Standards | One Standard Economy-Grade 4-Pan Steamer | Commercial | New | Restaurants | FL Zone 2 | Cooking | Steamer |  | 0 | Per Unit | [7 empty] | 17599 | 7632 | 9967 | 0.56634 |  | 12 |  |  |  | 9967 | [8 empty] | 0 | 0 | 0 | 0 | 0 | 0 | 0 | [5 empty] | 0
FL Zone 2RetailNew |  | XXXXXXXX | Yes | Equipment | Energy Star Steamer | One 4-Pan Electric Steamer meeting current ENERGY STAR® Standards | One Standard Economy-Grade 4-Pan Steamer | Commercial | New | Retail | FL Zone 2 | Cooking | Steamer |  | 0 | Per Unit | [7 empty] | 17599 | 7632 | 9967 | 0.56634 |  | 12 |  |  |  | 9967 | [8 empty] | 0 | 0 | 0 | 0 | 0 | 0 | 0 | [5 empty] | 0
FL Zone 2Schools K-12New |  | XXXXXXXX | Yes | Equipment | Energy Star Steamer | One 4-Pan Electric Steamer meeting current ENERGY STAR® Standards | One Standard Economy-Grade 4-Pan Steamer | Commercial | New | Schools K-12 | FL Zone 2 | Cooking | Steamer |  | 0 | Per Unit | [7 empty] | 17599 | 7632 | 9967 | 0.56634 |  | 12 |  |  |  | 9967 | [8 empty] | 0 | 0 | 0 | 0 | 0 | 0 | 0 | [5 empty] | 0
FL Zone 2WarehouseNew |  | XXXXXXXX | Yes | Equipment | Energy Star Steamer | One 4-Pan Electric Steamer meeting current ENERGY STAR® Standards | One Standard Economy-Grade 4-Pan Steamer | Commercial | New | Warehouse | FL Zone 2 | Cooking | Steamer |  | 0 | Per Unit | [7 empty] | 17599 | 7632 | 9967 | 0.56634 |  | 12 |  |  |  | 9967 | [8 empty] | 0 | 0 | 0 | 0 | 0 | 0 | 0 | [5 empty] | 0
FL Zone 2AssemblyTurnover |  | XXXXXXXX | Yes | Equipment | Energy Star Uninterruptable Power Supply | Standard Desktop Plugged into Energy Star Uninterruptable Power Supply at 25% Load | Standard Desktop Plugged into Uninterruptable Power Supply at 25% Load | Commercial | Turnover | Assembly | FL Zone 2 | Office Equipment | Other office |  | 0 | kWh | [7 empty] | 284.9901 | 279.638 | 5.3521 | 0.01878 |  | 10 |  |  |  | 5.3521 | [8 empty] | 0 | 0 | 0 | 0 | 0 | 0 | 0 | [5 empty] | 0
FL Zone 2College and UniversityTurnover |  | XXXXXXXX | Yes | Equipment | Energy Star Uninterruptable Power Supply | Standard Desktop Plugged into Energy Star Uninterruptable Power Supply at 25% Load | Standard Desktop Plugged into Uninterruptable Power Supply at 25% Load | Commercial | Turnover | College and University | FL Zone 2 | Office Equipment | Other office |  | 0 | kWh | [7 empty] | 284.9901 | 279.638 | 5.3521 | 0.01878 |  | 10 |  |  |  | 5.3521 | [8 empty] | 0 | 0 | 0 | 0 | 0 | 0 | 0 | [5 empty] | 0
FL Zone 2GroceryTurnover |  | XXXXXXXX | Yes | Equipment | Energy Star Uninterruptable Power Supply | Standard Desktop Plugged into Energy Star Uninterruptable Power Supply at 25% Load | Standard Desktop Plugged into Uninterruptable Power Supply at 25% Load | Commercial | Turnover | Grocery | FL Zone 2 | Office Equipment | Other office |  | 0 | kWh | [7 empty] | 284.9901 | 279.638 | 5.3521 | 0.01878 |  | 10 |  |  |  | 5.3521 | [8 empty] | 0 | 0 | 0 | 0 | 0 | 0 | 0 | [5 empty] | 0
FL Zone 2HealthcareTurnover |  | XXXXXXXX | Yes | Equipment | Energy Star Uninterruptable Power Supply | Standard Desktop Plugged into Energy Star Uninterruptable Power Supply at 25% Load | Standard Desktop Plugged into Uninterruptable Power Supply at 25% Load | Commercial | Turnover | Healthcare | FL Zone 2 | Office Equipment | Other office |  | 0 | kWh | [7 empty] | 284.9901 | 279.638 | 5.3521 | 0.01878 |  | 10 |  |  |  | 5.3521 | [8 empty] | 0 | 0 | 0 | 0 | 0 | 0 | 0 | [5 empty] | 0
FL Zone 2HospitalsTurnover |  | XXXXXXXX | Yes | Equipment | Energy Star Uninterruptable Power Supply | Standard Desktop Plugged into Energy Star Uninterruptable Power Supply at 25% Load | Standard Desktop Plugged into Uninterruptable Power Supply at 25% Load | Commercial | Turnover | Hospitals | FL Zone 2 | Office Equipment | Other office |  | 0 | kWh | [7 empty] | 284.9901 | 279.638 | 5.3521 | 0.01878 |  | 10 |  |  |  | 5.3521 | [8 empty] | 0 | 0 | 0 | 0 | 0 | 0 | 0 | [5 empty] | 0
FL Zone 2InstitutionalTurnover |  | XXXXXXXX | Yes | Equipment | Energy Star Uninterruptable Power Supply | Standard Desktop Plugged into Energy Star Uninterruptable Power Supply at 25% Load | Standard Desktop Plugged into Uninterruptable Power Supply at 25% Load | Commercial | Turnover | Institutional | FL Zone 2 | Office Equipment | Other office |  | 0 | kWh | [7 empty] | 284.9901 | 279.638 | 5.3521 | 0.01878 |  | 10 |  |  |  | 5.3521 | [8 empty] | 0 | 0 | 0 | 0 | 0 | 0 | 0 | [5 empty] | 0
FL Zone 2Lodging/HospitalityTurnover |  | XXXXXXXX | Yes | Equipment | Energy Star Uninterruptable Power Supply | Standard Desktop Plugged into Energy Star Uninterruptable Power Supply at 25% Load | Standard Desktop Plugged into Uninterruptable Power Supply at 25% Load | Commercial | Turnover | Lodging/Hospitality | FL Zone 2 | Office Equipment | Other office |  | 0 | kWh | [7 empty] | 284.9901 | 279.638 | 5.3521 | 0.01878 |  | 10 |  |  |  | 5.3521 | [8 empty] | 0 | 0 | 0 | 0 | 0 | 0 | 0 | [5 empty] | 0
FL Zone 2MiscellaneousTurnover |  | XXXXXXXX | Yes | Equipment | Energy Star Uninterruptable Power Supply | Standard Desktop Plugged into Energy Star Uninterruptable Power Supply at 25% Load | Standard Desktop Plugged into Uninterruptable Power Supply at 25% Load | Commercial | Turnover | Miscellaneous | FL Zone 2 | Office Equipment | Other office |  | 0 | kWh | [7 empty] | 284.9901 | 279.638 | 5.3521 | 0.01878 |  | 10 |  |  |  | 5.3521 | [8 empty] | 0 | 0 | 0 | 0 | 0 | 0 | 0 | [5 empty] | 0
FL Zone 2OfficesTurnover |  | XXXXXXXX | Yes | Equipment | Energy Star Uninterruptable Power Supply | Standard Desktop Plugged into Energy Star Uninterruptable Power Supply at 25% Load | Standard Desktop Plugged into Uninterruptable Power Supply at 25% Load | Commercial | Turnover | Offices | FL Zone 2 | Office Equipment | Other office |  | 0 | kWh | [7 empty] | 284.9901 | 279.638 | 5.3521 | 0.01878 |  | 10 |  |  |  | 5.3521 | [8 empty] | 0 | 0 | 0 | 0 | 0 | 0 | 0 | [5 empty] | 0
FL Zone 2RestaurantsTurnover |  | XXXXXXXX | Yes | Equipment | Energy Star Uninterruptable Power Supply | Standard Desktop Plugged into Energy Star Uninterruptable Power Supply at 25% Load | Standard Desktop Plugged into Uninterruptable Power Supply at 25% Load | Commercial | Turnover | Restaurants | FL Zone 2 | Office Equipment | Other office |  | 0 | kWh | [7 empty] | 284.9901 | 279.638 | 5.3521 | 0.01878 |  | 10 |  |  |  | 5.3521 | [8 empty] | 0 | 0 | 0 | 0 | 0 | 0 | 0 | [5 empty] | 0
FL Zone 2RetailTurnover |  | XXXXXXXX | Yes | Equipment | Energy Star Uninterruptable Power Supply | Standard Desktop Plugged into Energy Star Uninterruptable Power Supply at 25% Load | Standard Desktop Plugged into Uninterruptable Power Supply at 25% Load | Commercial | Turnover | Retail | FL Zone 2 | Office Equipment | Other office |  | 0 | kWh | [7 empty] | 284.9901 | 279.638 | 5.3521 | 0.01878 |  | 10 |  |  |  | 5.3521 | [8 empty] | 0 | 0 | 0 | 0 | 0 | 0 | 0 | [5 empty] | 0
FL Zone 2Schools K-12Turnover |  | XXXXXXXX | Yes | Equipment | Energy Star Uninterruptable Power Supply | Standard Desktop Plugged into Energy Star Uninterruptable Power Supply at 25% Load | Standard Desktop Plugged into Uninterruptable Power Supply at 25% Load | Commercial | Turnover | Schools K-12 | FL Zone 2 | Office Equipment | Other office |  | 0 | kWh | [7 empty] | 284.9901 | 279.638 | 5.3521 | 0.01878 |  | 10 |  |  |  | 5.3521 | [8 empty] | 0 | 0 | 0 | 0 | 0 | 0 | 0 | [5 empty] | 0
FL Zone 2WarehouseTurnover |  | XXXXXXXX | Yes | Equipment | Energy Star Uninterruptable Power Supply | Standard Desktop Plugged into Energy Star Uninterruptable Power Supply at 25% Load | Standard Desktop Plugged into Uninterruptable Power Supply at 25% Load | Commercial | Turnover | Warehouse | FL Zone 2 | Office Equipment | Other office |  | 0 | kWh | [7 empty] | 284.9901 | 279.638 | 5.3521 | 0.01878 |  | 10 |  |  |  | 5.3521 | [8 empty] | 0 | 0 | 0 | 0 | 0 | 0 | 0 | [5 empty] | 0
FL Zone 2AssemblyNew |  | XXXXXXXX | Yes | Equipment | Energy Star Uninterruptable Power Supply | Standard Desktop Plugged into Energy Star Uninterruptable Power Supply at 25% Load | Standard Desktop Plugged into Uninterruptable Power Supply at 25% Load | Commercial | New | Assembly | FL Zone 2 | Office Equipment | Other office |  | 0 | kWh | [7 empty] | 284.9901 | 279.638 | 5.3521 | 0.01878 |  | 10 |  |  |  | 5.3521 | [8 empty] | 0 | 0 | 0 | 0 | 0 | 0 | 0 | [5 empty] | 0
FL Zone 2College and UniversityNew |  | XXXXXXXX | Yes | Equipment | Energy Star Uninterruptable Power Supply | Standard Desktop Plugged into Energy Star Uninterruptable Power Supply at 25% Load | Standard Desktop Plugged into Uninterruptable Power Supply at 25% Load | Commercial | New | College and University | FL Zone 2 | Office Equipment | Other office |  | 0 | kWh | [7 empty] | 284.9901 | 279.638 | 5.3521 | 0.01878 |  | 10 |  |  |  | 5.3521 | [8 empty] | 0 | 0 | 0 | 0 | 0 | 0 | 0 | [5 empty] | 0
FL Zone 2GroceryNew |  | XXXXXXXX | Yes | Equipment | Energy Star Uninterruptable Power Supply | Standard Desktop Plugged into Energy Star Uninterruptable Power Supply at 25% Load | Standard Desktop Plugged into Uninterruptable Power Supply at 25% Load | Commercial | New | Grocery | FL Zone 2 | Office Equipment | Other office |  | 0 | kWh | [7 empty] | 284.9901 | 279.638 | 5.3521 | 0.01878 |  | 10 |  |  |  | 5.3521 | [8 empty] | 0 | 0 | 0 | 0 | 0 | 0 | 0 | [5 empty] | 0
FL Zone 2HealthcareNew |  | XXXXXXXX | Yes | Equipment | Energy Star Uninterruptable Power Supply | Standard Desktop Plugged into Energy Star Uninterruptable Power Supply at 25% Load | Standard Desktop Plugged into Uninterruptable Power Supply at 25% Load | Commercial | New | Healthcare | FL Zone 2 | Office Equipment | Other office |  | 0 | kWh | [7 empty] | 284.9901 | 279.638 | 5.3521 | 0.01878 |  | 10 |  |  |  | 5.3521 | [8 empty] | 0 | 0 | 0 | 0 | 0 | 0 | 0 | [5 empty] | 0
FL Zone 2HospitalsNew |  | XXXXXXXX | Yes | Equipment | Energy Star Uninterruptable Power Supply | Standard Desktop Plugged into Energy Star Uninterruptable Power Supply at 25% Load | Standard Desktop Plugged into Uninterruptable Power Supply at 25% Load | Commercial | New | Hospitals | FL Zone 2 | Office Equipment | Other office |  | 0 | kWh | [7 empty] | 284.9901 | 279.638 | 5.3521 | 0.01878 |  | 10 |  |  |  | 5.3521 | [8 empty] | 0 | 0 | 0 | 0 | 0 | 0 | 0 | [5 empty] | 0
FL Zone 2InstitutionalNew |  | XXXXXXXX | Yes | Equipment | Energy Star Uninterruptable Power Supply | Standard Desktop Plugged into Energy Star Uninterruptable Power Supply at 25% Load | Standard Desktop Plugged into Uninterruptable Power Supply at 25% Load | Commercial | New | Institutional | FL Zone 2 | Office Equipment | Other office |  | 0 | kWh | [7 empty] | 284.9901 | 279.638 | 5.3521 | 0.01878 |  | 10 |  |  |  | 5.3521 | [8 empty] | 0 | 0 | 0 | 0 | 0 | 0 | 0 | [5 empty] | 0
FL Zone 2Lodging/HospitalityNew |  | XXXXXXXX | Yes | Equipment | Energy Star Uninterruptable Power Supply | Standard Desktop Plugged into Energy Star Uninterruptable Power Supply at 25% Load | Standard Desktop Plugged into Uninterruptable Power Supply at 25% Load | Commercial | New | Lodging/Hospitality | FL Zone 2 | Office Equipment | Other office |  | 0 | kWh | [7 empty] | 284.9901 | 279.638 | 5.3521 | 0.01878 |  | 10 |  |  |  | 5.3521 | [8 empty] | 0 | 0 | 0 | 0 | 0 | 0 | 0 | [5 empty] | 0
FL Zone 2MiscellaneousNew |  | XXXXXXXX | Yes | Equipment | Energy Star Uninterruptable Power Supply | Standard Desktop Plugged into Energy Star Uninterruptable Power Supply at 25% Load | Standard Desktop Plugged into Uninterruptable Power Supply at 25% Load | Commercial | New | Miscellaneous | FL Zone 2 | Office Equipment | Other office |  | 0 | kWh | [7 empty] | 284.9901 | 279.638 | 5.3521 | 0.01878 |  | 10 |  |  |  | 5.3521 | [8 empty] | 0 | 0 | 0 | 0 | 0 | 0 | 0 | [5 empty] | 0
FL Zone 2OfficesNew |  | XXXXXXXX | Yes | Equipment | Energy Star Uninterruptable Power Supply | Standard Desktop Plugged into Energy Star Uninterruptable Power Supply at 25% Load | Standard Desktop Plugged into Uninterruptable Power Supply at 25% Load | Commercial | New | Offices | FL Zone 2 | Office Equipment | Other office |  | 0 | kWh | [7 empty] | 284.9901 | 279.638 | 5.3521 | 0.01878 |  | 10 |  |  |  | 5.3521 | [8 empty] | 0 | 0 | 0 | 0 | 0 | 0 | 0 | [5 empty] | 0
FL Zone 2RestaurantsNew |  | XXXXXXXX | Yes | Equipment | Energy Star Uninterruptable Power Supply | Standard Desktop Plugged into Energy Star Uninterruptable Power Supply at 25% Load | Standard Desktop Plugged into Uninterruptable Power Supply at 25% Load | Commercial | New | Restaurants | FL Zone 2 | Office Equipment | Other office |  | 0 | kWh | [7 empty] | 284.9901 | 279.638 | 5.3521 | 0.01878 |  | 10 |  |  |  | 5.3521 | [8 empty] | 0 | 0 | 0 | 0 | 0 | 0 | 0 | [5 empty] | 0
FL Zone 2RetailNew |  | XXXXXXXX | Yes | Equipment | Energy Star Uninterruptable Power Supply | Standard Desktop Plugged into Energy Star Uninterruptable Power Supply at 25% Load | Standard Desktop Plugged into Uninterruptable Power Supply at 25% Load | Commercial | New | Retail | FL Zone 2 | Office Equipment | Other office |  | 0 | kWh | [7 empty] | 284.9901 | 279.638 | 5.3521 | 0.01878 |  | 10 |  |  |  | 5.3521 | [8 empty] | 0 | 0 | 0 | 0 | 0 | 0 | 0 | [5 empty] | 0
FL Zone 2Schools K-12New |  | XXXXXXXX | Yes | Equipment | Energy Star Uninterruptable Power Supply | Standard Desktop Plugged into Energy Star Uninterruptable Power Supply at 25% Load | Standard Desktop Plugged into Uninterruptable Power Supply at 25% Load | Commercial | New | Schools K-12 | FL Zone 2 | Office Equipment | Other office |  | 0 | kWh | [7 empty] | 284.9901 | 279.638 | 5.3521 | 0.01878 |  | 10 |  |  |  | 5.3521 | [8 empty] | 0 | 0 | 0 | 0 | 0 | 0 | 0 | [5 empty] | 0
FL Zone 2WarehouseNew |  | XXXXXXXX | Yes | Equipment | Energy Star Uninterruptable Power Supply | Standard Desktop Plugged into Energy Star Uninterruptable Power Supply at 25% Load | Standard Desktop Plugged into Uninterruptable Power Supply at 25% Load | Commercial | New | Warehouse | FL Zone 2 | Office Equipment | Other office |  | 0 | kWh | [7 empty] | 284.9901 | 279.638 | 5.3521 | 0.01878 |  | 10 |  |  |  | 5.3521 | [8 empty] | 0 | 0 | 0 | 0 | 0 | 0 | 0 | [5 empty] | 0
FL Zone 2AssemblyTurnover |  | XXXXXXXX | Yes | Equipment | Energy Star Vending Machine | One Refrigerated Vending Machine meeting current ENERGY STAR® Standards | One standard efficiency Refrigerated Vending Machine | Commercial | Turnover | Assembly | FL Zone 2 | Refrigeration | Vending and ice makers |  | 0 | Per Unit | [7 empty] | 1460.365 | 934.6336 | 525.7314 | 0.36 |  | 14 |  |  |  | 525.7314 | [8 empty] | 0 | 0 | 0 | 0 | 0 | 0 | 0 | [5 empty] | 0
FL Zone 2College and UniversityTurnover |  | XXXXXXXX | Yes | Equipment | Energy Star Vending Machine | One Refrigerated Vending Machine meeting current ENERGY STAR® Standards | One standard efficiency Refrigerated Vending Machine | Commercial | Turnover | College and University | FL Zone 2 | Refrigeration | Vending and ice makers |  | 0 | Per Unit | [7 empty] | 1460.365 | 934.6336 | 525.7314 | 0.36 |  | 14 |  |  |  | 525.7314 | [8 empty] | 0 | 0 | 0 | 0 | 0 | 0 | 0 | [5 empty] | 0
FL Zone 2GroceryTurnover |  | XXXXXXXX | Yes | Equipment | Energy Star Vending Machine | One Refrigerated Vending Machine meeting current ENERGY STAR® Standards | One standard efficiency Refrigerated Vending Machine | Commercial | Turnover | Grocery | FL Zone 2 | Refrigeration | Vending and ice makers |  | 0 | Per Unit | [7 empty] | 1460.365 | 934.6336 | 525.7314 | 0.36 |  | 14 |  |  |  | 525.7314 | [8 empty] | 0 | 0 | 0 | 0 | 0 | 0 | 0 | [5 empty] | 0
FL Zone 2HealthcareTurnover |  | XXXXXXXX | Yes | Equipment | Energy Star Vending Machine | One Refrigerated Vending Machine meeting current ENERGY STAR® Standards | One standard efficiency Refrigerated Vending Machine | Commercial | Turnover | Healthcare | FL Zone 2 | Refrigeration | Vending and ice makers |  | 0 | Per Unit | [7 empty] | 1460.365 | 934.6336 | 525.7314 | 0.36 |  | 14 |  |  |  | 525.7314 | [8 empty] | 0 | 0 | 0 | 0 | 0 | 0 | 0 | [5 empty] | 0
FL Zone 2HospitalsTurnover |  | XXXXXXXX | Yes | Equipment | Energy Star Vending Machine | One Refrigerated Vending Machine meeting current ENERGY STAR® Standards | One standard efficiency Refrigerated Vending Machine | Commercial | Turnover | Hospitals | FL Zone 2 | Refrigeration | Vending and ice makers |  | 0 | Per Unit | [7 empty] | 1460.365 | 934.6336 | 525.7314 | 0.36 |  | 14 |  |  |  | 525.7314 | [8 empty] | 0 | 0 | 0 | 0 | 0 | 0 | 0 | [5 empty] | 0
FL Zone 2InstitutionalTurnover |  | XXXXXXXX | Yes | Equipment | Energy Star Vending Machine | One Refrigerated Vending Machine meeting current ENERGY STAR® Standards | One standard efficiency Refrigerated Vending Machine | Commercial | Turnover | Institutional | FL Zone 2 | Refrigeration | Vending and ice makers |  | 0 | Per Unit | [7 empty] | 1460.365 | 934.6336 | 525.7314 | 0.36 |  | 14 |  |  |  | 525.7314 | [8 empty] | 0 | 0 | 0 | 0 | 0 | 0 | 0 | [5 empty] | 0
FL Zone 2Lodging/HospitalityTurnover |  | XXXXXXXX | Yes | Equipment | Energy Star Vending Machine | One Refrigerated Vending Machine meeting current ENERGY STAR® Standards | One standard efficiency Refrigerated Vending Machine | Commercial | Turnover | Lodging/Hospitality | FL Zone 2 | Refrigeration | Vending and ice makers |  | 0 | Per Unit | [7 empty] | 1460.365 | 934.6336 | 525.7314 | 0.36 |  | 14 |  |  |  | 525.7314 | [8 empty] | 0 | 0 | 0 | 0 | 0 | 0 | 0 | [5 empty] | 0
FL Zone 2MiscellaneousTurnover |  | XXXXXXXX | Yes | Equipment | Energy Star Vending Machine | One Refrigerated Vending Machine meeting current ENERGY STAR® Standards | One standard efficiency Refrigerated Vending Machine | Commercial | Turnover | Miscellaneous | FL Zone 2 | Refrigeration | Vending and ice makers |  | 0 | Per Unit | [7 empty] | 1460.365 | 934.6336 | 525.7314 | 0.36 |  | 14 |  |  |  | 525.7314 | [8 empty] | 0 | 0 | 0 | 0 | 0 | 0 | 0 | [5 empty] | 0
FL Zone 2OfficesTurnover |  | XXXXXXXX | Yes | Equipment | Energy Star Vending Machine | One Refrigerated Vending Machine meeting current ENERGY STAR® Standards | One standard efficiency Refrigerated Vending Machine | Commercial | Turnover | Offices | FL Zone 2 | Refrigeration | Vending and ice makers |  | 0 | Per Unit | [7 empty] | 1460.365 | 934.6336 | 525.7314 | 0.36 |  | 14 |  |  |  | 525.7314 | [8 empty] | 0 | 0 | 0 | 0 | 0 | 0 | 0 | [5 empty] | 0
FL Zone 2RestaurantsTurnover |  | XXXXXXXX | Yes | Equipment | Energy Star Vending Machine | One Refrigerated Vending Machine meeting current ENERGY STAR® Standards | One standard efficiency Refrigerated Vending Machine | Commercial | Turnover | Restaurants | FL Zone 2 | Refrigeration | Vending and ice makers |  | 0 | Per Unit | [7 empty] | 1460.365 | 934.6336 | 525.7314 | 0.36 |  | 14 |  |  |  | 525.7314 | [8 empty] | 0 | 0 | 0 | 0 | 0 | 0 | 0 | [5 empty] | 0
FL Zone 2RetailTurnover |  | XXXXXXXX | Yes | Equipment | Energy Star Vending Machine | One Refrigerated Vending Machine meeting current ENERGY STAR® Standards | One standard efficiency Refrigerated Vending Machine | Commercial | Turnover | Retail | FL Zone 2 | Refrigeration | Vending and ice makers |  | 0 | Per Unit | [7 empty] | 1460.365 | 934.6336 | 525.7314 | 0.36 |  | 14 |  |  |  | 525.7314 | [8 empty] | 0 | 0 | 0 | 0 | 0 | 0 | 0 | [5 empty] | 0
FL Zone 2Schools K-12Turnover |  | XXXXXXXX | Yes | Equipment | Energy Star Vending Machine | One Refrigerated Vending Machine meeting current ENERGY STAR® Standards | One standard efficiency Refrigerated Vending Machine | Commercial | Turnover | Schools K-12 | FL Zone 2 | Refrigeration | Vending and ice makers |  | 0 | Per Unit | [7 empty] | 1460.365 | 934.6336 | 525.7314 | 0.36 |  | 14 |  |  |  | 525.7314 | [8 empty] | 0 | 0 | 0 | 0 | 0 | 0 | 0 | [5 empty] | 0
FL Zone 2WarehouseTurnover |  | XXXXXXXX | Yes | Equipment | Energy Star Vending Machine | One Refrigerated Vending Machine meeting current ENERGY STAR® Standards | One standard efficiency Refrigerated Vending Machine | Commercial | Turnover | Warehouse | FL Zone 2 | Refrigeration | Vending and ice makers |  | 0 | Per Unit | [7 empty] | 1460.365 | 934.6336 | 525.7314 | 0.36 |  | 14 |  |  |  | 525.7314 | [8 empty] | 0 | 0 | 0 | 0 | 0 | 0 | 0 | [5 empty] | 0
FL Zone 2AssemblyNew |  | XXXXXXXX | Yes | Equipment | Energy Star Vending Machine | One Refrigerated Vending Machine meeting current ENERGY STAR® Standards | One standard efficiency Refrigerated Vending Machine | Commercial | New | Assembly | FL Zone 2 | Refrigeration | Vending and ice makers |  | 0 | Per Unit | [7 empty] | 1460.365 | 934.6336 | 525.7314 | 0.36 |  | 14 |  |  |  | 525.7314 | [8 empty] | 0 | 0 | 0 | 0 | 0 | 0 | 0 | [5 empty] | 0
FL Zone 2College and UniversityNew |  | XXXXXXXX | Yes | Equipment | Energy Star Vending Machine | One Refrigerated Vending Machine meeting current ENERGY STAR® Standards | One standard efficiency Refrigerated Vending Machine | Commercial | New | College and University | FL Zone 2 | Refrigeration | Vending and ice makers |  | 0 | Per Unit | [7 empty] | 1460.365 | 934.6336 | 525.7314 | 0.36 |  | 14 |  |  |  | 525.7314 | [8 empty] | 0 | 0 | 0 | 0 | 0 | 0 | 0 | [5 empty] | 0
FL Zone 2GroceryNew |  | XXXXXXXX | Yes | Equipment | Energy Star Vending Machine | One Refrigerated Vending Machine meeting current ENERGY STAR® Standards | One standard efficiency Refrigerated Vending Machine | Commercial | New | Grocery | FL Zone 2 | Refrigeration | Vending and ice makers |  | 0 | Per Unit | [7 empty] | 1460.365 | 934.6336 | 525.7314 | 0.36 |  | 14 |  |  |  | 525.7314 | [8 empty] | 0 | 0 | 0 | 0 | 0 | 0 | 0 | [5 empty] | 0
FL Zone 2HealthcareNew |  | XXXXXXXX | Yes | Equipment | Energy Star Vending Machine | One Refrigerated Vending Machine meeting current ENERGY STAR® Standards | One standard efficiency Refrigerated Vending Machine | Commercial | New | Healthcare | FL Zone 2 | Refrigeration | Vending and ice makers |  | 0 | Per Unit | [7 empty] | 1460.365 | 934.6336 | 525.7314 | 0.36 |  | 14 |  |  |  | 525.7314 | [8 empty] | 0 | 0 | 0 | 0 | 0 | 0 | 0 | [5 empty] | 0
FL Zone 2HospitalsNew |  | XXXXXXXX | Yes | Equipment | Energy Star Vending Machine | One Refrigerated Vending Machine meeting current ENERGY STAR® Standards | One standard efficiency Refrigerated Vending Machine | Commercial | New | Hospitals | FL Zone 2 | Refrigeration | Vending and ice makers |  | 0 | Per Unit | [7 empty] | 1460.365 | 934.6336 | 525.7314 | 0.36 |  | 14 |  |  |  | 525.7314 | [8 empty] | 0 | 0 | 0 | 0 | 0 | 0 | 0 | [5 empty] | 0
FL Zone 2InstitutionalNew |  | XXXXXXXX | Yes | Equipment | Energy Star Vending Machine | One Refrigerated Vending Machine meeting current ENERGY STAR® Standards | One standard efficiency Refrigerated Vending Machine | Commercial | New | Institutional | FL Zone 2 | Refrigeration | Vending and ice makers |  | 0 | Per Unit | [7 empty] | 1460.365 | 934.6336 | 525.7314 | 0.36 |  | 14 |  |  |  | 525.7314 | [8 empty] | 0 | 0 | 0 | 0 | 0 | 0 | 0 | [5 empty] | 0
FL Zone 2Lodging/HospitalityNew |  | XXXXXXXX | Yes | Equipment | Energy Star Vending Machine | One Refrigerated Vending Machine meeting current ENERGY STAR® Standards | One standard efficiency Refrigerated Vending Machine | Commercial | New | Lodging/Hospitality | FL Zone 2 | Refrigeration | Vending and ice makers |  | 0 | Per Unit | [7 empty] | 1460.365 | 934.6336 | 525.7314 | 0.36 |  | 14 |  |  |  | 525.7314 | [8 empty] | 0 | 0 | 0 | 0 | 0 | 0 | 0 | [5 empty] | 0
FL Zone 2MiscellaneousNew |  | XXXXXXXX | Yes | Equipment | Energy Star Vending Machine | One Refrigerated Vending Machine meeting current ENERGY STAR® Standards | One standard efficiency Refrigerated Vending Machine | Commercial | New | Miscellaneous | FL Zone 2 | Refrigeration | Vending and ice makers |  | 0 | Per Unit | [7 empty] | 1460.365 | 934.6336 | 525.7314 | 0.36 |  | 14 |  |  |  | 525.7314 | [8 empty] | 0 | 0 | 0 | 0 | 0 | 0 | 0 | [5 empty] | 0
FL Zone 2OfficesNew |  | XXXXXXXX | Yes | Equipment | Energy Star Vending Machine | One Refrigerated Vending Machine meeting current ENERGY STAR® Standards | One standard efficiency Refrigerated Vending Machine | Commercial | New | Offices | FL Zone 2 | Refrigeration | Vending and ice makers |  | 0 | Per Unit | [7 empty] | 1460.365 | 934.6336 | 525.7314 | 0.36 |  | 14 |  |  |  | 525.7314 | [8 empty] | 0 | 0 | 0 | 0 | 0 | 0 | 0 | [5 empty] | 0
FL Zone 2RestaurantsNew |  | XXXXXXXX | Yes | Equipment | Energy Star Vending Machine | One Refrigerated Vending Machine meeting current ENERGY STAR® Standards | One standard efficiency Refrigerated Vending Machine | Commercial | New | Restaurants | FL Zone 2 | Refrigeration | Vending and ice makers |  | 0 | Per Unit | [7 empty] | 1460.365 | 934.6336 | 525.7314 | 0.36 |  | 14 |  |  |  | 525.7314 | [8 empty] | 0 | 0 | 0 | 0 | 0 | 0 | 0 | [5 empty] | 0
FL Zone 2RetailNew |  | XXXXXXXX | Yes | Equipment | Energy Star Vending Machine | One Refrigerated Vending Machine meeting current ENERGY STAR® Standards | One standard efficiency Refrigerated Vending Machine | Commercial | New | Retail | FL Zone 2 | Refrigeration | Vending and ice makers |  | 0 | Per Unit | [7 empty] | 1460.365 | 934.6336 | 525.7314 | 0.36 |  | 14 |  |  |  | 525.7314 | [8 empty] | 0 | 0 | 0 | 0 | 0 | 0 | 0 | [5 empty] | 0
FL Zone 2Schools K-12New |  | XXXXXXXX | Yes | Equipment | Energy Star Vending Machine | One Refrigerated Vending Machine meeting current ENERGY STAR® Standards | One standard efficiency Refrigerated Vending Machine | Commercial | New | Schools K-12 | FL Zone 2 | Refrigeration | Vending and ice makers |  | 0 | Per Unit | [7 empty] | 1460.365 | 934.6336 | 525.7314 | 0.36 |  | 14 |  |  |  | 525.7314 | [8 empty] | 0 | 0 | 0 | 0 | 0 | 0 | 0 | [5 empty] | 0
FL Zone 2WarehouseNew |  | XXXXXXXX | Yes | Equipment | Energy Star Vending Machine | One Refrigerated Vending Machine meeting current ENERGY STAR® Standards | One standard efficiency Refrigerated Vending Machine | Commercial | New | Warehouse | FL Zone 2 | Refrigeration | Vending and ice makers |  | 0 | Per Unit | [7 empty] | 1460.365 | 934.6336 | 525.7314 | 0.36 |  | 14 |  |  |  | 525.7314 | [8 empty] | 0 | 0 | 0 | 0 | 0 | 0 | 0 | [5 empty] | 0
FL Zone 2AssemblyTurnover |  | XXXXXXXX | Yes | Equipment | ENERGY STAR Water Cooler | One Storage Type Hot/Cold Water Cooler Unit meeting current ENERGY STAR® Standards | One Standard Storage Type Hot/Cold Water Cooler Unit | Commercial | Turnover | Assembly | FL Zone 2 | Miscellaneous | Others |  | 0 | Per Appliance | [7 empty] | 799.35 | 251.85 | 547.5 | 0.68493 |  | 10 |  |  |  | 547.5 | [8 empty] | 0 | 0 | 0 | 0 | 0 | 0 | 0 | [5 empty] | 0
FL Zone 2College and UniversityTurnover |  | XXXXXXXX | Yes | Equipment | ENERGY STAR Water Cooler | One Storage Type Hot/Cold Water Cooler Unit meeting current ENERGY STAR® Standards | One Standard Storage Type Hot/Cold Water Cooler Unit | Commercial | Turnover | College and University | FL Zone 2 | Miscellaneous | Others |  | 0 | Per Appliance | [7 empty] | 799.35 | 251.85 | 547.5 | 0.68493 |  | 10 |  |  |  | 547.5 | [8 empty] | 0 | 0 | 0 | 0 | 0 | 0 | 0 | [5 empty] | 0
FL Zone 2GroceryTurnover |  | XXXXXXXX | Yes | Equipment | ENERGY STAR Water Cooler | One Storage Type Hot/Cold Water Cooler Unit meeting current ENERGY STAR® Standards | One Standard Storage Type Hot/Cold Water Cooler Unit | Commercial | Turnover | Grocery | FL Zone 2 | Miscellaneous | Others |  | 0 | Per Appliance | [7 empty] | 799.35 | 251.85 | 547.5 | 0.68493 |  | 10 |  |  |  | 547.5 | [8 empty] | 0 | 0 | 0 | 0 | 0 | 0 | 0 | [5 empty] | 0
FL Zone 2HealthcareTurnover |  | XXXXXXXX | Yes | Equipment | ENERGY STAR Water Cooler | One Storage Type Hot/Cold Water Cooler Unit meeting current ENERGY STAR® Standards | One Standard Storage Type Hot/Cold Water Cooler Unit | Commercial | Turnover | Healthcare | FL Zone 2 | Miscellaneous | Others |  | 0 | Per Appliance | [7 empty] | 799.35 | 251.85 | 547.5 | 0.68493 |  | 10 |  |  |  | 547.5 | [8 empty] | 0 | 0 | 0 | 0 | 0 | 0 | 0 | [5 empty] | 0
FL Zone 2HospitalsTurnover |  | XXXXXXXX | Yes | Equipment | ENERGY STAR Water Cooler | One Storage Type Hot/Cold Water Cooler Unit meeting current ENERGY STAR® Standards | One Standard Storage Type Hot/Cold Water Cooler Unit | Commercial | Turnover | Hospitals | FL Zone 2 | Miscellaneous | Others |  | 0 | Per Appliance | [7 empty] | 799.35 | 251.85 | 547.5 | 0.68493 |  | 10 |  |  |  | 547.5 | [8 empty] | 0 | 0 | 0 | 0 | 0 | 0 | 0 | [5 empty] | 0
FL Zone 2InstitutionalTurnover |  | XXXXXXXX | Yes | Equipment | ENERGY STAR Water Cooler | One Storage Type Hot/Cold Water Cooler Unit meeting current ENERGY STAR® Standards | One Standard Storage Type Hot/Cold Water Cooler Unit | Commercial | Turnover | Institutional | FL Zone 2 | Miscellaneous | Others |  | 0 | Per Appliance | [7 empty] | 799.35 | 251.85 | 547.5 | 0.68493 |  | 10 |  |  |  | 547.5 | [8 empty] | 0 | 0 | 0 | 0 | 0 | 0 | 0 | [5 empty] | 0
FL Zone 2Lodging/HospitalityTurnover |  | XXXXXXXX | Yes | Equipment | ENERGY STAR Water Cooler | One Storage Type Hot/Cold Water Cooler Unit meeting current ENERGY STAR® Standards | One Standard Storage Type Hot/Cold Water Cooler Unit | Commercial | Turnover | Lodging/Hospitality | FL Zone 2 | Miscellaneous | Others |  | 0 | Per Appliance | [7 empty] | 799.35 | 251.85 | 547.5 | 0.68493 |  | 10 |  |  |  | 547.5 | [8 empty] | 0 | 0 | 0 | 0 | 0 | 0 | 0 | [5 empty] | 0
FL Zone 2MiscellaneousTurnover |  | XXXXXXXX | Yes | Equipment | ENERGY STAR Water Cooler | One Storage Type Hot/Cold Water Cooler Unit meeting current ENERGY STAR® Standards | One Standard Storage Type Hot/Cold Water Cooler Unit | Commercial | Turnover | Miscellaneous | FL Zone 2 | Miscellaneous | Others |  | 0 | Per Appliance | [7 empty] | 799.35 | 251.85 | 547.5 | 0.68493 |  | 10 |  |  |  | 547.5 | [8 empty] | 0 | 0 | 0 | 0 | 0 | 0 | 0 | [5 empty] | 0
FL Zone 2OfficesTurnover |  | XXXXXXXX | Yes | Equipment | ENERGY STAR Water Cooler | One Storage Type Hot/Cold Water Cooler Unit meeting current ENERGY STAR® Standards | One Standard Storage Type Hot/Cold Water Cooler Unit | Commercial | Turnover | Offices | FL Zone 2 | Miscellaneous | Others |  | 0 | Per Appliance | [7 empty] | 799.35 | 251.85 | 547.5 | 0.68493 |  | 10 |  |  |  | 547.5 | [8 empty] | 0 | 0 | 0 | 0 | 0 | 0 | 0 | [5 empty] | 0
FL Zone 2RestaurantsTurnover |  | XXXXXXXX | Yes | Equipment | ENERGY STAR Water Cooler | One Storage Type Hot/Cold Water Cooler Unit meeting current ENERGY STAR® Standards | One Standard Storage Type Hot/Cold Water Cooler Unit | Commercial | Turnover | Restaurants | FL Zone 2 | Miscellaneous | Others |  | 0 | Per Appliance | [7 empty] | 799.35 | 251.85 | 547.5 | 0.68493 |  | 10 |  |  |  | 547.5 | [8 empty] | 0 | 0 | 0 | 0 | 0 | 0 | 0 | [5 empty] | 0
FL Zone 2RetailTurnover |  | XXXXXXXX | Yes | Equipment | ENERGY STAR Water Cooler | One Storage Type Hot/Cold Water Cooler Unit meeting current ENERGY STAR® Standards | One Standard Storage Type Hot/Cold Water Cooler Unit | Commercial | Turnover | Retail | FL Zone 2 | Miscellaneous | Others |  | 0 | Per Appliance | [7 empty] | 799.35 | 251.85 | 547.5 | 0.68493 |  | 10 |  |  |  | 547.5 | [8 empty] | 0 | 0 | 0 | 0 | 0 | 0 | 0 | [5 empty] | 0
FL Zone 2Schools K-12Turnover |  | XXXXXXXX | Yes | Equipment | ENERGY STAR Water Cooler | One Storage Type Hot/Cold Water Cooler Unit meeting current ENERGY STAR® Standards | One Standard Storage Type Hot/Cold Water Cooler Unit | Commercial | Turnover | Schools K-12 | FL Zone 2 | Miscellaneous | Others |  | 0 | Per Appliance | [7 empty] | 799.35 | 251.85 | 547.5 | 0.68493 |  | 10 |  |  |  | 547.5 | [8 empty] | 0 | 0 | 0 | 0 | 0 | 0 | 0 | [5 empty] | 0
FL Zone 2WarehouseTurnover |  | XXXXXXXX | Yes | Equipment | ENERGY STAR Water Cooler | One Storage Type Hot/Cold Water Cooler Unit meeting current ENERGY STAR® Standards | One Standard Storage Type Hot/Cold Water Cooler Unit | Commercial | Turnover | Warehouse | FL Zone 2 | Miscellaneous | Others |  | 0 | Per Appliance | [7 empty] | 799.35 | 251.85 | 547.5 | 0.68493 |  | 10 |  |  |  | 547.5 | [8 empty] | 0 | 0 | 0 | 0 | 0 | 0 | 0 | [5 empty] | 0
FL Zone 2AssemblyNew |  | XXXXXXXX | Yes | Equipment | ENERGY STAR Water Cooler | One Storage Type Hot/Cold Water Cooler Unit meeting current ENERGY STAR® Standards | One Standard Storage Type Hot/Cold Water Cooler Unit | Commercial | New | Assembly | FL Zone 2 | Miscellaneous | Others |  | 0 | Per Appliance | [7 empty] | 799.35 | 251.85 | 547.5 | 0.68493 |  | 10 |  |  |  | 547.5 | [8 empty] | 0 | 0 | 0 | 0 | 0 | 0 | 0 | [5 empty] | 0
FL Zone 2College and UniversityNew |  | XXXXXXXX | Yes | Equipment | ENERGY STAR Water Cooler | One Storage Type Hot/Cold Water Cooler Unit meeting current ENERGY STAR® Standards | One Standard Storage Type Hot/Cold Water Cooler Unit | Commercial | New | College and University | FL Zone 2 | Miscellaneous | Others |  | 0 | Per Appliance | [7 empty] | 799.35 | 251.85 | 547.5 | 0.68493 |  | 10 |  |  |  | 547.5 | [8 empty] | 0 | 0 | 0 | 0 | 0 | 0 | 0 | [5 empty] | 0
FL Zone 2GroceryNew |  | XXXXXXXX | Yes | Equipment | ENERGY STAR Water Cooler | One Storage Type Hot/Cold Water Cooler Unit meeting current ENERGY STAR® Standards | One Standard Storage Type Hot/Cold Water Cooler Unit | Commercial | New | Grocery | FL Zone 2 | Miscellaneous | Others |  | 0 | Per Appliance | [7 empty] | 799.35 | 251.85 | 547.5 | 0.68493 |  | 10 |  |  |  | 547.5 | [8 empty] | 0 | 0 | 0 | 0 | 0 | 0 | 0 | [5 empty] | 0
FL Zone 2HealthcareNew |  | XXXXXXXX | Yes | Equipment | ENERGY STAR Water Cooler | One Storage Type Hot/Cold Water Cooler Unit meeting current ENERGY STAR® Standards | One Standard Storage Type Hot/Cold Water Cooler Unit | Commercial | New | Healthcare | FL Zone 2 | Miscellaneous | Others |  | 0 | Per Appliance | [7 empty] | 799.35 | 251.85 | 547.5 | 0.68493 |  | 10 |  |  |  | 547.5 | [8 empty] | 0 | 0 | 0 | 0 | 0 | 0 | 0 | [5 empty] | 0
FL Zone 2HospitalsNew |  | XXXXXXXX | Yes | Equipment | ENERGY STAR Water Cooler | One Storage Type Hot/Cold Water Cooler Unit meeting current ENERGY STAR® Standards | One Standard Storage Type Hot/Cold Water Cooler Unit | Commercial | New | Hospitals | FL Zone 2 | Miscellaneous | Others |  | 0 | Per Appliance | [7 empty] | 799.35 | 251.85 | 547.5 | 0.68493 |  | 10 |  |  |  | 547.5 | [8 empty] | 0 | 0 | 0 | 0 | 0 | 0 | 0 | [5 empty] | 0
FL Zone 2InstitutionalNew |  | XXXXXXXX | Yes | Equipment | ENERGY STAR Water Cooler | One Storage Type Hot/Cold Water Cooler Unit meeting current ENERGY STAR® Standards | One Standard Storage Type Hot/Cold Water Cooler Unit | Commercial | New | Institutional | FL Zone 2 | Miscellaneous | Others |  | 0 | Per Appliance | [7 empty] | 799.35 | 251.85 | 547.5 | 0.68493 |  | 10 |  |  |  | 547.5 | [8 empty] | 0 | 0 | 0 | 0 | 0 | 0 | 0 | [5 empty] | 0
FL Zone 2Lodging/HospitalityNew |  | XXXXXXXX | Yes | Equipment | ENERGY STAR Water Cooler | One Storage Type Hot/Cold Water Cooler Unit meeting current ENERGY STAR® Standards | One Standard Storage Type Hot/Cold Water Cooler Unit | Commercial | New | Lodging/Hospitality | FL Zone 2 | Miscellaneous | Others |  | 0 | Per Appliance | [7 empty] | 799.35 | 251.85 | 547.5 | 0.68493 |  | 10 |  |  |  | 547.5 | [8 empty] | 0 | 0 | 0 | 0 | 0 | 0 | 0 | [5 empty] | 0
FL Zone 2MiscellaneousNew |  | XXXXXXXX | Yes | Equipment | ENERGY STAR Water Cooler | One Storage Type Hot/Cold Water Cooler Unit meeting current ENERGY STAR® Standards | One Standard Storage Type Hot/Cold Water Cooler Unit | Commercial | New | Miscellaneous | FL Zone 2 | Miscellaneous | Others |  | 0 | Per Appliance | [7 empty] | 799.35 | 251.85 | 547.5 | 0.68493 |  | 10 |  |  |  | 547.5 | [8 empty] | 0 | 0 | 0 | 0 | 0 | 0 | 0 | [5 empty] | 0
FL Zone 2OfficesNew |  | XXXXXXXX | Yes | Equipment | ENERGY STAR Water Cooler | One Storage Type Hot/Cold Water Cooler Unit meeting current ENERGY STAR® Standards | One Standard Storage Type Hot/Cold Water Cooler Unit | Commercial | New | Offices | FL Zone 2 | Miscellaneous | Others |  | 0 | Per Appliance | [7 empty] | 799.35 | 251.85 | 547.5 | 0.68493 |  | 10 |  |  |  | 547.5 | [8 empty] | 0 | 0 | 0 | 0 | 0 | 0 | 0 | [5 empty] | 0
FL Zone 2RestaurantsNew |  | XXXXXXXX | Yes | Equipment | ENERGY STAR Water Cooler | One Storage Type Hot/Cold Water Cooler Unit meeting current ENERGY STAR® Standards | One Standard Storage Type Hot/Cold Water Cooler Unit | Commercial | New | Restaurants | FL Zone 2 | Miscellaneous | Others |  | 0 | Per Appliance | [7 empty] | 799.35 | 251.85 | 547.5 | 0.68493 |  | 10 |  |  |  | 547.5 | [8 empty] | 0 | 0 | 0 | 0 | 0 | 0 | 0 | [5 empty] | 0
FL Zone 2RetailNew |  | XXXXXXXX | Yes | Equipment | ENERGY STAR Water Cooler | One Storage Type Hot/Cold Water Cooler Unit meeting current ENERGY STAR® Standards | One Standard Storage Type Hot/Cold Water Cooler Unit | Commercial | New | Retail | FL Zone 2 | Miscellaneous | Others |  | 0 | Per Appliance | [7 empty] | 799.35 | 251.85 | 547.5 | 0.68493 |  | 10 |  |  |  | 547.5 | [8 empty] | 0 | 0 | 0 | 0 | 0 | 0 | 0 | [5 empty] | 0
FL Zone 2Schools K-12New |  | XXXXXXXX | Yes | Equipment | ENERGY STAR Water Cooler | One Storage Type Hot/Cold Water Cooler Unit meeting current ENERGY STAR® Standards | One Standard Storage Type Hot/Cold Water Cooler Unit | Commercial | New | Schools K-12 | FL Zone 2 | Miscellaneous | Others |  | 0 | Per Appliance | [7 empty] | 799.35 | 251.85 | 547.5 | 0.68493 |  | 10 |  |  |  | 547.5 | [8 empty] | 0 | 0 | 0 | 0 | 0 | 0 | 0 | [5 empty] | 0
FL Zone 2WarehouseNew |  | XXXXXXXX | Yes | Equipment | ENERGY STAR Water Cooler | One Storage Type Hot/Cold Water Cooler Unit meeting current ENERGY STAR® Standards | One Standard Storage Type Hot/Cold Water Cooler Unit | Commercial | New | Warehouse | FL Zone 2 | Miscellaneous | Others |  | 0 | Per Appliance | [7 empty] | 799.35 | 251.85 | 547.5 | 0.68493 |  | 10 |  |  |  | 547.5 | [8 empty] | 0 | 0 | 0 | 0 | 0 | 0 | 0 | [5 empty] | 0
FL Zone 2AssemblyExisting |  | XXXXXXXX | Yes | Nonequipment | Engine Block Timer | Plug-in timer that activates engine block timer to reduce unnecessary run time | Engine block heater (typically used for backup generators) running continuously | Commercial | Existing | Assembly | FL Zone 2 | Miscellaneous |  |  | 0 | Per Appliance | [7 empty] | 720 | 460.8 | 259.2 | 0.36 |  | 5 |  |  |  | 259.2 | [8 empty] | 0 | 0 | 0 | 0 | 0 | 0 | 0 | [5 empty] | 0
FL Zone 2College and UniversityExisting |  | XXXXXXXX | Yes | Nonequipment | Engine Block Timer | Plug-in timer that activates engine block timer to reduce unnecessary run time | Engine block heater (typically used for backup generators) running continuously | Commercial | Existing | College and University | FL Zone 2 | Miscellaneous |  |  | 0 | Per Appliance | [7 empty] | 720 | 460.8 | 259.2 | 0.36 |  | 5 |  |  |  | 259.2 | [8 empty] | 0 | 0 | 0 | 0 | 0 | 0 | 0 | [5 empty] | 0
FL Zone 2GroceryExisting |  | XXXXXXXX | Yes | Nonequipment | Engine Block Timer | Plug-in timer that activates engine block timer to reduce unnecessary run time | Engine block heater (typically used for backup generators) running continuously | Commercial | Existing | Grocery | FL Zone 2 | Miscellaneous |  |  | 0 | Per Appliance | [7 empty] | 720 | 460.8 | 259.2 | 0.36 |  | 5 |  |  |  | 259.2 | [8 empty] | 0 | 0 | 0 | 0 | 0 | 0 | 0 | [5 empty] | 0
FL Zone 2HealthcareExisting |  | XXXXXXXX | Yes | Nonequipment | Engine Block Timer | Plug-in timer that activates engine block timer to reduce unnecessary run time | Engine block heater (typically used for backup generators) running continuously | Commercial | Existing | Healthcare | FL Zone 2 | Miscellaneous |  |  | 0 | Per Appliance | [7 empty] | 720 | 460.8 | 259.2 | 0.36 |  | 5 |  |  |  | 259.2 | [8 empty] | 0 | 0 | 0 | 0 | 0 | 0 | 0 | [5 empty] | 0
FL Zone 2HospitalsExisting |  | XXXXXXXX | Yes | Nonequipment | Engine Block Timer | Plug-in timer that activates engine block timer to reduce unnecessary run time | Engine block heater (typically used for backup generators) running continuously | Commercial | Existing | Hospitals | FL Zone 2 | Miscellaneous |  |  | 0 | Per Appliance | [7 empty] | 720 | 460.8 | 259.2 | 0.36 |  | 5 |  |  |  | 259.2 | [8 empty] | 0 | 0 | 0 | 0 | 0 | 0 | 0 | [5 empty] | 0
FL Zone 2InstitutionalExisting |  | XXXXXXXX | Yes | Nonequipment | Engine Block Timer | Plug-in timer that activates engine block timer to reduce unnecessary run time | Engine block heater (typically used for backup generators) running continuously | Commercial | Existing | Institutional | FL Zone 2 | Miscellaneous |  |  | 0 | Per Appliance | [7 empty] | 720 | 460.8 | 259.2 | 0.36 |  | 5 |  |  |  | 259.2 | [8 empty] | 0 | 0 | 0 | 0 | 0 | 0 | 0 | [5 empty] | 0
FL Zone 2Lodging/HospitalityExisting |  | XXXXXXXX | Yes | Nonequipment | Engine Block Timer | Plug-in timer that activates engine block timer to reduce unnecessary run time | Engine block heater (typically used for backup generators) running continuously | Commercial | Existing | Lodging/Hospitality | FL Zone 2 | Miscellaneous |  |  | 0 | Per Appliance | [7 empty] | 720 | 460.8 | 259.2 | 0.36 |  | 5 |  |  |  | 259.2 | [8 empty] | 0 | 0 | 0 | 0 | 0 | 0 | 0 | [5 empty] | 0
FL Zone 2MiscellaneousExisting |  | XXXXXXXX | Yes | Nonequipment | Engine Block Timer | Plug-in timer that activates engine block timer to reduce unnecessary run time | Engine block heater (typically used for backup generators) running continuously | Commercial | Existing | Miscellaneous | FL Zone 2 | Miscellaneous |  |  | 0 | Per Appliance | [7 empty] | 720 | 460.8 | 259.2 | 0.36 |  | 5 |  |  |  | 259.2 | [8 empty] | 0 | 0 | 0 | 0 | 0 | 0 | 0 | [5 empty] | 0
FL Zone 2OfficesExisting |  | XXXXXXXX | Yes | Nonequipment | Engine Block Timer | Plug-in timer that activates engine block timer to reduce unnecessary run time | Engine block heater (typically used for backup generators) running continuously | Commercial | Existing | Offices | FL Zone 2 | Miscellaneous |  |  | 0 | Per Appliance | [7 empty] | 720 | 460.8 | 259.2 | 0.36 |  | 5 |  |  |  | 259.2 | [8 empty] | 0 | 0 | 0 | 0 | 0 | 0 | 0 | [5 empty] | 0
FL Zone 2RestaurantsExisting |  | XXXXXXXX | Yes | Nonequipment | Engine Block Timer | Plug-in timer that activates engine block timer to reduce unnecessary run time | Engine block heater (typically used for backup generators) running continuously | Commercial | Existing | Restaurants | FL Zone 2 | Miscellaneous |  |  | 0 | Per Appliance | [7 empty] | 720 | 460.8 | 259.2 | 0.36 |  | 5 |  |  |  | 259.2 | [8 empty] | 0 | 0 | 0 | 0 | 0 | 0 | 0 | [5 empty] | 0
FL Zone 2RetailExisting |  | XXXXXXXX | Yes | Nonequipment | Engine Block Timer | Plug-in timer that activates engine block timer to reduce unnecessary run time | Engine block heater (typically used for backup generators) running continuously | Commercial | Existing | Retail | FL Zone 2 | Miscellaneous |  |  | 0 | Per Appliance | [7 empty] | 720 | 460.8 | 259.2 | 0.36 |  | 5 |  |  |  | 259.2 | [8 empty] | 0 | 0 | 0 | 0 | 0 | 0 | 0 | [5 empty] | 0
FL Zone 2Schools K-12Existing |  | XXXXXXXX | Yes | Nonequipment | Engine Block Timer | Plug-in timer that activates engine block timer to reduce unnecessary run time | Engine block heater (typically used for backup generators) running continuously | Commercial | Existing | Schools K-12 | FL Zone 2 | Miscellaneous |  |  | 0 | Per Appliance | [7 empty] | 720 | 460.8 | 259.2 | 0.36 |  | 5 |  |  |  | 259.2 | [8 empty] | 0 | 0 | 0 | 0 | 0 | 0 | 0 | [5 empty] | 0
FL Zone 2WarehouseExisting |  | XXXXXXXX | Yes | Nonequipment | Engine Block Timer | Plug-in timer that activates engine block timer to reduce unnecessary run time | Engine block heater (typically used for backup generators) running continuously | Commercial | Existing | Warehouse | FL Zone 2 | Miscellaneous |  |  | 0 | Per Appliance | [7 empty] | 720 | 460.8 | 259.2 | 0.36 |  | 5 |  |  |  | 259.2 | [8 empty] | 0 | 0 | 0 | 0 | 0 | 0 | 0 | [5 empty] | 0
FL Zone 2AssemblyNew |  | XXXXXXXX | Yes | Nonequipment | Engine Block Timer | Plug-in timer that activates engine block timer to reduce unnecessary run time | Engine block heater (typically used for backup generators) running continuously | Commercial | New | Assembly | FL Zone 2 | Miscellaneous |  |  | 0 | Per Appliance | [7 empty] | 720 | 460.8 | 259.2 | 0.36 |  | 5 |  |  |  | 259.2 | [8 empty] | 0 | 0 | 0 | 0 | 0 | 0 | 0 | [5 empty] | 0
FL Zone 2College and UniversityNew |  | XXXXXXXX | Yes | Nonequipment | Engine Block Timer | Plug-in timer that activates engine block timer to reduce unnecessary run time | Engine block heater (typically used for backup generators) running continuously | Commercial | New | College and University | FL Zone 2 | Miscellaneous |  |  | 0 | Per Appliance | [7 empty] | 720 | 460.8 | 259.2 | 0.36 |  | 5 |  |  |  | 259.2 | [8 empty] | 0 | 0 | 0 | 0 | 0 | 0 | 0 | [5 empty] | 0
FL Zone 2GroceryNew |  | XXXXXXXX | Yes | Nonequipment | Engine Block Timer | Plug-in timer that activates engine block timer to reduce unnecessary run time | Engine block heater (typically used for backup generators) running continuously | Commercial | New | Grocery | FL Zone 2 | Miscellaneous |  |  | 0 | Per Appliance | [7 empty] | 720 | 460.8 | 259.2 | 0.36 |  | 5 |  |  |  | 259.2 | [8 empty] | 0 | 0 | 0 | 0 | 0 | 0 | 0 | [5 empty] | 0
FL Zone 2HealthcareNew |  | XXXXXXXX | Yes | Nonequipment | Engine Block Timer | Plug-in timer that activates engine block timer to reduce unnecessary run time | Engine block heater (typically used for backup generators) running continuously | Commercial | New | Healthcare | FL Zone 2 | Miscellaneous |  |  | 0 | Per Appliance | [7 empty] | 720 | 460.8 | 259.2 | 0.36 |  | 5 |  |  |  | 259.2 | [8 empty] | 0 | 0 | 0 | 0 | 0 | 0 | 0 | [5 empty] | 0
FL Zone 2HospitalsNew |  | XXXXXXXX | Yes | Nonequipment | Engine Block Timer | Plug-in timer that activates engine block timer to reduce unnecessary run time | Engine block heater (typically used for backup generators) running continuously | Commercial | New | Hospitals | FL Zone 2 | Miscellaneous |  |  | 0 | Per Appliance | [7 empty] | 720 | 460.8 | 259.2 | 0.36 |  | 5 |  |  |  | 259.2 | [8 empty] | 0 | 0 | 0 | 0 | 0 | 0 | 0 | [5 empty] | 0
FL Zone 2InstitutionalNew |  | XXXXXXXX | Yes | Nonequipment | Engine Block Timer | Plug-in timer that activates engine block timer to reduce unnecessary run time | Engine block heater (typically used for backup generators) running continuously | Commercial | New | Institutional | FL Zone 2 | Miscellaneous |  |  | 0 | Per Appliance | [7 empty] | 720 | 460.8 | 259.2 | 0.36 |  | 5 |  |  |  | 259.2 | [8 empty] | 0 | 0 | 0 | 0 | 0 | 0 | 0 | [5 empty] | 0
FL Zone 2Lodging/HospitalityNew |  | XXXXXXXX | Yes | Nonequipment | Engine Block Timer | Plug-in timer that activates engine block timer to reduce unnecessary run time | Engine block heater (typically used for backup generators) running continuously | Commercial | New | Lodging/Hospitality | FL Zone 2 | Miscellaneous |  |  | 0 | Per Appliance | [7 empty] | 720 | 460.8 | 259.2 | 0.36 |  | 5 |  |  |  | 259.2 | [8 empty] | 0 | 0 | 0 | 0 | 0 | 0 | 0 | [5 empty] | 0
FL Zone 2MiscellaneousNew |  | XXXXXXXX | Yes | Nonequipment | Engine Block Timer | Plug-in timer that activates engine block timer to reduce unnecessary run time | Engine block heater (typically used for backup generators) running continuously | Commercial | New | Miscellaneous | FL Zone 2 | Miscellaneous |  |  | 0 | Per Appliance | [7 empty] | 720 | 460.8 | 259.2 | 0.36 |  | 5 |  |  |  | 259.2 | [8 empty] | 0 | 0 | 0 | 0 | 0 | 0 | 0 | [5 empty] | 0
FL Zone 2OfficesNew |  | XXXXXXXX | Yes | Nonequipment | Engine Block Timer | Plug-in timer that activates engine block timer to reduce unnecessary run time | Engine block heater (typically used for backup generators) running continuously | Commercial | New | Offices | FL Zone 2 | Miscellaneous |  |  | 0 | Per Appliance | [7 empty] | 720 | 460.8 | 259.2 | 0.36 |  | 5 |  |  |  | 259.2 | [8 empty] | 0 | 0 | 0 | 0 | 0 | 0 | 0 | [5 empty] | 0
FL Zone 2RestaurantsNew |  | XXXXXXXX | Yes | Nonequipment | Engine Block Timer | Plug-in timer that activates engine block timer to reduce unnecessary run time | Engine block heater (typically used for backup generators) running continuously | Commercial | New | Restaurants | FL Zone 2 | Miscellaneous |  |  | 0 | Per Appliance | [7 empty] | 720 | 460.8 | 259.2 | 0.36 |  | 5 |  |  |  | 259.2 | [8 empty] | 0 | 0 | 0 | 0 | 0 | 0 | 0 | [5 empty] | 0
FL Zone 2RetailNew |  | XXXXXXXX | Yes | Nonequipment | Engine Block Timer | Plug-in timer that activates engine block timer to reduce unnecessary run time | Engine block heater (typically used for backup generators) running continuously | Commercial | New | Retail | FL Zone 2 | Miscellaneous |  |  | 0 | Per Appliance | [7 empty] | 720 | 460.8 | 259.2 | 0.36 |  | 5 |  |  |  | 259.2 | [8 empty] | 0 | 0 | 0 | 0 | 0 | 0 | 0 | [5 empty] | 0
FL Zone 2Schools K-12New |  | XXXXXXXX | Yes | Nonequipment | Engine Block Timer | Plug-in timer that activates engine block timer to reduce unnecessary run time | Engine block heater (typically used for backup generators) running continuously | Commercial | New | Schools K-12 | FL Zone 2 | Miscellaneous |  |  | 0 | Per Appliance | [7 empty] | 720 | 460.8 | 259.2 | 0.36 |  | 5 |  |  |  | 259.2 | [8 empty] | 0 | 0 | 0 | 0 | 0 | 0 | 0 | [5 empty] | 0
FL Zone 2WarehouseNew |  | XXXXXXXX | Yes | Nonequipment | Engine Block Timer | Plug-in timer that activates engine block timer to reduce unnecessary run time | Engine block heater (typically used for backup generators) running continuously | Commercial | New | Warehouse | FL Zone 2 | Miscellaneous |  |  | 0 | Per Appliance | [7 empty] | 720 | 460.8 | 259.2 | 0.36 |  | 5 |  |  |  | 259.2 | [8 empty] | 0 | 0 | 0 | 0 | 0 | 0 | 0 | [5 empty] | 0
FL Zone 2AssemblyExisting |  | XXXXXXXX | Yes | Nonequipment | Facility Commissioning | Perform facility commissioning to optimize building operations in new facilities | N/A - New Construction Only | Commercial | Existing | Assembly | FL Zone 2 | Space Cooling |  |  | 0 | Per end use consumption | [12 empty] | 10 | [12 empty] | 0 | 0 | 0 | 0 | 0 | 0 | 0 | [5 empty] | 0
FL Zone 2College and UniversityExisting |  | XXXXXXXX | Yes | Nonequipment | Facility Commissioning | Perform facility commissioning to optimize building operations in new facilities | N/A - New Construction Only | Commercial | Existing | College and University | FL Zone 2 | Space Cooling |  |  | 0 | Per end use consumption | [12 empty] | 10 | [12 empty] | 0 | 0 | 0 | 0 | 0 | 0 | 0 | [5 empty] | 0
FL Zone 2GroceryExisting |  | XXXXXXXX | Yes | Nonequipment | Facility Commissioning | Perform facility commissioning to optimize building operations in new facilities | N/A - New Construction Only | Commercial | Existing | Grocery | FL Zone 2 | Space Cooling |  |  | 0 | Per end use consumption | [12 empty] | 10 | [12 empty] | 0 | 0 | 0 | 0 | 0 | 0 | 0 | [5 empty] | 0
FL Zone 2HealthcareExisting |  | XXXXXXXX | Yes | Nonequipment | Facility Commissioning | Perform facility commissioning to optimize building operations in new facilities | N/A - New Construction Only | Commercial | Existing | Healthcare | FL Zone 2 | Space Cooling |  |  | 0 | Per end use consumption | [12 empty] | 10 | [12 empty] | 0 | 0 | 0 | 0 | 0 | 0 | 0 | [5 empty] | 0
FL Zone 2HospitalsExisting |  | XXXXXXXX | Yes | Nonequipment | Facility Commissioning | Perform facility commissioning to optimize building operations in new facilities | N/A - New Construction Only | Commercial | Existing | Hospitals | FL Zone 2 | Space Cooling |  |  | 0 | Per end use consumption | [12 empty] | 10 | [12 empty] | 0 | 0 | 0 | 0 | 0 | 0 | 0 | [5 empty] | 0
FL Zone 2InstitutionalExisting |  | XXXXXXXX | Yes | Nonequipment | Facility Commissioning | Perform facility commissioning to optimize building operations in new facilities | N/A - New Construction Only | Commercial | Existing | Institutional | FL Zone 2 | Space Cooling |  |  | 0 | Per end use consumption | [12 empty] | 10 | [12 empty] | 0 | 0 | 0 | 0 | 0 | 0 | 0 | [5 empty] | 0
FL Zone 2Lodging/HospitalityExisting |  | XXXXXXXX | Yes | Nonequipment | Facility Commissioning | Perform facility commissioning to optimize building operations in new facilities | N/A - New Construction Only | Commercial | Existing | Lodging/Hospitality | FL Zone 2 | Space Cooling |  |  | 0 | Per end use consumption | [12 empty] | 10 | [12 empty] | 0 | 0 | 0 | 0 | 0 | 0 | 0 | [5 empty] | 0
FL Zone 2MiscellaneousExisting |  | XXXXXXXX | Yes | Nonequipment | Facility Commissioning | Perform facility commissioning to optimize building operations in new facilities | N/A - New Construction Only | Commercial | Existing | Miscellaneous | FL Zone 2 | Space Cooling |  |  | 0 | Per end use consumption | [12 empty] | 10 | [12 empty] | 0 | 0 | 0 | 0 | 0 | 0 | 0 | [5 empty] | 0
FL Zone 2OfficesExisting |  | XXXXXXXX | Yes | Nonequipment | Facility Commissioning | Perform facility commissioning to optimize building operations in new facilities | N/A - New Construction Only | Commercial | Existing | Offices | FL Zone 2 | Space Cooling |  |  | 0 | Per end use consumption | [12 empty] | 10 | [12 empty] | 0 | 0 | 0 | 0 | 0 | 0 | 0 | [5 empty] | 0
FL Zone 2RestaurantsExisting |  | XXXXXXXX | Yes | Nonequipment | Facility Commissioning | Perform facility commissioning to optimize building operations in new facilities | N/A - New Construction Only | Commercial | Existing | Restaurants | FL Zone 2 | Space Cooling |  |  | 0 | Per end use consumption | [12 empty] | 10 | [12 empty] | 0 | 0 | 0 | 0 | 0 | 0 | 0 | [5 empty] | 0
FL Zone 2RetailExisting |  | XXXXXXXX | Yes | Nonequipment | Facility Commissioning | Perform facility commissioning to optimize building operations in new facilities | N/A - New Construction Only | Commercial | Existing | Retail | FL Zone 2 | Space Cooling |  |  | 0 | Per end use consumption | [12 empty] | 10 | [12 empty] | 0 | 0 | 0 | 0 | 0 | 0 | 0 | [5 empty] | 0
FL Zone 2Schools K-12Existing |  | XXXXXXXX | Yes | Nonequipment | Facility Commissioning | Perform facility commissioning to optimize building operations in new facilities | N/A - New Construction Only | Commercial | Existing | Schools K-12 | FL Zone 2 | Space Cooling |  |  | 0 | Per end use consumption | [12 empty] | 10 | [12 empty] | 0 | 0 | 0 | 0 | 0 | 0 | 0 | [5 empty] | 0
FL Zone 2WarehouseExisting |  | XXXXXXXX | Yes | Nonequipment | Facility Commissioning | Perform facility commissioning to optimize building operations in new facilities | N/A - New Construction Only | Commercial | Existing | Warehouse | FL Zone 2 | Space Cooling |  |  | 0 | Per end use consumption | [12 empty] | 10 | [12 empty] | 0 | 0 | 0 | 0 | 0 | 0 | 0 | [5 empty] | 0
FL Zone 2AssemblyNew |  | XXXXXXXX | Yes | Nonequipment | Facility Commissioning | Perform facility commissioning to optimize building operations in new facilities | Standard new construction facility with no commissioning | Commercial | New | Assembly | FL Zone 2 | Space Cooling |  |  | 0 | Per end use consumption | [7 empty] | 40558.1631 | 34068.857 | 6489.3061 | 0.16 |  | 10 |  |  |  | 6489.3061 | [8 empty] | 0 | 0 | 0 | 0 | 0 | 0 | 0 | [5 empty] | 0
FL Zone 2College and UniversityNew |  | XXXXXXXX | Yes | Nonequipment | Facility Commissioning | Perform facility commissioning to optimize building operations in new facilities | Standard new construction facility with no commissioning | Commercial | New | College and University | FL Zone 2 | Space Cooling |  |  | 0 | Per end use consumption | [7 empty] | 242237.8979 | 203479.8343 | 38758.0637 | 0.16 |  | 10 |  |  |  | 38758.0637 | [8 empty] | 0 | 0 | 0 | 0 | 0 | 0 | 0 | [5 empty] | 0
FL Zone 2GroceryNew |  | XXXXXXXX | Yes | Nonequipment | Facility Commissioning | Perform facility commissioning to optimize building operations in new facilities | Standard new construction facility with no commissioning | Commercial | New | Grocery | FL Zone 2 | Space Cooling |  |  | 0 | Per end use consumption | [7 empty] | 97647.7064 | 82024.0734 | 15623.633 | 0.16 |  | 10 |  |  |  | 15623.633 | [8 empty] | 0 | 0 | 0 | 0 | 0 | 0 | 0 | [5 empty] | 0
FL Zone 2HealthcareNew |  | XXXXXXXX | Yes | Nonequipment | Facility Commissioning | Perform facility commissioning to optimize building operations in new facilities | Standard new construction facility with no commissioning | Commercial | New | Healthcare | FL Zone 2 | Space Cooling |  |  | 0 | Per end use consumption | [7 empty] | 170444.4983 | 143173.3786 | 27271.1197 | 0.16 |  | 10 |  |  |  | 27271.1197 | [8 empty] | 0 | 0 | 0 | 0 | 0 | 0 | 0 | [5 empty] | 0
FL Zone 2HospitalsNew |  | XXXXXXXX | Yes | Nonequipment | Facility Commissioning | Perform facility commissioning to optimize building operations in new facilities | Standard new construction facility with no commissioning | Commercial | New | Hospitals | FL Zone 2 | Space Cooling |  |  | 0 | Per end use consumption | [7 empty] | 1776004.8545 | 1491844.0777 | 284160.7767 | 0.16 |  | 10 |  |  |  | 284160.7767 | [8 empty] | 0 | 0 | 0 | 0 | 0 | 0 | 0 | [5 empty] | 0
FL Zone 2InstitutionalNew |  | XXXXXXXX | Yes | Nonequipment | Facility Commissioning | Perform facility commissioning to optimize building operations in new facilities | Standard new construction facility with no commissioning | Commercial | New | Institutional | FL Zone 2 | Space Cooling |  |  | 0 | Per end use consumption | [7 empty] | 197035.6551 | 165509.9503 | 31525.7048 | 0.16 |  | 10 |  |  |  | 31525.7048 | [8 empty] | 0 | 0 | 0 | 0 | 0 | 0 | 0 | [5 empty] | 0
FL Zone 2Lodging/HospitalityNew |  | XXXXXXXX | Yes | Nonequipment | Facility Commissioning | Perform facility commissioning to optimize building operations in new facilities | Standard new construction facility with no commissioning | Commercial | New | Lodging/Hospitality | FL Zone 2 | Space Cooling |  |  | 0 | Per end use consumption | [7 empty] | 161633.0609 | 135771.7712 | 25861.2898 | 0.16 |  | 10 |  |  |  | 25861.2898 | [8 empty] | 0 | 0 | 0 | 0 | 0 | 0 | 0 | [5 empty] | 0
FL Zone 2MiscellaneousNew |  | XXXXXXXX | Yes | Nonequipment | Facility Commissioning | Perform facility commissioning to optimize building operations in new facilities | Standard new construction facility with no commissioning | Commercial | New | Miscellaneous | FL Zone 2 | Space Cooling |  |  | 0 | Per end use consumption | [7 empty] | 1878475.6776 | 1577919.5692 | 300556.1084 | 0.16 |  | 10 |  |  |  | 300556.1084 | [8 empty] | 0 | 0 | 0 | 0 | 0 | 0 | 0 | [5 empty] | 0
FL Zone 2OfficesNew |  | XXXXXXXX | Yes | Nonequipment | Facility Commissioning | Perform facility commissioning to optimize building operations in new facilities | Standard new construction facility with no commissioning | Commercial | New | Offices | FL Zone 2 | Space Cooling |  |  | 0 | Per end use consumption | [7 empty] | 140416.7794 | 117950.0947 | 22466.6847 | 0.16 |  | 10 |  |  |  | 22466.6847 | [8 empty] | 0 | 0 | 0 | 0 | 0 | 0 | 0 | [5 empty] | 0
FL Zone 2RestaurantsNew |  | XXXXXXXX | Yes | Nonequipment | Facility Commissioning | Perform facility commissioning to optimize building operations in new facilities | Standard new construction facility with no commissioning | Commercial | New | Restaurants | FL Zone 2 | Space Cooling |  |  | 0 | Per end use consumption | [7 empty] | 101749.5064 | 85469.5854 | 16279.921 | 0.16 |  | 10 |  |  |  | 16279.921 | [8 empty] | 0 | 0 | 0 | 0 | 0 | 0 | 0 | [5 empty] | 0
FL Zone 2RetailNew |  | XXXXXXXX | Yes | Nonequipment | Facility Commissioning | Perform facility commissioning to optimize building operations in new facilities | Standard new construction facility with no commissioning | Commercial | New | Retail | FL Zone 2 | Space Cooling |  |  | 0 | Per end use consumption | [7 empty] | 44441.7066 | 37331.0336 | 7110.6731 | 0.16 |  | 10 |  |  |  | 7110.6731 | [8 empty] | 0 | 0 | 0 | 0 | 0 | 0 | 0 | [5 empty] | 0
FL Zone 2Schools K-12New |  | XXXXXXXX | Yes | Nonequipment | Facility Commissioning | Perform facility commissioning to optimize building operations in new facilities | Standard new construction facility with no commissioning | Commercial | New | Schools K-12 | FL Zone 2 | Space Cooling |  |  | 0 | Per end use consumption | [7 empty] | 166082.8099 | 139509.5603 | 26573.2496 | 0.16 |  | 10 |  |  |  | 26573.2496 | [8 empty] | 0 | 0 | 0 | 0 | 0 | 0 | 0 | [5 empty] | 0
FL Zone 2WarehouseNew |  | XXXXXXXX | Yes | Nonequipment | Facility Commissioning | Perform facility commissioning to optimize building operations in new facilities | Standard new construction facility with no commissioning | Commercial | New | Warehouse | FL Zone 2 | Space Cooling |  |  | 0 | Per end use consumption | [7 empty] | 16498.7301 | 13858.9333 | 2639.7968 | 0.16 |  | 10 |  |  |  | 2639.7968 | [8 empty] | 0 | 0 | 0 | 0 | 0 | 0 | 0 | [5 empty] | 0
FL Zone 2AssemblyExisting |  | XXXXXXXX | Yes | Nonequipment | Facility Energy Management System | Energy Management System deployed to automatically control HVAC, lighting, and other systems as applicable | Standard/manual facility equipment controls | Commercial | Existing | Assembly | FL Zone 2 | Space Heating |  |  | 0 | Per End Use Consumption | [7 empty] | 7520.072 | 6016.0576 | 1504.0144 | 0.2 |  | 15 |  |  |  | 1504.0144 | [8 empty] | 0 | 0 | 0 | 0 | 0 | 0 | 0 | [5 empty] | 0
FL Zone 2College and UniversityExisting |  | XXXXXXXX | Yes | Nonequipment | Facility Energy Management System | Energy Management System deployed to automatically control HVAC, lighting, and other systems as applicable | Standard/manual facility equipment controls | Commercial | Existing | College and University | FL Zone 2 | Space Heating |  |  | 0 | Per End Use Consumption | [7 empty] | 44914.4217 | 35931.5374 | 8982.8843 | 0.2 |  | 15 |  |  |  | 8982.8843 | [8 empty] | 0 | 0 | 0 | 0 | 0 | 0 | 0 | [5 empty] | 0
FL Zone 2GroceryExisting |  | XXXXXXXX | Yes | Nonequipment | Facility Energy Management System | Energy Management System deployed to automatically control HVAC, lighting, and other systems as applicable | Standard/manual facility equipment controls | Commercial | Existing | Grocery | FL Zone 2 | Space Heating |  |  | 0 | Per End Use Consumption | [7 empty] | 18105.3019 | 14484.2415 | 3621.0604 | 0.2 |  | 15 |  |  |  | 3621.0604 | [8 empty] | 0 | 0 | 0 | 0 | 0 | 0 | 0 | [5 empty] | 0
FL Zone 2HealthcareExisting |  | XXXXXXXX | Yes | Nonequipment | Facility Energy Management System | Energy Management System deployed to automatically control HVAC, lighting, and other systems as applicable | Standard/manual facility equipment controls | Commercial | Existing | Healthcare | FL Zone 2 | Space Heating |  |  | 0 | Per End Use Consumption | [7 empty] | 31602.8836 | 25282.3069 | 6320.5767 | 0.2 |  | 15 |  |  |  | 6320.5767 | [8 empty] | 0 | 0 | 0 | 0 | 0 | 0 | 0 | [5 empty] | 0
FL Zone 2HospitalsExisting |  | XXXXXXXX | Yes | Nonequipment | Facility Energy Management System | Energy Management System deployed to automatically control HVAC, lighting, and other systems as applicable | Standard/manual facility equipment controls | Commercial | Existing | Hospitals | FL Zone 2 | Space Heating |  |  | 0 | Per End Use Consumption | [7 empty] | 329297.0743 | 263437.6594 | 65859.4149 | 0.2 |  | 15 |  |  |  | 65859.4149 | [8 empty] | 0 | 0 | 0 | 0 | 0 | 0 | 0 | [5 empty] | 0
FL Zone 2InstitutionalExisting |  | XXXXXXXX | Yes | Nonequipment | Facility Energy Management System | Energy Management System deployed to automatically control HVAC, lighting, and other systems as applicable | Standard/manual facility equipment controls | Commercial | Existing | Institutional | FL Zone 2 | Space Heating |  |  | 0 | Per End Use Consumption | [7 empty] | 36533.2699 | 29226.616 | 7306.654 | 0.2 |  | 15 |  |  |  | 7306.654 | [8 empty] | 0 | 0 | 0 | 0 | 0 | 0 | 0 | [5 empty] | 0
FL Zone 2Lodging/HospitalityExisting |  | XXXXXXXX | Yes | Nonequipment | Facility Energy Management System | Energy Management System deployed to automatically control HVAC, lighting, and other systems as applicable | Standard/manual facility equipment controls | Commercial | Existing | Lodging/Hospitality | FL Zone 2 | Space Heating |  |  | 0 | Per End Use Consumption | [7 empty] | 29969.1152 | 23975.2922 | 5993.823 | 0.2 |  | 15 |  |  |  | 5993.823 | [8 empty] | 0 | 0 | 0 | 0 | 0 | 0 | 0 | [5 empty] | 0
FL Zone 2MiscellaneousExisting |  | XXXXXXXX | Yes | Nonequipment | Facility Energy Management System | Energy Management System deployed to automatically control HVAC, lighting, and other systems as applicable | Standard/manual facility equipment controls | Commercial | Existing | Miscellaneous | FL Zone 2 | Space Heating |  |  | 0 | Per End Use Consumption | [7 empty] | 348296.6521 | 278637.3217 | 69659.3304 | 0.2 |  | 15 |  |  |  | 69659.3304 | [8 empty] | 0 | 0 | 0 | 0 | 0 | 0 | 0 | [5 empty] | 0
FL Zone 2OfficesExisting |  | XXXXXXXX | Yes | Nonequipment | Facility Energy Management System | Energy Management System deployed to automatically control HVAC, lighting, and other systems as applicable | Standard/manual facility equipment controls | Commercial | Existing | Offices | FL Zone 2 | Space Heating |  |  | 0 | Per End Use Consumption | [7 empty] | 26035.3087 | 20828.247 | 5207.0617 | 0.2 |  | 15 |  |  |  | 5207.0617 | [8 empty] | 0 | 0 | 0 | 0 | 0 | 0 | 0 | [5 empty] | 0
FL Zone 2RestaurantsExisting |  | XXXXXXXX | Yes | Nonequipment | Facility Energy Management System | Energy Management System deployed to automatically control HVAC, lighting, and other systems as applicable | Standard/manual facility equipment controls | Commercial | Existing | Restaurants | FL Zone 2 | Space Heating |  |  | 0 | Per End Use Consumption | [7 empty] | 18865.8351 | 15092.6681 | 3773.167 | 0.2 |  | 15 |  |  |  | 3773.167 | [8 empty] | 0 | 0 | 0 | 0 | 0 | 0 | 0 | [5 empty] | 0
FL Zone 2RetailExisting |  | XXXXXXXX | Yes | Nonequipment | Facility Energy Management System | Energy Management System deployed to automatically control HVAC, lighting, and other systems as applicable | Standard/manual facility equipment controls | Commercial | Existing | Retail | FL Zone 2 | Space Heating |  |  | 0 | Per End Use Consumption | [7 empty] | 8240.1374 | 6592.1099 | 1648.0275 | 0.2 |  | 15 |  |  |  | 1648.0275 | [8 empty] | 0 | 0 | 0 | 0 | 0 | 0 | 0 | [5 empty] | 0
FL Zone 2Schools K-12Existing |  | XXXXXXXX | Yes | Nonequipment | Facility Energy Management System | Energy Management System deployed to automatically control HVAC, lighting, and other systems as applicable | Standard/manual facility equipment controls | Commercial | Existing | Schools K-12 | FL Zone 2 | Space Heating |  |  | 0 | Per End Use Consumption | [7 empty] | 30794.1632 | 24635.3306 | 6158.8326 | 0.2 |  | 15 |  |  |  | 6158.8326 | [8 empty] | 0 | 0 | 0 | 0 | 0 | 0 | 0 | [5 empty] | 0
FL Zone 2WarehouseExisting |  | XXXXXXXX | Yes | Nonequipment | Facility Energy Management System | Energy Management System deployed to automatically control HVAC, lighting, and other systems as applicable | Standard/manual facility equipment controls | Commercial | Existing | Warehouse | FL Zone 2 | Space Heating |  |  | 0 | Per End Use Consumption | [7 empty] | 3059.104 | 2447.2832 | 611.8208 | 0.2 |  | 15 |  |  |  | 611.8208 | [8 empty] | 0 | 0 | 0 | 0 | 0 | 0 | 0 | [5 empty] | 0
FL Zone 2AssemblyNew |  | XXXXXXXX | Yes | Nonequipment | Facility Energy Management System | Energy Management System deployed to automatically control HVAC, lighting, and other systems as applicable | Standard/manual facility equipment controls | Commercial | New | Assembly | FL Zone 2 | Space Heating |  |  | 0 | Per End Use Consumption | [7 empty] | 7520.072 | 6016.0576 | 1504.0144 | 0.2 |  | 15 |  |  |  | 1504.0144 | [8 empty] | 0 | 0 | 0 | 0 | 0 | 0 | 0 | [5 empty] | 0
FL Zone 2College and UniversityNew |  | XXXXXXXX | Yes | Nonequipment | Facility Energy Management System | Energy Management System deployed to automatically control HVAC, lighting, and other systems as applicable | Standard/manual facility equipment controls | Commercial | New | College and University | FL Zone 2 | Space Heating |  |  | 0 | Per End Use Consumption | [7 empty] | 44914.4217 | 35931.5374 | 8982.8843 | 0.2 |  | 15 |  |  |  | 8982.8843 | [8 empty] | 0 | 0 | 0 | 0 | 0 | 0 | 0 | [5 empty] | 0
FL Zone 2GroceryNew |  | XXXXXXXX | Yes | Nonequipment | Facility Energy Management System | Energy Management System deployed to automatically control HVAC, lighting, and other systems as applicable | Standard/manual facility equipment controls | Commercial | New | Grocery | FL Zone 2 | Space Heating |  |  | 0 | Per End Use Consumption | [7 empty] | 18105.3019 | 14484.2415 | 3621.0604 | 0.2 |  | 15 |  |  |  | 3621.0604 | [8 empty] | 0 | 0 | 0 | 0 | 0 | 0 | 0 | [5 empty] | 0
FL Zone 2HealthcareNew |  | XXXXXXXX | Yes | Nonequipment | Facility Energy Management System | Energy Management System deployed to automatically control HVAC, lighting, and other systems as applicable | Standard/manual facility equipment controls | Commercial | New | Healthcare | FL Zone 2 | Space Heating |  |  | 0 | Per End Use Consumption | [7 empty] | 31602.8836 | 25282.3069 | 6320.5767 | 0.2 |  | 15 |  |  |  | 6320.5767 | [8 empty] | 0 | 0 | 0 | 0 | 0 | 0 | 0 | [5 empty] | 0
FL Zone 2HospitalsNew |  | XXXXXXXX | Yes | Nonequipment | Facility Energy Management System | Energy Management System deployed to automatically control HVAC, lighting, and other systems as applicable | Standard/manual facility equipment controls | Commercial | New | Hospitals | FL Zone 2 | Space Heating |  |  | 0 | Per End Use Consumption | [7 empty] | 329297.0743 | 263437.6594 | 65859.4149 | 0.2 |  | 15 |  |  |  | 65859.4149 | [8 empty] | 0 | 0 | 0 | 0 | 0 | 0 | 0 | [5 empty] | 0
FL Zone 2InstitutionalNew |  | XXXXXXXX | Yes | Nonequipment | Facility Energy Management System | Energy Management System deployed to automatically control HVAC, lighting, and other systems as applicable | Standard/manual facility equipment controls | Commercial | New | Institutional | FL Zone 2 | Space Heating |  |  | 0 | Per End Use Consumption | [7 empty] | 36533.2699 | 29226.616 | 7306.654 | 0.2 |  | 15 |  |  |  | 7306.654 | [8 empty] | 0 | 0 | 0 | 0 | 0 | 0 | 0 | [5 empty] | 0
FL Zone 2Lodging/HospitalityNew |  | XXXXXXXX | Yes | Nonequipment | Facility Energy Management System | Energy Management System deployed to automatically control HVAC, lighting, and other systems as applicable | Standard/manual facility equipment controls | Commercial | New | Lodging/Hospitality | FL Zone 2 | Space Heating |  |  | 0 | Per End Use Consumption | [7 empty] | 29969.1152 | 23975.2922 | 5993.823 | 0.2 |  | 15 |  |  |  | 5993.823 | [8 empty] | 0 | 0 | 0 | 0 | 0 | 0 | 0 | [5 empty] | 0
FL Zone 2MiscellaneousNew |  | XXXXXXXX | Yes | Nonequipment | Facility Energy Management System | Energy Management System deployed to automatically control HVAC, lighting, and other systems as applicable | Standard/manual facility equipment controls | Commercial | New | Miscellaneous | FL Zone 2 | Space Heating |  |  | 0 | Per End Use Consumption | [7 empty] | 348296.6521 | 278637.3217 | 69659.3304 | 0.2 |  | 15 |  |  |  | 69659.3304 | [8 empty] | 0 | 0 | 0 | 0 | 0 | 0 | 0 | [5 empty] | 0
FL Zone 2OfficesNew |  | XXXXXXXX | Yes | Nonequipment | Facility Energy Management System | Energy Management System deployed to automatically control HVAC, lighting, and other systems as applicable | Standard/manual facility equipment controls | Commercial | New | Offices | FL Zone 2 | Space Heating |  |  | 0 | Per End Use Consumption | [7 empty] | 26035.3087 | 20828.247 | 5207.0617 | 0.2 |  | 15 |  |  |  | 5207.0617 | [8 empty] | 0 | 0 | 0 | 0 | 0 | 0 | 0 | [5 empty] | 0
FL Zone 2RestaurantsNew |  | XXXXXXXX | Yes | Nonequipment | Facility Energy Management System | Energy Management System deployed to automatically control HVAC, lighting, and other systems as applicable | Standard/manual facility equipment controls | Commercial | New | Restaurants | FL Zone 2 | Space Heating |  |  | 0 | Per End Use Consumption | [7 empty] | 18865.8351 | 15092.6681 | 3773.167 | 0.2 |  | 15 |  |  |  | 3773.167 | [8 empty] | 0 | 0 | 0 | 0 | 0 | 0 | 0 | [5 empty] | 0
FL Zone 2RetailNew |  | XXXXXXXX | Yes | Nonequipment | Facility Energy Management System | Energy Management System deployed to automatically control HVAC, lighting, and other systems as applicable | Standard/manual facility equipment controls | Commercial | New | Retail | FL Zone 2 | Space Heating |  |  | 0 | Per End Use Consumption | [7 empty] | 8240.1374 | 6592.1099 | 1648.0275 | 0.2 |  | 15 |  |  |  | 1648.0275 | [8 empty] | 0 | 0 | 0 | 0 | 0 | 0 | 0 | [5 empty] | 0
FL Zone 2Schools K-12New |  | XXXXXXXX | Yes | Nonequipment | Facility Energy Management System | Energy Management System deployed to automatically control HVAC, lighting, and other systems as applicable | Standard/manual facility equipment controls | Commercial | New | Schools K-12 | FL Zone 2 | Space Heating |  |  | 0 | Per End Use Consumption | [7 empty] | 30794.1632 | 24635.3306 | 6158.8326 | 0.2 |  | 15 |  |  |  | 6158.8326 | [8 empty] | 0 | 0 | 0 | 0 | 0 | 0 | 0 | [5 empty] | 0
FL Zone 2WarehouseNew |  | XXXXXXXX | Yes | Nonequipment | Facility Energy Management System | Energy Management System deployed to automatically control HVAC, lighting, and other systems as applicable | Standard/manual facility equipment controls | Commercial | New | Warehouse | FL Zone 2 | Space Heating |  |  | 0 | Per End Use Consumption | [7 empty] | 3059.104 | 2447.2832 | 611.8208 | 0.2 |  | 15 |  |  |  | 611.8208 | [8 empty] | 0 | 0 | 0 | 0 | 0 | 0 | 0 | [5 empty] | 0
FL Zone 2AssemblyExisting |  | XXXXXXXX | Yes | Nonequipment | Facility Energy Management System | Energy Management System deployed to automatically control HVAC, lighting, and other systems as applicable | Standard/manual facility equipment controls | Commercial | Existing | Assembly | FL Zone 2 | Space Cooling |  |  | 0 | Per End Use Consumption | [7 empty] | 40558.1631 | 32446.5304 | 8111.6326 | 0.2 |  | 15 |  |  |  | 8111.6326 | [8 empty] | 0 | 0 | 0 | 0 | 0 | 0 | 0 | [5 empty] | 0
FL Zone 2College and UniversityExisting |  | XXXXXXXX | Yes | Nonequipment | Facility Energy Management System | Energy Management System deployed to automatically control HVAC, lighting, and other systems as applicable | Standard/manual facility equipment controls | Commercial | Existing | College and University | FL Zone 2 | Space Cooling |  |  | 0 | Per End Use Consumption | [7 empty] | 242237.8979 | 193790.3184 | 48447.5796 | 0.2 |  | 15 |  |  |  | 48447.5796 | [8 empty] | 0 | 0 | 0 | 0 | 0 | 0 | 0 | [5 empty] | 0
FL Zone 2GroceryExisting |  | XXXXXXXX | Yes | Nonequipment | Facility Energy Management System | Energy Management System deployed to automatically control HVAC, lighting, and other systems as applicable | Standard/manual facility equipment controls | Commercial | Existing | Grocery | FL Zone 2 | Space Cooling |  |  | 0 | Per End Use Consumption | [7 empty] | 97647.7064 | 78118.1651 | 19529.5413 | 0.2 |  | 15 |  |  |  | 19529.5413 | [8 empty] | 0 | 0 | 0 | 0 | 0 | 0 | 0 | [5 empty] | 0
FL Zone 2HealthcareExisting |  | XXXXXXXX | Yes | Nonequipment | Facility Energy Management System | Energy Management System deployed to automatically control HVAC, lighting, and other systems as applicable | Standard/manual facility equipment controls | Commercial | Existing | Healthcare | FL Zone 2 | Space Cooling |  |  | 0 | Per End Use Consumption | [7 empty] | 170444.4983 | 136355.5987 | 34088.8997 | 0.2 |  | 15 |  |  |  | 34088.8997 | [8 empty] | 0 | 0 | 0 | 0 | 0 | 0 | 0 | [5 empty] | 0
FL Zone 2HospitalsExisting |  | XXXXXXXX | Yes | Nonequipment | Facility Energy Management System | Energy Management System deployed to automatically control HVAC, lighting, and other systems as applicable | Standard/manual facility equipment controls | Commercial | Existing | Hospitals | FL Zone 2 | Space Cooling |  |  | 0 | Per End Use Consumption | [7 empty] | 1776004.8545 | 1420803.8836 | 355200.9709 | 0.2 |  | 15 |  |  |  | 355200.9709 | [8 empty] | 0 | 0 | 0 | 0 | 0 | 0 | 0 | [5 empty] | 0
FL Zone 2InstitutionalExisting |  | XXXXXXXX | Yes | Nonequipment | Facility Energy Management System | Energy Management System deployed to automatically control HVAC, lighting, and other systems as applicable | Standard/manual facility equipment controls | Commercial | Existing | Institutional | FL Zone 2 | Space Cooling |  |  | 0 | Per End Use Consumption | [7 empty] | 197035.6551 | 157628.5241 | 39407.131 | 0.2 |  | 15 |  |  |  | 39407.131 | [8 empty] | 0 | 0 | 0 | 0 | 0 | 0 | 0 | [5 empty] | 0
FL Zone 2Lodging/HospitalityExisting |  | XXXXXXXX | Yes | Nonequipment | Facility Energy Management System | Energy Management System deployed to automatically control HVAC, lighting, and other systems as applicable | Standard/manual facility equipment controls | Commercial | Existing | Lodging/Hospitality | FL Zone 2 | Space Cooling |  |  | 0 | Per End Use Consumption | [7 empty] | 161633.0609 | 129306.4488 | 32326.6122 | 0.2 |  | 15 |  |  |  | 32326.6122 | [8 empty] | 0 | 0 | 0 | 0 | 0 | 0 | 0 | [5 empty] | 0
FL Zone 2MiscellaneousExisting |  | XXXXXXXX | Yes | Nonequipment | Facility Energy Management System | Energy Management System deployed to automatically control HVAC, lighting, and other systems as applicable | Standard/manual facility equipment controls | Commercial | Existing | Miscellaneous | FL Zone 2 | Space Cooling |  |  | 0 | Per End Use Consumption | [7 empty] | 1878475.6776 | 1502780.5421 | 375695.1355 | 0.2 |  | 15 |  |  |  | 375695.1355 | [8 empty] | 0 | 0 | 0 | 0 | 0 | 0 | 0 | [5 empty] | 0
FL Zone 2OfficesExisting |  | XXXXXXXX | Yes | Nonequipment | Facility Energy Management System | Energy Management System deployed to automatically control HVAC, lighting, and other systems as applicable | Standard/manual facility equipment controls | Commercial | Existing | Offices | FL Zone 2 | Space Cooling |  |  | 0 | Per End Use Consumption | [7 empty] | 140416.7794 | 112333.4235 | 28083.3559 | 0.2 |  | 15 |  |  |  | 28083.3559 | [8 empty] | 0 | 0 | 0 | 0 | 0 | 0 | 0 | [5 empty] | 0
FL Zone 2RestaurantsExisting |  | XXXXXXXX | Yes | Nonequipment | Facility Energy Management System | Energy Management System deployed to automatically control HVAC, lighting, and other systems as applicable | Standard/manual facility equipment controls | Commercial | Existing | Restaurants | FL Zone 2 | Space Cooling |  |  | 0 | Per End Use Consumption | [7 empty] | 101749.5064 | 81399.6051 | 20349.9013 | 0.2 |  | 15 |  |  |  | 20349.9013 | [8 empty] | 0 | 0 | 0 | 0 | 0 | 0 | 0 | [5 empty] | 0
FL Zone 2RetailExisting |  | XXXXXXXX | Yes | Nonequipment | Facility Energy Management System | Energy Management System deployed to automatically control HVAC, lighting, and other systems as applicable | Standard/manual facility equipment controls | Commercial | Existing | Retail | FL Zone 2 | Space Cooling |  |  | 0 | Per End Use Consumption | [7 empty] | 44441.7066 | 35553.3653 | 8888.3413 | 0.2 |  | 15 |  |  |  | 8888.3413 | [8 empty] | 0 | 0 | 0 | 0 | 0 | 0 | 0 | [5 empty] | 0
FL Zone 2Schools K-12Existing |  | XXXXXXXX | Yes | Nonequipment | Facility Energy Management System | Energy Management System deployed to automatically control HVAC, lighting, and other systems as applicable | Standard/manual facility equipment controls | Commercial | Existing | Schools K-12 | FL Zone 2 | Space Cooling |  |  | 0 | Per End Use Consumption | [7 empty] | 166082.8099 | 132866.2479 | 33216.562 | 0.2 |  | 15 |  |  |  | 33216.562 | [8 empty] | 0 | 0 | 0 | 0 | 0 | 0 | 0 | [5 empty] | 0
FL Zone 2WarehouseExisting |  | XXXXXXXX | Yes | Nonequipment | Facility Energy Management System | Energy Management System deployed to automatically control HVAC, lighting, and other systems as applicable | Standard/manual facility equipment controls | Commercial | Existing | Warehouse | FL Zone 2 | Space Cooling |  |  | 0 | Per End Use Consumption | [7 empty] | 16498.7301 | 13198.9841 | 3299.746 | 0.2 |  | 15 |  |  |  | 3299.746 | [8 empty] | 0 | 0 | 0 | 0 | 0 | 0 | 0 | [5 empty] | 0
FL Zone 2AssemblyNew |  | XXXXXXXX | Yes | Nonequipment | Facility Energy Management System | Energy Management System deployed to automatically control HVAC, lighting, and other systems as applicable | Standard/manual facility equipment controls | Commercial | New | Assembly | FL Zone 2 | Space Cooling |  |  | 0 | Per End Use Consumption | [7 empty] | 40558.1631 | 32446.5304 | 8111.6326 | 0.2 |  | 15 |  |  |  | 8111.6326 | [8 empty] | 0 | 0 | 0 | 0 | 0 | 0 | 0 | [5 empty] | 0
FL Zone 2College and UniversityNew |  | XXXXXXXX | Yes | Nonequipment | Facility Energy Management System | Energy Management System deployed to automatically control HVAC, lighting, and other systems as applicable | Standard/manual facility equipment controls | Commercial | New | College and University | FL Zone 2 | Space Cooling |  |  | 0 | Per End Use Consumption | [7 empty] | 242237.8979 | 193790.3184 | 48447.5796 | 0.2 |  | 15 |  |  |  | 48447.5796 | [8 empty] | 0 | 0 | 0 | 0 | 0 | 0 | 0 | [5 empty] | 0
FL Zone 2GroceryNew |  | XXXXXXXX | Yes | Nonequipment | Facility Energy Management System | Energy Management System deployed to automatically control HVAC, lighting, and other systems as applicable | Standard/manual facility equipment controls | Commercial | New | Grocery | FL Zone 2 | Space Cooling |  |  | 0 | Per End Use Consumption | [7 empty] | 97647.7064 | 78118.1651 | 19529.5413 | 0.2 |  | 15 |  |  |  | 19529.5413 | [8 empty] | 0 | 0 | 0 | 0 | 0 | 0 | 0 | [5 empty] | 0
FL Zone 2HealthcareNew |  | XXXXXXXX | Yes | Nonequipment | Facility Energy Management System | Energy Management System deployed to automatically control HVAC, lighting, and other systems as applicable | Standard/manual facility equipment controls | Commercial | New | Healthcare | FL Zone 2 | Space Cooling |  |  | 0 | Per End Use Consumption | [7 empty] | 170444.4983 | 136355.5987 | 34088.8997 | 0.2 |  | 15 |  |  |  | 34088.8997 | [8 empty] | 0 | 0 | 0 | 0 | 0 | 0 | 0 | [5 empty] | 0
FL Zone 2HospitalsNew |  | XXXXXXXX | Yes | Nonequipment | Facility Energy Management System | Energy Management System deployed to automatically control HVAC, lighting, and other systems as applicable | Standard/manual facility equipment controls | Commercial | New | Hospitals | FL Zone 2 | Space Cooling |  |  | 0 | Per End Use Consumption | [7 empty] | 1776004.8545 | 1420803.8836 | 355200.9709 | 0.2 |  | 15 |  |  |  | 355200.9709 | [8 empty] | 0 | 0 | 0 | 0 | 0 | 0 | 0 | [5 empty] | 0
FL Zone 2InstitutionalNew |  | XXXXXXXX | Yes | Nonequipment | Facility Energy Management System | Energy Management System deployed to automatically control HVAC, lighting, and other systems as applicable | Standard/manual facility equipment controls | Commercial | New | Institutional | FL Zone 2 | Space Cooling |  |  | 0 | Per End Use Consumption | [7 empty] | 197035.6551 | 157628.5241 | 39407.131 | 0.2 |  | 15 |  |  |  | 39407.131 | [8 empty] | 0 | 0 | 0 | 0 | 0 | 0 | 0 | [5 empty] | 0
FL Zone 2Lodging/HospitalityNew |  | XXXXXXXX | Yes | Nonequipment | Facility Energy Management System | Energy Management System deployed to automatically control HVAC, lighting, and other systems as applicable | Standard/manual facility equipment controls | Commercial | New | Lodging/Hospitality | FL Zone 2 | Space Cooling |  |  | 0 | Per End Use Consumption | [7 empty] | 161633.0609 | 129306.4488 | 32326.6122 | 0.2 |  | 15 |  |  |  | 32326.6122 | [8 empty] | 0 | 0 | 0 | 0 | 0 | 0 | 0 | [5 empty] | 0
FL Zone 2MiscellaneousNew |  | XXXXXXXX | Yes | Nonequipment | Facility Energy Management System | Energy Management System deployed to automatically control HVAC, lighting, and other systems as applicable | Standard/manual facility equipment controls | Commercial | New | Miscellaneous | FL Zone 2 | Space Cooling |  |  | 0 | Per End Use Consumption | [7 empty] | 1878475.6776 | 1502780.5421 | 375695.1355 | 0.2 |  | 15 |  |  |  | 375695.1355 | [8 empty] | 0 | 0 | 0 | 0 | 0 | 0 | 0 | [5 empty] | 0
FL Zone 2OfficesNew |  | XXXXXXXX | Yes | Nonequipment | Facility Energy Management System | Energy Management System deployed to automatically control HVAC, lighting, and other systems as applicable | Standard/manual facility equipment controls | Commercial | New | Offices | FL Zone 2 | Space Cooling |  |  | 0 | Per End Use Consumption | [7 empty] | 140416.7794 | 112333.4235 | 28083.3559 | 0.2 |  | 15 |  |  |  | 28083.3559 | [8 empty] | 0 | 0 | 0 | 0 | 0 | 0 | 0 | [5 empty] | 0
FL Zone 2RestaurantsNew |  | XXXXXXXX | Yes | Nonequipment | Facility Energy Management System | Energy Management System deployed to automatically control HVAC, lighting, and other systems as applicable | Standard/manual facility equipment controls | Commercial | New | Restaurants | FL Zone 2 | Space Cooling |  |  | 0 | Per End Use Consumption | [7 empty] | 101749.5064 | 81399.6051 | 20349.9013 | 0.2 |  | 15 |  |  |  | 20349.9013 | [8 empty] | 0 | 0 | 0 | 0 | 0 | 0 | 0 | [5 empty] | 0
FL Zone 2RetailNew |  | XXXXXXXX | Yes | Nonequipment | Facility Energy Management System | Energy Management System deployed to automatically control HVAC, lighting, and other systems as applicable | Standard/manual facility equipment controls | Commercial | New | Retail | FL Zone 2 | Space Cooling |  |  | 0 | Per End Use Consumption | [7 empty] | 44441.7066 | 35553.3653 | 8888.3413 | 0.2 |  | 15 |  |  |  | 8888.3413 | [8 empty] | 0 | 0 | 0 | 0 | 0 | 0 | 0 | [5 empty] | 0
FL Zone 2Schools K-12New |  | XXXXXXXX | Yes | Nonequipment | Facility Energy Management System | Energy Management System deployed to automatically control HVAC, lighting, and other systems as applicable | Standard/manual facility equipment controls | Commercial | New | Schools K-12 | FL Zone 2 | Space Cooling |  |  | 0 | Per End Use Consumption | [7 empty] | 166082.8099 | 132866.2479 | 33216.562 | 0.2 |  | 15 |  |  |  | 33216.562 | [8 empty] | 0 | 0 | 0 | 0 | 0 | 0 | 0 | [5 empty] | 0
FL Zone 2WarehouseNew |  | XXXXXXXX | Yes | Nonequipment | Facility Energy Management System | Energy Management System deployed to automatically control HVAC, lighting, and other systems as applicable | Standard/manual facility equipment controls | Commercial | New | Warehouse | FL Zone 2 | Space Cooling |  |  | 0 | Per End Use Consumption | [7 empty] | 16498.7301 | 13198.9841 | 3299.746 | 0.2 |  | 15 |  |  |  | 3299.746 | [8 empty] | 0 | 0 | 0 | 0 | 0 | 0 | 0 | [5 empty] | 0
FL Zone 2AssemblyExisting |  | XXXXXXXX | Yes | Nonequipment | Facility Energy Management System | Energy Management System deployed to automatically control HVAC, lighting, and other systems as applicable | Standard/manual facility equipment controls | Commercial | Existing | Assembly | FL Zone 2 | Interior Lighting | Interior Lighting | Interior Lighting | 0 | Per End Use Consumption | Interior Lighting | Interior Lighting | Interior Lighting | Interior Lighting | Interior Lighting | Interior Lighting | Interior Lighting | 36594.9005 | 27812.1244 | 8782.7761 | 0.24 |  | 15 | Interior Lighting | Interior Lighting | Interior Lighting | 8782.7761 | Interior Lighting | Interior Lighting | Interior Lighting | Interior Lighting | Interior Lighting | Interior Lighting | Interior Lighting | Interior Lighting | 0 | 0 | 0 | 0 | 0 | 0 | 0 | Interior Lighting | Interior Lighting | Interior Lighting | Interior Lighting | Interior Lighting | 0 | Interior Lighting
FL Zone 2College and UniversityExisting |  | XXXXXXXX | Yes | Nonequipment | Facility Energy Management System | Energy Management System deployed to automatically control HVAC, lighting, and other systems as applicable | Standard/manual facility equipment controls | Commercial | Existing | College and University | FL Zone 2 | Interior Lighting | Interior Lighting | Interior Lighting | 0 | Per End Use Consumption | Interior Lighting | Interior Lighting | Interior Lighting | Interior Lighting | Interior Lighting | Interior Lighting | Interior Lighting | 218566.8949 | 166110.8401 | 52456.0548 | 0.24 |  | 15 | Interior Lighting | Interior Lighting | Interior Lighting | 52456.0548 | Interior Lighting | Interior Lighting | Interior Lighting | Interior Lighting | Interior Lighting | Interior Lighting | Interior Lighting | Interior Lighting | 0 | 0 | 0 | 0 | 0 | 0 | 0 | Interior Lighting | Interior Lighting | Interior Lighting | Interior Lighting | Interior Lighting | 0 | Interior Lighting
FL Zone 2GroceryExisting |  | XXXXXXXX | Yes | Nonequipment | Facility Energy Management System | Energy Management System deployed to automatically control HVAC, lighting, and other systems as applicable | Standard/manual facility equipment controls | Commercial | Existing | Grocery | FL Zone 2 | Interior Lighting | Interior Lighting | Interior Lighting | 0 | Per End Use Consumption | Interior Lighting | Interior Lighting | Interior Lighting | Interior Lighting | Interior Lighting | Interior Lighting | Interior Lighting | 88105.7678 | 66960.3835 | 21145.3843 | 0.24 |  | 15 | Interior Lighting | Interior Lighting | Interior Lighting | 21145.3843 | Interior Lighting | Interior Lighting | Interior Lighting | Interior Lighting | Interior Lighting | Interior Lighting | Interior Lighting | Interior Lighting | 0 | 0 | 0 | 0 | 0 | 0 | 0 | Interior Lighting | Interior Lighting | Interior Lighting | Interior Lighting | Interior Lighting | 0 | Interior Lighting
FL Zone 2HealthcareExisting |  | XXXXXXXX | Yes | Nonequipment | Facility Energy Management System | Energy Management System deployed to automatically control HVAC, lighting, and other systems as applicable | Standard/manual facility equipment controls | Commercial | Existing | Healthcare | FL Zone 2 | Interior Lighting | Interior Lighting | Interior Lighting | 0 | Per End Use Consumption | Interior Lighting | Interior Lighting | Interior Lighting | Interior Lighting | Interior Lighting | Interior Lighting | Interior Lighting | 153789.0028 | 116879.6421 | 36909.3607 | 0.24 |  | 15 | Interior Lighting | Interior Lighting | Interior Lighting | 36909.3607 | Interior Lighting | Interior Lighting | Interior Lighting | Interior Lighting | Interior Lighting | Interior Lighting | Interior Lighting | Interior Lighting | 0 | 0 | 0 | 0 | 0 | 0 | 0 | Interior Lighting | Interior Lighting | Interior Lighting | Interior Lighting | Interior Lighting | 0 | Interior Lighting
FL Zone 2HospitalsExisting |  | XXXXXXXX | Yes | Nonequipment | Facility Energy Management System | Energy Management System deployed to automatically control HVAC, lighting, and other systems as applicable | Standard/manual facility equipment controls | Commercial | Existing | Hospitals | FL Zone 2 | Interior Lighting | Interior Lighting | Interior Lighting | 0 | Per End Use Consumption | Interior Lighting | Interior Lighting | Interior Lighting | Interior Lighting | Interior Lighting | Interior Lighting | Interior Lighting | 1602457.2113 | 1217867.4806 | 384589.7307 | 0.24 |  | 15 | Interior Lighting | Interior Lighting | Interior Lighting | 384589.7307 | Interior Lighting | Interior Lighting | Interior Lighting | Interior Lighting | Interior Lighting | Interior Lighting | Interior Lighting | Interior Lighting | 0 | 0 | 0 | 0 | 0 | 0 | 0 | Interior Lighting | Interior Lighting | Interior Lighting | Interior Lighting | Interior Lighting | 0 | Interior Lighting
FL Zone 2InstitutionalExisting |  | XXXXXXXX | Yes | Nonequipment | Facility Energy Management System | Energy Management System deployed to automatically control HVAC, lighting, and other systems as applicable | Standard/manual facility equipment controls | Commercial | Existing | Institutional | FL Zone 2 | Interior Lighting | Interior Lighting | Interior Lighting | 0 | Per End Use Consumption | Interior Lighting | Interior Lighting | Interior Lighting | Interior Lighting | Interior Lighting | Interior Lighting | Interior Lighting | 177781.7249 | 135114.1109 | 42667.614 | 0.24 |  | 15 | Interior Lighting | Interior Lighting | Interior Lighting | 42667.614 | Interior Lighting | Interior Lighting | Interior Lighting | Interior Lighting | Interior Lighting | Interior Lighting | Interior Lighting | Interior Lighting | 0 | 0 | 0 | 0 | 0 | 0 | 0 | Interior Lighting | Interior Lighting | Interior Lighting | Interior Lighting | Interior Lighting | 0 | Interior Lighting
FL Zone 2Lodging/HospitalityExisting |  | XXXXXXXX | Yes | Nonequipment | Facility Energy Management System | Energy Management System deployed to automatically control HVAC, lighting, and other systems as applicable | Standard/manual facility equipment controls | Commercial | Existing | Lodging/Hospitality | FL Zone 2 | Interior Lighting | Interior Lighting | Interior Lighting | 0 | Per End Use Consumption | Interior Lighting | Interior Lighting | Interior Lighting | Interior Lighting | Interior Lighting | Interior Lighting | Interior Lighting | 145838.6014 | 110837.3371 | 35001.2643 | 0.24 |  | 15 | Interior Lighting | Interior Lighting | Interior Lighting | 35001.2643 | Interior Lighting | Interior Lighting | Interior Lighting | Interior Lighting | Interior Lighting | Interior Lighting | Interior Lighting | Interior Lighting | 0 | 0 | 0 | 0 | 0 | 0 | 0 | Interior Lighting | Interior Lighting | Interior Lighting | Interior Lighting | Interior Lighting | 0 | Interior Lighting
FL Zone 2MiscellaneousExisting |  | XXXXXXXX | Yes | Nonequipment | Facility Energy Management System | Energy Management System deployed to automatically control HVAC, lighting, and other systems as applicable | Standard/manual facility equipment controls | Commercial | Existing | Miscellaneous | FL Zone 2 | Interior Lighting | Interior Lighting | Interior Lighting | 0 | Per End Use Consumption | Interior Lighting | Interior Lighting | Interior Lighting | Interior Lighting | Interior Lighting | Interior Lighting | Interior Lighting | 1694914.7904 | 1288135.2407 | 406779.5497 | 0.24 |  | 15 | Interior Lighting | Interior Lighting | Interior Lighting | 406779.5497 | Interior Lighting | Interior Lighting | Interior Lighting | Interior Lighting | Interior Lighting | Interior Lighting | Interior Lighting | Interior Lighting | 0 | 0 | 0 | 0 | 0 | 0 | 0 | Interior Lighting | Interior Lighting | Interior Lighting | Interior Lighting | Interior Lighting | 0 | Interior Lighting
FL Zone 2OfficesExisting |  | XXXXXXXX | Yes | Nonequipment | Facility Energy Management System | Energy Management System deployed to automatically control HVAC, lighting, and other systems as applicable | Standard/manual facility equipment controls | Commercial | Existing | Offices | FL Zone 2 | Interior Lighting | Interior Lighting | Interior Lighting | 0 | Per End Use Consumption | Interior Lighting | Interior Lighting | Interior Lighting | Interior Lighting | Interior Lighting | Interior Lighting | Interior Lighting | 126695.5325 | 96288.6047 | 30406.9278 | 0.24 |  | 15 | Interior Lighting | Interior Lighting | Interior Lighting | 30406.9278 | Interior Lighting | Interior Lighting | Interior Lighting | Interior Lighting | Interior Lighting | Interior Lighting | Interior Lighting | Interior Lighting | 0 | 0 | 0 | 0 | 0 | 0 | 0 | Interior Lighting | Interior Lighting | Interior Lighting | Interior Lighting | Interior Lighting | 0 | Interior Lighting
FL Zone 2RestaurantsExisting |  | XXXXXXXX | Yes | Nonequipment | Facility Energy Management System | Energy Management System deployed to automatically control HVAC, lighting, and other systems as applicable | Standard/manual facility equipment controls | Commercial | Existing | Restaurants | FL Zone 2 | Interior Lighting | Interior Lighting | Interior Lighting | 0 | Per End Use Consumption | Interior Lighting | Interior Lighting | Interior Lighting | Interior Lighting | Interior Lighting | Interior Lighting | Interior Lighting | 91806.7481 | 69773.1286 | 22033.6195 | 0.24 |  | 15 | Interior Lighting | Interior Lighting | Interior Lighting | 22033.6195 | Interior Lighting | Interior Lighting | Interior Lighting | Interior Lighting | Interior Lighting | Interior Lighting | Interior Lighting | Interior Lighting | 0 | 0 | 0 | 0 | 0 | 0 | 0 | Interior Lighting | Interior Lighting | Interior Lighting | Interior Lighting | Interior Lighting | 0 | Interior Lighting
FL Zone 2RetailExisting |  | XXXXXXXX | Yes | Nonequipment | Facility Energy Management System | Energy Management System deployed to automatically control HVAC, lighting, and other systems as applicable | Standard/manual facility equipment controls | Commercial | Existing | Retail | FL Zone 2 | Interior Lighting | Interior Lighting | Interior Lighting | 0 | Per End Use Consumption | Interior Lighting | Interior Lighting | Interior Lighting | Interior Lighting | Interior Lighting | Interior Lighting | Interior Lighting | 40098.9519 | 30475.2035 | 9623.7485 | 0.24 |  | 15 | Interior Lighting | Interior Lighting | Interior Lighting | 9623.7485 | Interior Lighting | Interior Lighting | Interior Lighting | Interior Lighting | Interior Lighting | Interior Lighting | Interior Lighting | Interior Lighting | 0 | 0 | 0 | 0 | 0 | 0 | 0 | Interior Lighting | Interior Lighting | Interior Lighting | Interior Lighting | Interior Lighting | 0 | Interior Lighting
FL Zone 2Schools K-12Existing |  | XXXXXXXX | Yes | Nonequipment | Facility Energy Management System | Energy Management System deployed to automatically control HVAC, lighting, and other systems as applicable | Standard/manual facility equipment controls | Commercial | Existing | Schools K-12 | FL Zone 2 | Interior Lighting | Interior Lighting | Interior Lighting | 0 | Per End Use Consumption | Interior Lighting | Interior Lighting | Interior Lighting | Interior Lighting | Interior Lighting | Interior Lighting | Interior Lighting | 149853.5298 | 113888.6827 | 35964.8472 | 0.24 |  | 15 | Interior Lighting | Interior Lighting | Interior Lighting | 35964.8472 | Interior Lighting | Interior Lighting | Interior Lighting | Interior Lighting | Interior Lighting | Interior Lighting | Interior Lighting | Interior Lighting | 0 | 0 | 0 | 0 | 0 | 0 | 0 | Interior Lighting | Interior Lighting | Interior Lighting | Interior Lighting | Interior Lighting | 0 | Interior Lighting
FL Zone 2WarehouseExisting |  | XXXXXXXX | Yes | Nonequipment | Facility Energy Management System | Energy Management System deployed to automatically control HVAC, lighting, and other systems as applicable | Standard/manual facility equipment controls | Commercial | Existing | Warehouse | FL Zone 2 | Interior Lighting | Interior Lighting | Interior Lighting | 0 | Per End Use Consumption | Interior Lighting | Interior Lighting | Interior Lighting | Interior Lighting | Interior Lighting | Interior Lighting | Interior Lighting | 14886.5072 | 11313.7455 | 3572.7617 | 0.24 |  | 15 | Interior Lighting | Interior Lighting | Interior Lighting | 3572.7617 | Interior Lighting | Interior Lighting | Interior Lighting | Interior Lighting | Interior Lighting | Interior Lighting | Interior Lighting | Interior Lighting | 0 | 0 | 0 | 0 | 0 | 0 | 0 | Interior Lighting | Interior Lighting | Interior Lighting | Interior Lighting | Interior Lighting | 0 | Interior Lighting
FL Zone 2AssemblyNew |  | XXXXXXXX | Yes | Nonequipment | Facility Energy Management System | Energy Management System deployed to automatically control HVAC, lighting, and other systems as applicable | Standard/manual facility equipment controls | Commercial | New | Assembly | FL Zone 2 | Interior Lighting | Interior Lighting | Interior Lighting | 0 | Per End Use Consumption | Interior Lighting | Interior Lighting | Interior Lighting | Interior Lighting | Interior Lighting | Interior Lighting | Interior Lighting | 36594.9005 | 27812.1244 | 8782.7761 | 0.24 |  | 15 | Interior Lighting | Interior Lighting | Interior Lighting | 8782.7761 | Interior Lighting | Interior Lighting | Interior Lighting | Interior Lighting | Interior Lighting | Interior Lighting | Interior Lighting | Interior Lighting | 0 | 0 | 0 | 0 | 0 | 0 | 0 | Interior Lighting | Interior Lighting | Interior Lighting | Interior Lighting | Interior Lighting | 0 | Interior Lighting
FL Zone 2College and UniversityNew |  | XXXXXXXX | Yes | Nonequipment | Facility Energy Management System | Energy Management System deployed to automatically control HVAC, lighting, and other systems as applicable | Standard/manual facility equipment controls | Commercial | New | College and University | FL Zone 2 | Interior Lighting | Interior Lighting | Interior Lighting | 0 | Per End Use Consumption | Interior Lighting | Interior Lighting | Interior Lighting | Interior Lighting | Interior Lighting | Interior Lighting | Interior Lighting | 218566.8949 | 166110.8401 | 52456.0548 | 0.24 |  | 15 | Interior Lighting | Interior Lighting | Interior Lighting | 52456.0548 | Interior Lighting | Interior Lighting | Interior Lighting | Interior Lighting | Interior Lighting | Interior Lighting | Interior Lighting | Interior Lighting | 0 | 0 | 0 | 0 | 0 | 0 | 0 | Interior Lighting | Interior Lighting | Interior Lighting | Interior Lighting | Interior Lighting | 0 | Interior Lighting
FL Zone 2GroceryNew |  | XXXXXXXX | Yes | Nonequipment | Facility Energy Management System | Energy Management System deployed to automatically control HVAC, lighting, and other systems as applicable | Standard/manual facility equipment controls | Commercial | New | Grocery | FL Zone 2 | Interior Lighting | Interior Lighting | Interior Lighting | 0 | Per End Use Consumption | Interior Lighting | Interior Lighting | Interior Lighting | Interior Lighting | Interior Lighting | Interior Lighting | Interior Lighting | 88105.7678 | 66960.3835 | 21145.3843 | 0.24 |  | 15 | Interior Lighting | Interior Lighting | Interior Lighting | 21145.3843 | Interior Lighting | Interior Lighting | Interior Lighting | Interior Lighting | Interior Lighting | Interior Lighting | Interior Lighting | Interior Lighting | 0 | 0 | 0 | 0 | 0 | 0 | 0 | Interior Lighting | Interior Lighting | Interior Lighting | Interior Lighting | Interior Lighting | 0 | Interior Lighting
FL Zone 2HealthcareNew |  | XXXXXXXX | Yes | Nonequipment | Facility Energy Management System | Energy Management System deployed to automatically control HVAC, lighting, and other systems as applicable | Standard/manual facility equipment controls | Commercial | New | Healthcare | FL Zone 2 | Interior Lighting | Interior Lighting | Interior Lighting | 0 | Per End Use Consumption | Interior Lighting | Interior Lighting | Interior Lighting | Interior Lighting | Interior Lighting | Interior Lighting | Interior Lighting | 153789.0028 | 116879.6421 | 36909.3607 | 0.24 |  | 15 | Interior Lighting | Interior Lighting | Interior Lighting | 36909.3607 | Interior Lighting | Interior Lighting | Interior Lighting | Interior Lighting | Interior Lighting | Interior Lighting | Interior Lighting | Interior Lighting | 0 | 0 | 0 | 0 | 0 | 0 | 0 | Interior Lighting | Interior Lighting | Interior Lighting | Interior Lighting | Interior Lighting | 0 | Interior Lighting
FL Zone 2HospitalsNew |  | XXXXXXXX | Yes | Nonequipment | Facility Energy Management System | Energy Management System deployed to automatically control HVAC, lighting, and other systems as applicable | Standard/manual facility equipment controls | Commercial | New | Hospitals | FL Zone 2 | Interior Lighting | Interior Lighting | Interior Lighting | 0 | Per End Use Consumption | Interior Lighting | Interior Lighting | Interior Lighting | Interior Lighting | Interior Lighting | Interior Lighting | Interior Lighting | 1602457.2113 | 1217867.4806 | 384589.7307 | 0.24 |  | 15 | Interior Lighting | Interior Lighting | Interior Lighting | 384589.7307 | Interior Lighting | Interior Lighting | Interior Lighting | Interior Lighting | Interior Lighting | Interior Lighting | Interior Lighting | Interior Lighting | 0 | 0 | 0 | 0 | 0 | 0 | 0 | Interior Lighting | Interior Lighting | Interior Lighting | Interior Lighting | Interior Lighting | 0 | Interior Lighting
FL Zone 2InstitutionalNew |  | XXXXXXXX | Yes | Nonequipment | Facility Energy Management System | Energy Management System deployed to automatically control HVAC, lighting, and other systems as applicable | Standard/manual facility equipment controls | Commercial | New | Institutional | FL Zone 2 | Interior Lighting | Interior Lighting | Interior Lighting | 0 | Per End Use Consumption | Interior Lighting | Interior Lighting | Interior Lighting | Interior Lighting | Interior Lighting | Interior Lighting | Interior Lighting | 177781.7249 | 135114.1109 | 42667.614 | 0.24 |  | 15 | Interior Lighting | Interior Lighting | Interior Lighting | 42667.614 | Interior Lighting | Interior Lighting | Interior Lighting | Interior Lighting | Interior Lighting | Interior Lighting | Interior Lighting | Interior Lighting | 0 | 0 | 0 | 0 | 0 | 0 | 0 | Interior Lighting | Interior Lighting | Interior Lighting | Interior Lighting | Interior Lighting | 0 | Interior Lighting
FL Zone 2Lodging/HospitalityNew |  | XXXXXXXX | Yes | Nonequipment | Facility Energy Management System | Energy Management System deployed to automatically control HVAC, lighting, and other systems as applicable | Standard/manual facility equipment controls | Commercial | New | Lodging/Hospitality | FL Zone 2 | Interior Lighting | Interior Lighting | Interior Lighting | 0 | Per End Use Consumption | Interior Lighting | Interior Lighting | Interior Lighting | Interior Lighting | Interior Lighting | Interior Lighting | Interior Lighting | 145838.6014 | 110837.3371 | 35001.2643 | 0.24 |  | 15 | Interior Lighting | Interior Lighting | Interior Lighting | 35001.2643 | Interior Lighting | Interior Lighting | Interior Lighting | Interior Lighting | Interior Lighting | Interior Lighting | Interior Lighting | Interior Lighting | 0 | 0 | 0 | 0 | 0 | 0 | 0 | Interior Lighting | Interior Lighting | Interior Lighting | Interior Lighting | Interior Lighting | 0 | Interior Lighting
FL Zone 2MiscellaneousNew |  | XXXXXXXX | Yes | Nonequipment | Facility Energy Management System | Energy Management System deployed to automatically control HVAC, lighting, and other systems as applicable | Standard/manual facility equipment controls | Commercial | New | Miscellaneous | FL Zone 2 | Interior Lighting | Interior Lighting | Interior Lighting | 0 | Per End Use Consumption | Interior Lighting | Interior Lighting | Interior Lighting | Interior Lighting | Interior Lighting | Interior Lighting | Interior Lighting | 1694914.7904 | 1288135.2407 | 406779.5497 | 0.24 |  | 15 | Interior Lighting | Interior Lighting | Interior Lighting | 406779.5497 | Interior Lighting | Interior Lighting | Interior Lighting | Interior Lighting | Interior Lighting | Interior Lighting | Interior Lighting | Interior Lighting | 0 | 0 | 0 | 0 | 0 | 0 | 0 | Interior Lighting | Interior Lighting | Interior Lighting | Interior Lighting | Interior Lighting | 0 | Interior Lighting
FL Zone 2OfficesNew |  | XXXXXXXX | Yes | Nonequipment | Facility Energy Management System | Energy Management System deployed to automatically control HVAC, lighting, and other systems as applicable | Standard/manual facility equipment controls | Commercial | New | Offices | FL Zone 2 | Interior Lighting | Interior Lighting | Interior Lighting | 0 | Per End Use Consumption | Interior Lighting | Interior Lighting | Interior Lighting | Interior Lighting | Interior Lighting | Interior Lighting | Interior Lighting | 126695.5325 | 96288.6047 | 30406.9278 | 0.24 |  | 15 | Interior Lighting | Interior Lighting | Interior Lighting | 30406.9278 | Interior Lighting | Interior Lighting | Interior Lighting | Interior Lighting | Interior Lighting | Interior Lighting | Interior Lighting | Interior Lighting | 0 | 0 | 0 | 0 | 0 | 0 | 0 | Interior Lighting | Interior Lighting | Interior Lighting | Interior Lighting | Interior Lighting | 0 | Interior Lighting
FL Zone 2RestaurantsNew |  | XXXXXXXX | Yes | Nonequipment | Facility Energy Management System | Energy Management System deployed to automatically control HVAC, lighting, and other systems as applicable | Standard/manual facility equipment controls | Commercial | New | Restaurants | FL Zone 2 | Interior Lighting | Interior Lighting | Interior Lighting | 0 | Per End Use Consumption | Interior Lighting | Interior Lighting | Interior Lighting | Interior Lighting | Interior Lighting | Interior Lighting | Interior Lighting | 91806.7481 | 69773.1286 | 22033.6195 | 0.24 |  | 15 | Interior Lighting | Interior Lighting | Interior Lighting | 22033.6195 | Interior Lighting | Interior Lighting | Interior Lighting | Interior Lighting | Interior Lighting | Interior Lighting | Interior Lighting | Interior Lighting | 0 | 0 | 0 | 0 | 0 | 0 | 0 | Interior Lighting | Interior Lighting | Interior Lighting | Interior Lighting | Interior Lighting | 0 | Interior Lighting
FL Zone 2RetailNew |  | XXXXXXXX | Yes | Nonequipment | Facility Energy Management System | Energy Management System deployed to automatically control HVAC, lighting, and other systems as applicable | Standard/manual facility equipment controls | Commercial | New | Retail | FL Zone 2 | Interior Lighting | Interior Lighting | Interior Lighting | 0 | Per End Use Consumption | Interior Lighting | Interior Lighting | Interior Lighting | Interior Lighting | Interior Lighting | Interior Lighting | Interior Lighting | 40098.9519 | 30475.2035 | 9623.7485 | 0.24 |  | 15 | Interior Lighting | Interior Lighting | Interior Lighting | 9623.7485 | Interior Lighting | Interior Lighting | Interior Lighting | Interior Lighting | Interior Lighting | Interior Lighting | Interior Lighting | Interior Lighting | 0 | 0 | 0 | 0 | 0 | 0 | 0 | Interior Lighting | Interior Lighting | Interior Lighting | Interior Lighting | Interior Lighting | 0 | Interior Lighting
FL Zone 2Schools K-12New |  | XXXXXXXX | Yes | Nonequipment | Facility Energy Management System | Energy Management System deployed to automatically control HVAC, lighting, and other systems as applicable | Standard/manual facility equipment controls | Commercial | New | Schools K-12 | FL Zone 2 | Interior Lighting | Interior Lighting | Interior Lighting | 0 | Per End Use Consumption | Interior Lighting | Interior Lighting | Interior Lighting | Interior Lighting | Interior Lighting | Interior Lighting | Interior Lighting | 149853.5298 | 113888.6827 | 35964.8472 | 0.24 |  | 15 | Interior Lighting | Interior Lighting | Interior Lighting | 35964.8472 | Interior Lighting | Interior Lighting | Interior Lighting | Interior Lighting | Interior Lighting | Interior Lighting | Interior Lighting | Interior Lighting | 0 | 0 | 0 | 0 | 0 | 0 | 0 | Interior Lighting | Interior Lighting | Interior Lighting | Interior Lighting | Interior Lighting | 0 | Interior Lighting
FL Zone 2WarehouseNew |  | XXXXXXXX | Yes | Nonequipment | Facility Energy Management System | Energy Management System deployed to automatically control HVAC, lighting, and other systems as applicable | Standard/manual facility equipment controls | Commercial | New | Warehouse | FL Zone 2 | Interior Lighting | Interior Lighting | Interior Lighting | 0 | Per End Use Consumption | Interior Lighting | Interior Lighting | Interior Lighting | Interior Lighting | Interior Lighting | Interior Lighting | Interior Lighting | 14886.5072 | 11313.7455 | 3572.7617 | 0.24 |  | 15 | Interior Lighting | Interior Lighting | Interior Lighting | 3572.7617 | Interior Lighting | Interior Lighting | Interior Lighting | Interior Lighting | Interior Lighting | Interior Lighting | Interior Lighting | Interior Lighting | 0 | 0 | 0 | 0 | 0 | 0 | 0 | Interior Lighting | Interior Lighting | Interior Lighting | Interior Lighting | Interior Lighting | 0 | Interior Lighting
FL Zone 2AssemblyExisting |  | XXXXXXXX | Yes | Nonequipment | Faucet Aerator | Low-flow lavatory faucet aerator, flow rate: 1.0 gpm | Federal lavatory flow rate standard, 1994, flow rate: 2.2 gpm | Commercial | Existing | Assembly | FL Zone 2 | Domestic Hot Water |  |  | 0 | Per End Use Consumption | [7 empty] | 7518.6978 | 7273.1332 | 245.5646 | 0.032661 |  | 10 |  |  |  | 245.5646 | [8 empty] | 0 | 0 | 0 | 0 | 0 | 0 | 0 | [5 empty] | 0
FL Zone 2College and UniversityExisting |  | XXXXXXXX | Yes | Nonequipment | Faucet Aerator | Low-flow lavatory faucet aerator, flow rate: 1.0 gpm | Federal lavatory flow rate standard, 1994, flow rate: 2.2 gpm | Commercial | Existing | College and University | FL Zone 2 | Domestic Hot Water |  |  | 0 | Per End Use Consumption | [7 empty] | 172930.0493 | 170146.9844 | 2783.0649 | 0.016094 |  | 10 |  |  |  | 2783.0649 | [8 empty] | 0 | 0 | 0 | 0 | 0 | 0 | 0 | [5 empty] | 0
FL Zone 2GroceryExisting |  | XXXXXXXX | Yes | Nonequipment | Faucet Aerator | Low-flow lavatory faucet aerator, flow rate: 1.0 gpm | Federal lavatory flow rate standard, 1994, flow rate: 2.2 gpm | Commercial | Existing | Grocery | FL Zone 2 | Domestic Hot Water |  |  | 0 | Per End Use Consumption | [7 empty] | 15037.3956 | 14791.831 | 245.5646 | 0.01633 |  | 10 |  |  |  | 245.5646 | [8 empty] | 0 | 0 | 0 | 0 | 0 | 0 | 0 | [5 empty] | 0
FL Zone 2HealthcareExisting |  | XXXXXXXX | Yes | Nonequipment | Faucet Aerator | Low-flow lavatory faucet aerator, flow rate: 1.0 gpm | Federal lavatory flow rate standard, 1994, flow rate: 2.2 gpm | Commercial | Existing | Healthcare | FL Zone 2 | Domestic Hot Water |  |  | 0 | Per End Use Consumption | [7 empty] | 10024.9304 | 9779.3658 | 245.5646 | 0.024495 |  | 10 |  |  |  | 245.5646 | [8 empty] | 0 | 0 | 0 | 0 | 0 | 0 | 0 | [5 empty] | 0
FL Zone 2HospitalsExisting |  | XXXXXXXX | Yes | Nonequipment | Faucet Aerator | Low-flow lavatory faucet aerator, flow rate: 1.0 gpm | Federal lavatory flow rate standard, 1994, flow rate: 2.2 gpm | Commercial | Existing | Hospitals | FL Zone 2 | Domestic Hot Water |  |  | 0 | Per End Use Consumption | [7 empty] | 303254.1444 | 300061.8052 | 3192.3392 | 0.010527 |  | 10 |  |  |  | 3192.3392 | [8 empty] | 0 | 0 | 0 | 0 | 0 | 0 | 0 | [5 empty] | 0
FL Zone 2InstitutionalExisting |  | XXXXXXXX | Yes | Nonequipment | Faucet Aerator | Low-flow lavatory faucet aerator, flow rate: 1.0 gpm | Federal lavatory flow rate standard, 1994, flow rate: 2.2 gpm | Commercial | Existing | Institutional | FL Zone 2 | Domestic Hot Water |  |  | 0 | Per End Use Consumption | [7 empty] | 601495.8236 | 588235.3378 | 13260.4858 | 0.022046 |  | 10 |  |  |  | 13260.4858 | [8 empty] | 0 | 0 | 0 | 0 | 0 | 0 | 0 | [5 empty] | 0
FL Zone 2Lodging/HospitalityExisting |  | XXXXXXXX | Yes | Nonequipment | Faucet Aerator | Low-flow lavatory faucet aerator, flow rate: 1.0 gpm | Federal lavatory flow rate standard, 1994, flow rate: 2.2 gpm | Commercial | Existing | Lodging/Hospitality | FL Zone 2 | Domestic Hot Water |  |  | 0 | Per End Use Consumption | [7 empty] | 72179.4988 | 71524.66 | 654.8388 | 0.0090724 |  | 10 |  |  |  | 654.8388 | [8 empty] | 0 | 0 | 0 | 0 | 0 | 0 | 0 | [5 empty] | 0
FL Zone 2MiscellaneousExisting |  | XXXXXXXX | Yes | Nonequipment | Faucet Aerator | Low-flow lavatory faucet aerator, flow rate: 1.0 gpm | Federal lavatory flow rate standard, 1994, flow rate: 2.2 gpm | Commercial | Existing | Miscellaneous | FL Zone 2 | Domestic Hot Water |  |  | 0 | Per End Use Consumption | [7 empty] | 451121.8677 | 449157.3513 | 1964.5164 | 0.0043547 |  | 10 |  |  |  | 1964.5164 | [8 empty] | 0 | 0 | 0 | 0 | 0 | 0 | 0 | [5 empty] | 0
FL Zone 2OfficesExisting |  | XXXXXXXX | Yes | Nonequipment | Faucet Aerator | Low-flow lavatory faucet aerator, flow rate: 1.0 gpm | Federal lavatory flow rate standard, 1994, flow rate: 2.2 gpm | Commercial | Existing | Offices | FL Zone 2 | Domestic Hot Water |  |  | 0 | Per End Use Consumption | [7 empty] | 62655.815 | 62410.2504 | 245.5646 | 0.0039193 |  | 10 |  |  |  | 245.5646 | [8 empty] | 0 | 0 | 0 | 0 | 0 | 0 | 0 | [5 empty] | 0
FL Zone 2RestaurantsExisting |  | XXXXXXXX | Yes | Nonequipment | Faucet Aerator | Low-flow lavatory faucet aerator, flow rate: 1.0 gpm | Federal lavatory flow rate standard, 1994, flow rate: 2.2 gpm | Commercial | Existing | Restaurants | FL Zone 2 | Domestic Hot Water |  |  | 0 | Per End Use Consumption | [7 empty] | 25062.326 | 24980.4711 | 81.8549 | 0.0032661 |  | 10 |  |  |  | 81.8549 | [8 empty] | 0 | 0 | 0 | 0 | 0 | 0 | 0 | [5 empty] | 0
FL Zone 2RetailExisting |  | XXXXXXXX | Yes | Nonequipment | Faucet Aerator | Low-flow lavatory faucet aerator, flow rate: 1.0 gpm | Federal lavatory flow rate standard, 1994, flow rate: 2.2 gpm | Commercial | Existing | Retail | FL Zone 2 | Domestic Hot Water |  |  | 0 | Per End Use Consumption | [7 empty] | 44661.0649 | 44497.3552 | 163.7097 | 0.0036656 |  | 10 |  |  |  | 163.7097 | [8 empty] | 0 | 0 | 0 | 0 | 0 | 0 | 0 | [5 empty] | 0
FL Zone 2Schools K-12Existing |  | XXXXXXXX | Yes | Nonequipment | Faucet Aerator | Low-flow lavatory faucet aerator, flow rate: 1.0 gpm | Federal lavatory flow rate standard, 1994, flow rate: 2.2 gpm | Commercial | Existing | Schools K-12 | FL Zone 2 | Domestic Hot Water |  |  | 0 | Per End Use Consumption | [7 empty] | 3132.8594 | 3051.0046 | 81.8549 | 0.026128 |  | 10 |  |  |  | 81.8549 | [8 empty] | 0 | 0 | 0 | 0 | 0 | 0 | 0 | [5 empty] | 0
FL Zone 2WarehouseExisting |  | XXXXXXXX | Yes | Nonequipment | Faucet Aerator | Low-flow lavatory faucet aerator, flow rate: 1.0 gpm | Federal lavatory flow rate standard, 1994, flow rate: 2.2 gpm | Commercial | Existing | Warehouse | FL Zone 2 | Domestic Hot Water |  |  | 0 | Per End Use Consumption | [7 empty] | 15037.3956 | 14955.5407 | 81.8549 | 0.0054434 |  | 10 |  |  |  | 81.8549 | [8 empty] | 0 | 0 | 0 | 0 | 0 | 0 | 0 | [5 empty] | 0
FL Zone 2AssemblyNew |  | XXXXXXXX | Yes | Nonequipment | Faucet Aerator | Low-flow lavatory faucet aerator, flow rate: 1.0 gpm | Federal lavatory flow rate standard, 1994, flow rate: 2.2 gpm | Commercial | New | Assembly | FL Zone 2 | Domestic Hot Water |  |  | 0 | Per End Use Consumption | [7 empty] | 7192.4897 | 6946.9252 | 245.5646 | 0.034142 |  | 10 |  |  |  | 245.5646 | [8 empty] | 0 | 0 | 0 | 0 | 0 | 0 | 0 | [5 empty] | 0
FL Zone 2College and UniversityNew |  | XXXXXXXX | Yes | Nonequipment | Faucet Aerator | Low-flow lavatory faucet aerator, flow rate: 1.0 gpm | Federal lavatory flow rate standard, 1994, flow rate: 2.2 gpm | Commercial | New | College and University | FL Zone 2 | Domestic Hot Water |  |  | 0 | Per End Use Consumption | [7 empty] | 165427.2641 | 162644.1992 | 2783.0649 | 0.016823 |  | 10 |  |  |  | 2783.0649 | [8 empty] | 0 | 0 | 0 | 0 | 0 | 0 | 0 | [5 empty] | 0
FL Zone 2GroceryNew |  | XXXXXXXX | Yes | Nonequipment | Faucet Aerator | Low-flow lavatory faucet aerator, flow rate: 1.0 gpm | Federal lavatory flow rate standard, 1994, flow rate: 2.2 gpm | Commercial | New | Grocery | FL Zone 2 | Domestic Hot Water |  |  | 0 | Per End Use Consumption | [7 empty] | 14384.9795 | 14139.4149 | 245.5646 | 0.017071 |  | 10 |  |  |  | 245.5646 | [8 empty] | 0 | 0 | 0 | 0 | 0 | 0 | 0 | [5 empty] | 0
FL Zone 2HealthcareNew |  | XXXXXXXX | Yes | Nonequipment | Faucet Aerator | Low-flow lavatory faucet aerator, flow rate: 1.0 gpm | Federal lavatory flow rate standard, 1994, flow rate: 2.2 gpm | Commercial | New | Healthcare | FL Zone 2 | Domestic Hot Water |  |  | 0 | Per End Use Consumption | [7 empty] | 9589.9863 | 9344.4218 | 245.5646 | 0.025606 |  | 10 |  |  |  | 245.5646 | [8 empty] | 0 | 0 | 0 | 0 | 0 | 0 | 0 | [5 empty] | 0
FL Zone 2HospitalsNew |  | XXXXXXXX | Yes | Nonequipment | Faucet Aerator | Low-flow lavatory faucet aerator, flow rate: 1.0 gpm | Federal lavatory flow rate standard, 1994, flow rate: 2.2 gpm | Commercial | New | Hospitals | FL Zone 2 | Domestic Hot Water |  |  | 0 | Per End Use Consumption | [7 empty] | 290097.0863 | 286904.7471 | 3192.3392 | 0.011004 |  | 10 |  |  |  | 3192.3392 | [8 empty] | 0 | 0 | 0 | 0 | 0 | 0 | 0 | [5 empty] | 0
FL Zone 2InstitutionalNew |  | XXXXXXXX | Yes | Nonequipment | Faucet Aerator | Low-flow lavatory faucet aerator, flow rate: 1.0 gpm | Federal lavatory flow rate standard, 1994, flow rate: 2.2 gpm | Commercial | New | Institutional | FL Zone 2 | Domestic Hot Water |  |  | 0 | Per End Use Consumption | [7 empty] | 575399.1794 | 562138.6936 | 13260.4858 | 0.023046 |  | 10 |  |  |  | 13260.4858 | [8 empty] | 0 | 0 | 0 | 0 | 0 | 0 | 0 | [5 empty] | 0
FL Zone 2Lodging/HospitalityNew |  | XXXXXXXX | Yes | Nonequipment | Faucet Aerator | Low-flow lavatory faucet aerator, flow rate: 1.0 gpm | Federal lavatory flow rate standard, 1994, flow rate: 2.2 gpm | Commercial | New | Lodging/Hospitality | FL Zone 2 | Domestic Hot Water |  |  | 0 | Per End Use Consumption | [7 empty] | 69047.9015 | 68393.0627 | 654.8388 | 0.0094838 |  | 10 |  |  |  | 654.8388 | [8 empty] | 0 | 0 | 0 | 0 | 0 | 0 | 0 | [5 empty] | 0
FL Zone 2MiscellaneousNew |  | XXXXXXXX | Yes | Nonequipment | Faucet Aerator | Low-flow lavatory faucet aerator, flow rate: 1.0 gpm | Federal lavatory flow rate standard, 1994, flow rate: 2.2 gpm | Commercial | New | Miscellaneous | FL Zone 2 | Domestic Hot Water |  |  | 0 | Per End Use Consumption | [7 empty] | 431549.3845 | 429584.8681 | 1964.5164 | 0.0045522 |  | 10 |  |  |  | 1964.5164 | [8 empty] | 0 | 0 | 0 | 0 | 0 | 0 | 0 | [5 empty] | 0
FL Zone 2OfficesNew |  | XXXXXXXX | Yes | Nonequipment | Faucet Aerator | Low-flow lavatory faucet aerator, flow rate: 1.0 gpm | Federal lavatory flow rate standard, 1994, flow rate: 2.2 gpm | Commercial | New | Offices | FL Zone 2 | Domestic Hot Water |  |  | 0 | Per End Use Consumption | [7 empty] | 59937.4145 | 59691.85 | 245.5646 | 0.004097 |  | 10 |  |  |  | 245.5646 | [8 empty] | 0 | 0 | 0 | 0 | 0 | 0 | 0 | [5 empty] | 0
FL Zone 2RestaurantsNew |  | XXXXXXXX | Yes | Nonequipment | Faucet Aerator | Low-flow lavatory faucet aerator, flow rate: 1.0 gpm | Federal lavatory flow rate standard, 1994, flow rate: 2.2 gpm | Commercial | New | Restaurants | FL Zone 2 | Domestic Hot Water |  |  | 0 | Per End Use Consumption | [7 empty] | 23974.9658 | 23893.111 | 81.8549 | 0.0034142 |  | 10 |  |  |  | 81.8549 | [8 empty] | 0 | 0 | 0 | 0 | 0 | 0 | 0 | [5 empty] | 0
FL Zone 2RetailNew |  | XXXXXXXX | Yes | Nonequipment | Faucet Aerator | Low-flow lavatory faucet aerator, flow rate: 1.0 gpm | Federal lavatory flow rate standard, 1994, flow rate: 2.2 gpm | Commercial | New | Retail | FL Zone 2 | Domestic Hot Water |  |  | 0 | Per End Use Consumption | [7 empty] | 42723.3891 | 42559.6794 | 163.7097 | 0.0038319 |  | 10 |  |  |  | 163.7097 | [8 empty] | 0 | 0 | 0 | 0 | 0 | 0 | 0 | [5 empty] | 0
FL Zone 2Schools K-12New |  | XXXXXXXX | Yes | Nonequipment | Faucet Aerator | Low-flow lavatory faucet aerator, flow rate: 1.0 gpm | Federal lavatory flow rate standard, 1994, flow rate: 2.2 gpm | Commercial | New | Schools K-12 | FL Zone 2 | Domestic Hot Water |  |  | 0 | Per End Use Consumption | [7 empty] | 2996.9364 | 2915.0816 | 81.8549 | 0.027313 |  | 10 |  |  |  | 81.8549 | [8 empty] | 0 | 0 | 0 | 0 | 0 | 0 | 0 | [5 empty] | 0
FL Zone 2WarehouseNew |  | XXXXXXXX | Yes | Nonequipment | Faucet Aerator | Low-flow lavatory faucet aerator, flow rate: 1.0 gpm | Federal lavatory flow rate standard, 1994, flow rate: 2.2 gpm | Commercial | New | Warehouse | FL Zone 2 | Domestic Hot Water |  |  | 0 | Per End Use Consumption | [7 empty] | 14384.9795 | 14303.1246 | 81.8549 | 0.0056903 |  | 10 |  |  |  | 81.8549 | [8 empty] | 0 | 0 | 0 | 0 | 0 | 0 | 0 | [5 empty] | 0
FL Zone 2AssemblyExisting |  | XXXXXXXX | Yes | Nonequipment | Floating Head Pressure Controls | Medium-Temperature Refrigeration System with 5HP Compressor and Adjustable Condenser Head Pressure Control Valve | Medium-Temperature Refrigeration System with 5 HP Compressor without Adjustable Condenser Head Pressure Control Valve | Commercial | Existing | Assembly | FL Zone 2 | Refrigeration |  |  | 0 | Per End Use Consumption | [7 empty] | 41710.92 | 39187.3486 | 2523.5714 | 0.060501 |  | 15 |  |  |  | 2523.5714 | [8 empty] | 0 | 0 | 0 | 0 | 0 | 0 | 0 | [5 empty] | 0
FL Zone 2College and UniversityExisting |  | XXXXXXXX | Yes | Nonequipment | Floating Head Pressure Controls | Medium-Temperature Refrigeration System with 5HP Compressor and Adjustable Condenser Head Pressure Control Valve | Medium-Temperature Refrigeration System with 5 HP Compressor without Adjustable Condenser Head Pressure Control Valve | Commercial | Existing | College and University | FL Zone 2 | Refrigeration |  |  | 0 | Per End Use Consumption | [7 empty] | 41710.92 | 39187.3486 | 2523.5714 | 0.060501 |  | 15 |  |  |  | 2523.5714 | [8 empty] | 0 | 0 | 0 | 0 | 0 | 0 | 0 | [5 empty] | 0
FL Zone 2GroceryExisting |  | XXXXXXXX | Yes | Nonequipment | Floating Head Pressure Controls | Medium-Temperature Refrigeration System with 5HP Compressor and Adjustable Condenser Head Pressure Control Valve | Medium-Temperature Refrigeration System with 5 HP Compressor without Adjustable Condenser Head Pressure Control Valve | Commercial | Existing | Grocery | FL Zone 2 | Refrigeration |  |  | 0 | Per End Use Consumption | [7 empty] | 41710.92 | 39187.3486 | 2523.5714 | 0.060501 |  | 15 |  |  |  | 2523.5714 | [8 empty] | 0 | 0 | 0 | 0 | 0 | 0 | 0 | [5 empty] | 0
FL Zone 2HealthcareExisting |  | XXXXXXXX | Yes | Nonequipment | Floating Head Pressure Controls | Medium-Temperature Refrigeration System with 5HP Compressor and Adjustable Condenser Head Pressure Control Valve | Medium-Temperature Refrigeration System with 5 HP Compressor without Adjustable Condenser Head Pressure Control Valve | Commercial | Existing | Healthcare | FL Zone 2 | Refrigeration |  |  | 0 | Per End Use Consumption | [7 empty] | 41710.92 | 39187.3486 | 2523.5714 | 0.060501 |  | 15 |  |  |  | 2523.5714 | [8 empty] | 0 | 0 | 0 | 0 | 0 | 0 | 0 | [5 empty] | 0
FL Zone 2HospitalsExisting |  | XXXXXXXX | Yes | Nonequipment | Floating Head Pressure Controls | Medium-Temperature Refrigeration System with 5HP Compressor and Adjustable Condenser Head Pressure Control Valve | Medium-Temperature Refrigeration System with 5 HP Compressor without Adjustable Condenser Head Pressure Control Valve | Commercial | Existing | Hospitals | FL Zone 2 | Refrigeration |  |  | 0 | Per End Use Consumption | [7 empty] | 41710.92 | 39187.3486 | 2523.5714 | 0.060501 |  | 15 |  |  |  | 2523.5714 | [8 empty] | 0 | 0 | 0 | 0 | 0 | 0 | 0 | [5 empty] | 0
FL Zone 2InstitutionalExisting |  | XXXXXXXX | Yes | Nonequipment | Floating Head Pressure Controls | Medium-Temperature Refrigeration System with 5HP Compressor and Adjustable Condenser Head Pressure Control Valve | Medium-Temperature Refrigeration System with 5 HP Compressor without Adjustable Condenser Head Pressure Control Valve | Commercial | Existing | Institutional | FL Zone 2 | Refrigeration |  |  | 0 | Per End Use Consumption | [7 empty] | 41710.92 | 39187.3486 | 2523.5714 | 0.060501 |  | 15 |  |  |  | 2523.5714 | [8 empty] | 0 | 0 | 0 | 0 | 0 | 0 | 0 | [5 empty] | 0
FL Zone 2Lodging/HospitalityExisting |  | XXXXXXXX | Yes | Nonequipment | Floating Head Pressure Controls | Medium-Temperature Refrigeration System with 5HP Compressor and Adjustable Condenser Head Pressure Control Valve | Medium-Temperature Refrigeration System with 5 HP Compressor without Adjustable Condenser Head Pressure Control Valve | Commercial | Existing | Lodging/Hospitality | FL Zone 2 | Refrigeration |  |  | 0 | Per End Use Consumption | [7 empty] | 41710.92 | 39187.3486 | 2523.5714 | 0.060501 |  | 15 |  |  |  | 2523.5714 | [8 empty] | 0 | 0 | 0 | 0 | 0 | 0 | 0 | [5 empty] | 0
FL Zone 2MiscellaneousExisting |  | XXXXXXXX | Yes | Nonequipment | Floating Head Pressure Controls | Medium-Temperature Refrigeration System with 5HP Compressor and Adjustable Condenser Head Pressure Control Valve | Medium-Temperature Refrigeration System with 5 HP Compressor without Adjustable Condenser Head Pressure Control Valve | Commercial | Existing | Miscellaneous | FL Zone 2 | Refrigeration |  |  | 0 | Per End Use Consumption | [7 empty] | 41710.92 | 39187.3486 | 2523.5714 | 0.060501 |  | 15 |  |  |  | 2523.5714 | [8 empty] | 0 | 0 | 0 | 0 | 0 | 0 | 0 | [5 empty] | 0
FL Zone 2OfficesExisting |  | XXXXXXXX | Yes | Nonequipment | Floating Head Pressure Controls | Medium-Temperature Refrigeration System with 5HP Compressor and Adjustable Condenser Head Pressure Control Valve | Medium-Temperature Refrigeration System with 5 HP Compressor without Adjustable Condenser Head Pressure Control Valve | Commercial | Existing | Offices | FL Zone 2 | Refrigeration |  |  | 0 | Per End Use Consumption | [7 empty] | 41710.92 | 39187.3486 | 2523.5714 | 0.060501 |  | 15 |  |  |  | 2523.5714 | [8 empty] | 0 | 0 | 0 | 0 | 0 | 0 | 0 | [5 empty] | 0
FL Zone 2RestaurantsExisting |  | XXXXXXXX | Yes | Nonequipment | Floating Head Pressure Controls | Medium-Temperature Refrigeration System with 5HP Compressor and Adjustable Condenser Head Pressure Control Valve | Medium-Temperature Refrigeration System with 5 HP Compressor without Adjustable Condenser Head Pressure Control Valve | Commercial | Existing | Restaurants | FL Zone 2 | Refrigeration |  |  | 0 | Per End Use Consumption | [7 empty] | 41710.92 | 39187.3486 | 2523.5714 | 0.060501 |  | 15 |  |  |  | 2523.5714 | [8 empty] | 0 | 0 | 0 | 0 | 0 | 0 | 0 | [5 empty] | 0
FL Zone 2RetailExisting |  | XXXXXXXX | Yes | Nonequipment | Floating Head Pressure Controls | Medium-Temperature Refrigeration System with 5HP Compressor and Adjustable Condenser Head Pressure Control Valve | Medium-Temperature Refrigeration System with 5 HP Compressor without Adjustable Condenser Head Pressure Control Valve | Commercial | Existing | Retail | FL Zone 2 | Refrigeration |  |  | 0 | Per End Use Consumption | [7 empty] | 41710.92 | 39187.3486 | 2523.5714 | 0.060501 |  | 15 |  |  |  | 2523.5714 | [8 empty] | 0 | 0 | 0 | 0 | 0 | 0 | 0 | [5 empty] | 0
FL Zone 2Schools K-12Existing |  | XXXXXXXX | Yes | Nonequipment | Floating Head Pressure Controls | Medium-Temperature Refrigeration System with 5HP Compressor and Adjustable Condenser Head Pressure Control Valve | Medium-Temperature Refrigeration System with 5 HP Compressor without Adjustable Condenser Head Pressure Control Valve | Commercial | Existing | Schools K-12 | FL Zone 2 | Refrigeration |  |  | 0 | Per End Use Consumption | [7 empty] | 41710.92 | 39187.3486 | 2523.5714 | 0.060501 |  | 15 |  |  |  | 2523.5714 | [8 empty] | 0 | 0 | 0 | 0 | 0 | 0 | 0 | [5 empty] | 0
FL Zone 2WarehouseExisting |  | XXXXXXXX | Yes | Nonequipment | Floating Head Pressure Controls | Medium-Temperature Refrigeration System with 5HP Compressor and Adjustable Condenser Head Pressure Control Valve | Medium-Temperature Refrigeration System with 5 HP Compressor without Adjustable Condenser Head Pressure Control Valve | Commercial | Existing | Warehouse | FL Zone 2 | Refrigeration |  |  | 0 | Per End Use Consumption | [7 empty] | 41710.92 | 39187.3486 | 2523.5714 | 0.060501 |  | 15 |  |  |  | 2523.5714 | [8 empty] | 0 | 0 | 0 | 0 | 0 | 0 | 0 | [5 empty] | 0
FL Zone 2AssemblyNew |  | XXXXXXXX | Yes | Nonequipment | Floating Head Pressure Controls | Medium-Temperature Refrigeration System with 5HP Compressor and Adjustable Condenser Head Pressure Control Valve | Medium-Temperature Refrigeration System with 5 HP Compressor without Adjustable Condenser Head Pressure Control Valve | Commercial | New | Assembly | FL Zone 2 | Refrigeration |  |  | 0 | Per End Use Consumption | [7 empty] | 41710.92 | 39187.3486 | 2523.5714 | 0.060501 |  | 15 |  |  |  | 2523.5714 | [8 empty] | 0 | 0 | 0 | 0 | 0 | 0 | 0 | [5 empty] | 0
FL Zone 2College and UniversityNew |  | XXXXXXXX | Yes | Nonequipment | Floating Head Pressure Controls | Medium-Temperature Refrigeration System with 5HP Compressor and Adjustable Condenser Head Pressure Control Valve | Medium-Temperature Refrigeration System with 5 HP Compressor without Adjustable Condenser Head Pressure Control Valve | Commercial | New | College and University | FL Zone 2 | Refrigeration |  |  | 0 | Per End Use Consumption | [7 empty] | 41710.92 | 39187.3486 | 2523.5714 | 0.060501 |  | 15 |  |  |  | 2523.5714 | [8 empty] | 0 | 0 | 0 | 0 | 0 | 0 | 0 | [5 empty] | 0
FL Zone 2GroceryNew |  | XXXXXXXX | Yes | Nonequipment | Floating Head Pressure Controls | Medium-Temperature Refrigeration System with 5HP Compressor and Adjustable Condenser Head Pressure Control Valve | Medium-Temperature Refrigeration System with 5 HP Compressor without Adjustable Condenser Head Pressure Control Valve | Commercial | New | Grocery | FL Zone 2 | Refrigeration |  |  | 0 | Per End Use Consumption | [7 empty] | 41710.92 | 39187.3486 | 2523.5714 | 0.060501 |  | 15 |  |  |  | 2523.5714 | [8 empty] | 0 | 0 | 0 | 0 | 0 | 0 | 0 | [5 empty] | 0
FL Zone 2HealthcareNew |  | XXXXXXXX | Yes | Nonequipment | Floating Head Pressure Controls | Medium-Temperature Refrigeration System with 5HP Compressor and Adjustable Condenser Head Pressure Control Valve | Medium-Temperature Refrigeration System with 5 HP Compressor without Adjustable Condenser Head Pressure Control Valve | Commercial | New | Healthcare | FL Zone 2 | Refrigeration |  |  | 0 | Per End Use Consumption | [7 empty] | 41710.92 | 39187.3486 | 2523.5714 | 0.060501 |  | 15 |  |  |  | 2523.5714 | [8 empty] | 0 | 0 | 0 | 0 | 0 | 0 | 0 | [5 empty] | 0
FL Zone 2HospitalsNew |  | XXXXXXXX | Yes | Nonequipment | Floating Head Pressure Controls | Medium-Temperature Refrigeration System with 5HP Compressor and Adjustable Condenser Head Pressure Control Valve | Medium-Temperature Refrigeration System with 5 HP Compressor without Adjustable Condenser Head Pressure Control Valve | Commercial | New | Hospitals | FL Zone 2 | Refrigeration |  |  | 0 | Per End Use Consumption | [7 empty] | 41710.92 | 39187.3486 | 2523.5714 | 0.060501 |  | 15 |  |  |  | 2523.5714 | [8 empty] | 0 | 0 | 0 | 0 | 0 | 0 | 0 | [5 empty] | 0
FL Zone 2InstitutionalNew |  | XXXXXXXX | Yes | Nonequipment | Floating Head Pressure Controls | Medium-Temperature Refrigeration System with 5HP Compressor and Adjustable Condenser Head Pressure Control Valve | Medium-Temperature Refrigeration System with 5 HP Compressor without Adjustable Condenser Head Pressure Control Valve | Commercial | New | Institutional | FL Zone 2 | Refrigeration |  |  | 0 | Per End Use Consumption | [7 empty] | 41710.92 | 39187.3486 | 2523.5714 | 0.060501 |  | 15 |  |  |  | 2523.5714 | [8 empty] | 0 | 0 | 0 | 0 | 0 | 0 | 0 | [5 empty] | 0
FL Zone 2Lodging/HospitalityNew |  | XXXXXXXX | Yes | Nonequipment | Floating Head Pressure Controls | Medium-Temperature Refrigeration System with 5HP Compressor and Adjustable Condenser Head Pressure Control Valve | Medium-Temperature Refrigeration System with 5 HP Compressor without Adjustable Condenser Head Pressure Control Valve | Commercial | New | Lodging/Hospitality | FL Zone 2 | Refrigeration |  |  | 0 | Per End Use Consumption | [7 empty] | 41710.92 | 39187.3486 | 2523.5714 | 0.060501 |  | 15 |  |  |  | 2523.5714 | [8 empty] | 0 | 0 | 0 | 0 | 0 | 0 | 0 | [5 empty] | 0
FL Zone 2MiscellaneousNew |  | XXXXXXXX | Yes | Nonequipment | Floating Head Pressure Controls | Medium-Temperature Refrigeration System with 5HP Compressor and Adjustable Condenser Head Pressure Control Valve | Medium-Temperature Refrigeration System with 5 HP Compressor without Adjustable Condenser Head Pressure Control Valve | Commercial | New | Miscellaneous | FL Zone 2 | Refrigeration |  |  | 0 | Per End Use Consumption | [7 empty] | 41710.92 | 39187.3486 | 2523.5714 | 0.060501 |  | 15 |  |  |  | 2523.5714 | [8 empty] | 0 | 0 | 0 | 0 | 0 | 0 | 0 | [5 empty] | 0
FL Zone 2OfficesNew |  | XXXXXXXX | Yes | Nonequipment | Floating Head Pressure Controls | Medium-Temperature Refrigeration System with 5HP Compressor and Adjustable Condenser Head Pressure Control Valve | Medium-Temperature Refrigeration System with 5 HP Compressor without Adjustable Condenser Head Pressure Control Valve | Commercial | New | Offices | FL Zone 2 | Refrigeration |  |  | 0 | Per End Use Consumption | [7 empty] | 41710.92 | 39187.3486 | 2523.5714 | 0.060501 |  | 15 |  |  |  | 2523.5714 | [8 empty] | 0 | 0 | 0 | 0 | 0 | 0 | 0 | [5 empty] | 0
FL Zone 2RestaurantsNew |  | XXXXXXXX | Yes | Nonequipment | Floating Head Pressure Controls | Medium-Temperature Refrigeration System with 5HP Compressor and Adjustable Condenser Head Pressure Control Valve | Medium-Temperature Refrigeration System with 5 HP Compressor without Adjustable Condenser Head Pressure Control Valve | Commercial | New | Restaurants | FL Zone 2 | Refrigeration |  |  | 0 | Per End Use Consumption | [7 empty] | 41710.92 | 39187.3486 | 2523.5714 | 0.060501 |  | 15 |  |  |  | 2523.5714 | [8 empty] | 0 | 0 | 0 | 0 | 0 | 0 | 0 | [5 empty] | 0
FL Zone 2RetailNew |  | XXXXXXXX | Yes | Nonequipment | Floating Head Pressure Controls | Medium-Temperature Refrigeration System with 5HP Compressor and Adjustable Condenser Head Pressure Control Valve | Medium-Temperature Refrigeration System with 5 HP Compressor without Adjustable Condenser Head Pressure Control Valve | Commercial | New | Retail | FL Zone 2 | Refrigeration |  |  | 0 | Per End Use Consumption | [7 empty] | 41710.92 | 39187.3486 | 2523.5714 | 0.060501 |  | 15 |  |  |  | 2523.5714 | [8 empty] | 0 | 0 | 0 | 0 | 0 | 0 | 0 | [5 empty] | 0
FL Zone 2Schools K-12New |  | XXXXXXXX | Yes | Nonequipment | Floating Head Pressure Controls | Medium-Temperature Refrigeration System with 5HP Compressor and Adjustable Condenser Head Pressure Control Valve | Medium-Temperature Refrigeration System with 5 HP Compressor without Adjustable Condenser Head Pressure Control Valve | Commercial | New | Schools K-12 | FL Zone 2 | Refrigeration |  |  | 0 | Per End Use Consumption | [7 empty] | 41710.92 | 39187.3486 | 2523.5714 | 0.060501 |  | 15 |  |  |  | 2523.5714 | [8 empty] | 0 | 0 | 0 | 0 | 0 | 0 | 0 | [5 empty] | 0
FL Zone 2WarehouseNew |  | XXXXXXXX | Yes | Nonequipment | Floating Head Pressure Controls | Medium-Temperature Refrigeration System with 5HP Compressor and Adjustable Condenser Head Pressure Control Valve | Medium-Temperature Refrigeration System with 5 HP Compressor without Adjustable Condenser Head Pressure Control Valve | Commercial | New | Warehouse | FL Zone 2 | Refrigeration |  |  | 0 | Per End Use Consumption | [7 empty] | 41710.92 | 39187.3486 | 2523.5714 | 0.060501 |  | 15 |  |  |  | 2523.5714 | [8 empty] | 0 | 0 | 0 | 0 | 0 | 0 | 0 | [5 empty] | 0
FL Zone 2AssemblyExisting |  | XXXXXXXX | Yes | Nonequipment | Floor Insulation | Increased Floor Insulation (R-19) | Market Average Existing Floor Insulation | Commercial | Existing | Assembly | FL Zone 2 | Space Heating |  |  | 0 | Square feet | [7 empty] | 0.59244 | 0.56127 | 0.03117 | 0.052613 |  | 20 |  |  |  | 0.03117 | [8 empty] | 0 | 0 | 0 | 0 | 0 | 0 | 0 | [5 empty] | 0
FL Zone 2College and UniversityExisting |  | XXXXXXXX | Yes | Nonequipment | Floor Insulation | Increased Floor Insulation (R-19) | Market Average Existing Floor Insulation | Commercial | Existing | College and University | FL Zone 2 | Space Heating |  |  | 0 | Square feet | [7 empty] | 1.7285 | 1.6973 | 0.03117 | 0.018034 |  | 20 |  |  |  | 0.03117 | [8 empty] | 0 | 0 | 0 | 0 | 0 | 0 | 0 | [5 empty] | 0
FL Zone 2GroceryExisting |  | XXXXXXXX | Yes | Nonequipment | Floor Insulation | Increased Floor Insulation (R-19) | Market Average Existing Floor Insulation | Commercial | Existing | Grocery | FL Zone 2 | Space Heating |  |  | 0 | Square feet | [7 empty] | 4.8505 | 4.8193 | 0.03117 | 0.0064263 |  | 20 |  |  |  | 0.03117 | [8 empty] | 0 | 0 | 0 | 0 | 0 | 0 | 0 | [5 empty] | 0
FL Zone 2HealthcareExisting |  | XXXXXXXX | Yes | Nonequipment | Floor Insulation | Increased Floor Insulation (R-19) | Market Average Existing Floor Insulation | Commercial | Existing | Healthcare | FL Zone 2 | Space Heating |  |  | 0 | Square feet | [7 empty] | 2.3592 | 2.328 | 0.03117 | 0.013212 |  | 20 |  |  |  | 0.03117 | [8 empty] | 0 | 0 | 0 | 0 | 0 | 0 | 0 | [5 empty] | 0
FL Zone 2HospitalsExisting |  | XXXXXXXX | Yes | Nonequipment | Floor Insulation | Increased Floor Insulation (R-19) | Market Average Existing Floor Insulation | Commercial | Existing | Hospitals | FL Zone 2 | Space Heating |  |  | 0 | Square feet | [7 empty] | 12.716 | 12.6848 | 0.03117 | 0.0024513 |  | 20 |  |  |  | 0.03117 | [8 empty] | 0 | 0 | 0 | 0 | 0 | 0 | 0 | [5 empty] | 0
FL Zone 2InstitutionalExisting |  | XXXXXXXX | Yes | Nonequipment | Floor Insulation | Increased Floor Insulation (R-19) | Market Average Existing Floor Insulation | Commercial | Existing | Institutional | FL Zone 2 | Space Heating |  |  | 0 | Square feet | [7 empty] | 8.8017 | 8.7705 | 0.03117 | 0.0035414 |  | 20 |  |  |  | 0.03117 | [8 empty] | 0 | 0 | 0 | 0 | 0 | 0 | 0 | [5 empty] | 0
FL Zone 2Lodging/HospitalityExisting |  | XXXXXXXX | Yes | Nonequipment | Floor Insulation | Increased Floor Insulation (R-19) | Market Average Existing Floor Insulation | Commercial | Existing | Lodging/Hospitality | FL Zone 2 | Space Heating |  |  | 0 | Square feet | [7 empty] | 5.4316 | 5.4004 | 0.03117 | 0.0057388 |  | 20 |  |  |  | 0.03117 | [8 empty] | 0 | 0 | 0 | 0 | 0 | 0 | 0 | [5 empty] | 0
FL Zone 2MiscellaneousExisting |  | XXXXXXXX | Yes | Nonequipment | Floor Insulation | Increased Floor Insulation (R-19) | Market Average Existing Floor Insulation | Commercial | Existing | Miscellaneous | FL Zone 2 | Space Heating |  |  | 0 | Square feet | [7 empty] | 16.7729 | 16.7417 | 0.03117 | 0.0018584 |  | 20 |  |  |  | 0.03117 | [8 empty] | 0 | 0 | 0 | 0 | 0 | 0 | 0 | [5 empty] | 0
FL Zone 2OfficesExisting |  | XXXXXXXX | Yes | Nonequipment | Floor Insulation | Increased Floor Insulation (R-19) | Market Average Existing Floor Insulation | Commercial | Existing | Offices | FL Zone 2 | Space Heating |  |  | 0 | Square feet | [7 empty] | 9.1029 | 9.0717 | 0.03117 | 0.0034242 |  | 20 |  |  |  | 0.03117 | [8 empty] | 0 | 0 | 0 | 0 | 0 | 0 | 0 | [5 empty] | 0
FL Zone 2RestaurantsExisting |  | XXXXXXXX | Yes | Nonequipment | Floor Insulation | Increased Floor Insulation (R-19) | Market Average Existing Floor Insulation | Commercial | Existing | Restaurants | FL Zone 2 | Space Heating |  |  | 0 | Square feet | [7 empty] | 4.9042 | 4.873 | 0.03117 | 0.0063559 |  | 20 |  |  |  | 0.03117 | [8 empty] | 0 | 0 | 0 | 0 | 0 | 0 | 0 | [5 empty] | 0
FL Zone 2RetailExisting |  | XXXXXXXX | Yes | Nonequipment | Floor Insulation | Increased Floor Insulation (R-19) | Market Average Existing Floor Insulation | Commercial | Existing | Retail | FL Zone 2 | Space Heating |  |  | 0 | Square feet | [7 empty] | 0.93572 | 0.90455 | 0.03117 | 0.033312 |  | 20 |  |  |  | 0.03117 | [8 empty] | 0 | 0 | 0 | 0 | 0 | 0 | 0 | [5 empty] | 0
FL Zone 2Schools K-12Existing |  | XXXXXXXX | Yes | Nonequipment | Floor Insulation | Increased Floor Insulation (R-19) | Market Average Existing Floor Insulation | Commercial | Existing | Schools K-12 | FL Zone 2 | Space Heating |  |  | 0 | Square feet | [7 empty] | 0.79861 | 0.76744 | 0.03117 | 0.039031 |  | 20 |  |  |  | 0.03117 | [8 empty] | 0 | 0 | 0 | 0 | 0 | 0 | 0 | [5 empty] | 0
FL Zone 2WarehouseExisting |  | XXXXXXXX | Yes | Nonequipment | Floor Insulation | Increased Floor Insulation (R-19) | Market Average Existing Floor Insulation | Commercial | Existing | Warehouse | FL Zone 2 | Space Heating |  |  | 0 | Square feet | [7 empty] | 0.21938 | 0.18821 | 0.03117 | 0.14208 |  | 20 |  |  |  | 0.03117 | [8 empty] | 0 | 0 | 0 | 0 | 0 | 0 | 0 | [5 empty] | 0
FL Zone 2AssemblyNew |  | XXXXXXXX | Yes | Nonequipment | Floor Insulation | Increased Floor Insulation (R-19) | Code-Compliant Floor Insulation (Zone 1 & 2: Floor R-Value: 13) | Commercial | New | Assembly | FL Zone 2 | Space Heating |  |  | 0 | Square feet | [7 empty] | 0.59244 | 0.56419 | 0.028248 | 0.047681 |  | 20 |  |  |  | 0.028248 | [8 empty] | 0 | 0 | 0 | 0 | 0 | 0 | 0 | [5 empty] | 0
FL Zone 2College and UniversityNew |  | XXXXXXXX | Yes | Nonequipment | Floor Insulation | Increased Floor Insulation (R-19) | Code-Compliant Floor Insulation (Zone 1 & 2: Floor R-Value: 13) | Commercial | New | College and University | FL Zone 2 | Space Heating |  |  | 0 | Square feet | [7 empty] | 1.7285 | 1.7002 | 0.028248 | 0.016343 |  | 20 |  |  |  | 0.028248 | [8 empty] | 0 | 0 | 0 | 0 | 0 | 0 | 0 | [5 empty] | 0
FL Zone 2GroceryNew |  | XXXXXXXX | Yes | Nonequipment | Floor Insulation | Increased Floor Insulation (R-19) | Code-Compliant Floor Insulation (Zone 1 & 2: Floor R-Value: 13) | Commercial | New | Grocery | FL Zone 2 | Space Heating |  |  | 0 | Square feet | [7 empty] | 4.8505 | 4.8222 | 0.028248 | 0.0058238 |  | 20 |  |  |  | 0.028248 | [8 empty] | 0 | 0 | 0 | 0 | 0 | 0 | 0 | [5 empty] | 0
FL Zone 2HealthcareNew |  | XXXXXXXX | Yes | Nonequipment | Floor Insulation | Increased Floor Insulation (R-19) | Code-Compliant Floor Insulation (Zone 1 & 2: Floor R-Value: 13) | Commercial | New | Healthcare | FL Zone 2 | Space Heating |  |  | 0 | Square feet | [7 empty] | 2.3592 | 2.3309 | 0.028248 | 0.011974 |  | 20 |  |  |  | 0.028248 | [8 empty] | 0 | 0 | 0 | 0 | 0 | 0 | 0 | [5 empty] | 0
FL Zone 2HospitalsNew |  | XXXXXXXX | Yes | Nonequipment | Floor Insulation | Increased Floor Insulation (R-19) | Code-Compliant Floor Insulation (Zone 1 & 2: Floor R-Value: 13) | Commercial | New | Hospitals | FL Zone 2 | Space Heating |  |  | 0 | Square feet | [7 empty] | 12.716 | 12.6878 | 0.028248 | 0.0022215 |  | 20 |  |  |  | 0.028248 | [8 empty] | 0 | 0 | 0 | 0 | 0 | 0 | 0 | [5 empty] | 0
FL Zone 2InstitutionalNew |  | XXXXXXXX | Yes | Nonequipment | Floor Insulation | Increased Floor Insulation (R-19) | Code-Compliant Floor Insulation (Zone 1 & 2: Floor R-Value: 13) | Commercial | New | Institutional | FL Zone 2 | Space Heating |  |  | 0 | Square feet | [7 empty] | 8.8017 | 8.7735 | 0.028248 | 0.0032094 |  | 20 |  |  |  | 0.028248 | [8 empty] | 0 | 0 | 0 | 0 | 0 | 0 | 0 | [5 empty] | 0
FL Zone 2Lodging/HospitalityNew |  | XXXXXXXX | Yes | Nonequipment | Floor Insulation | Increased Floor Insulation (R-19) | Code-Compliant Floor Insulation (Zone 1 & 2: Floor R-Value: 13) | Commercial | New | Lodging/Hospitality | FL Zone 2 | Space Heating |  |  | 0 | Square feet | [7 empty] | 5.4316 | 5.4033 | 0.028248 | 0.0052007 |  | 20 |  |  |  | 0.028248 | [8 empty] | 0 | 0 | 0 | 0 | 0 | 0 | 0 | [5 empty] | 0
FL Zone 2MiscellaneousNew |  | XXXXXXXX | Yes | Nonequipment | Floor Insulation | Increased Floor Insulation (R-19) | Code-Compliant Floor Insulation (Zone 1 & 2: Floor R-Value: 13) | Commercial | New | Miscellaneous | FL Zone 2 | Space Heating |  |  | 0 | Square feet | [7 empty] | 16.7729 | 16.7446 | 0.028248 | 0.0016842 |  | 20 |  |  |  | 0.028248 | [8 empty] | 0 | 0 | 0 | 0 | 0 | 0 | 0 | [5 empty] | 0
FL Zone 2OfficesNew |  | XXXXXXXX | Yes | Nonequipment | Floor Insulation | Increased Floor Insulation (R-19) | Code-Compliant Floor Insulation (Zone 1 & 2: Floor R-Value: 13) | Commercial | New | Offices | FL Zone 2 | Space Heating |  |  | 0 | Square feet | [7 empty] | 9.1029 | 9.0747 | 0.028248 | 0.0031032 |  | 20 |  |  |  | 0.028248 | [8 empty] | 0 | 0 | 0 | 0 | 0 | 0 | 0 | [5 empty] | 0
FL Zone 2RestaurantsNew |  | XXXXXXXX | Yes | Nonequipment | Floor Insulation | Increased Floor Insulation (R-19) | Code-Compliant Floor Insulation (Zone 1 & 2: Floor R-Value: 13) | Commercial | New | Restaurants | FL Zone 2 | Space Heating |  |  | 0 | Square feet | [7 empty] | 4.9042 | 4.8759 | 0.028248 | 0.00576 |  | 20 |  |  |  | 0.028248 | [8 empty] | 0 | 0 | 0 | 0 | 0 | 0 | 0 | [5 empty] | 0
FL Zone 2RetailNew |  | XXXXXXXX | Yes | Nonequipment | Floor Insulation | Increased Floor Insulation (R-19) | Code-Compliant Floor Insulation (Zone 1 & 2: Floor R-Value: 13) | Commercial | New | Retail | FL Zone 2 | Space Heating |  |  | 0 | Square feet | [7 empty] | 0.93572 | 0.90747 | 0.028248 | 0.030189 |  | 20 |  |  |  | 0.028248 | [8 empty] | 0 | 0 | 0 | 0 | 0 | 0 | 0 | [5 empty] | 0
FL Zone 2Schools K-12New |  | XXXXXXXX | Yes | Nonequipment | Floor Insulation | Increased Floor Insulation (R-19) | Code-Compliant Floor Insulation (Zone 1 & 2: Floor R-Value: 13) | Commercial | New | Schools K-12 | FL Zone 2 | Space Heating |  |  | 0 | Square feet | [7 empty] | 0.79861 | 0.77036 | 0.028248 | 0.035372 |  | 20 |  |  |  | 0.028248 | [8 empty] | 0 | 0 | 0 | 0 | 0 | 0 | 0 | [5 empty] | 0
FL Zone 2WarehouseNew |  | XXXXXXXX | Yes | Nonequipment | Floor Insulation | Increased Floor Insulation (R-19) | Code-Compliant Floor Insulation (Zone 1 & 2: Floor R-Value: 13) | Commercial | New | Warehouse | FL Zone 2 | Space Heating |  |  | 0 | Square feet | [7 empty] | 0.21938 | 0.19113 | 0.028248 | 0.12876 |  | 20 |  |  |  | 0.028248 | [8 empty] | 0 | 0 | 0 | 0 | 0 | 0 | 0 | [5 empty] | 0
FL Zone 2AssemblyExisting |  | XXXXXXXX | Yes | Nonequipment | Floor Insulation | Increased Floor Insulation (R-19) | Market Average Existing Floor Insulation | Commercial | Existing | Assembly | FL Zone 2 | Space Cooling |  |  | 0 | Square feet | [7 empty] | 3.1952 | 3.1528 | 0.042456 | 0.013287 |  | 20 |  |  |  | 0.042456 | [8 empty] | 0 | 0 | 0 | 0 | 0 | 0 | 0 | [5 empty] | 0
FL Zone 2College and UniversityExisting |  | XXXXXXXX | Yes | Nonequipment | Floor Insulation | Increased Floor Insulation (R-19) | Market Average Existing Floor Insulation | Commercial | Existing | College and University | FL Zone 2 | Space Cooling |  |  | 0 | Square feet | [7 empty] | 9.3222 | 9.2797 | 0.042456 | 0.0045542 |  | 20 |  |  |  | 0.042456 | [8 empty] | 0 | 0 | 0 | 0 | 0 | 0 | 0 | [5 empty] | 0
FL Zone 2GroceryExisting |  | XXXXXXXX | Yes | Nonequipment | Floor Insulation | Increased Floor Insulation (R-19) | Market Average Existing Floor Insulation | Commercial | Existing | Grocery | FL Zone 2 | Space Cooling |  |  | 0 | Square feet | [7 empty] | 26.16 | 26.1176 | 0.042456 | 0.0016229 |  | 20 |  |  |  | 0.042456 | [8 empty] | 0 | 0 | 0 | 0 | 0 | 0 | 0 | [5 empty] | 0
FL Zone 2HealthcareExisting |  | XXXXXXXX | Yes | Nonequipment | Floor Insulation | Increased Floor Insulation (R-19) | Market Average Existing Floor Insulation | Commercial | Existing | Healthcare | FL Zone 2 | Space Cooling |  |  | 0 | Square feet | [7 empty] | 12.7238 | 12.6813 | 0.042456 | 0.0033367 |  | 20 |  |  |  | 0.042456 | [8 empty] | 0 | 0 | 0 | 0 | 0 | 0 | 0 | [5 empty] | 0
FL Zone 2HospitalsExisting |  | XXXXXXXX | Yes | Nonequipment | Floor Insulation | Increased Floor Insulation (R-19) | Market Average Existing Floor Insulation | Commercial | Existing | Hospitals | FL Zone 2 | Space Cooling |  |  | 0 | Square feet | [7 empty] | 68.5815 | 68.539 | 0.042456 | 0.00061905 |  | 20 |  |  |  | 0.042456 | [8 empty] | 0 | 0 | 0 | 0 | 0 | 0 | 0 | [5 empty] | 0
FL Zone 2InstitutionalExisting |  | XXXXXXXX | Yes | Nonequipment | Floor Insulation | Increased Floor Insulation (R-19) | Market Average Existing Floor Insulation | Commercial | Existing | Institutional | FL Zone 2 | Space Cooling |  |  | 0 | Square feet | [7 empty] | 47.4704 | 47.428 | 0.042456 | 0.00089436 |  | 20 |  |  |  | 0.042456 | [8 empty] | 0 | 0 | 0 | 0 | 0 | 0 | 0 | [5 empty] | 0
FL Zone 2Lodging/HospitalityExisting |  | XXXXXXXX | Yes | Nonequipment | Floor Insulation | Increased Floor Insulation (R-19) | Market Average Existing Floor Insulation | Commercial | Existing | Lodging/Hospitality | FL Zone 2 | Space Cooling |  |  | 0 | Square feet | [7 empty] | 29.2942 | 29.2517 | 0.042456 | 0.0014493 |  | 20 |  |  |  | 0.042456 | [8 empty] | 0 | 0 | 0 | 0 | 0 | 0 | 0 | [5 empty] | 0
FL Zone 2MiscellaneousExisting |  | XXXXXXXX | Yes | Nonequipment | Floor Insulation | Increased Floor Insulation (R-19) | Market Average Existing Floor Insulation | Commercial | Existing | Miscellaneous | FL Zone 2 | Space Cooling |  |  | 0 | Square feet | [7 empty] | 90.4615 | 90.4191 | 0.042456 | 0.00046932 |  | 20 |  |  |  | 0.042456 | [8 empty] | 0 | 0 | 0 | 0 | 0 | 0 | 0 | [5 empty] | 0
FL Zone 2OfficesExisting |  | XXXXXXXX | Yes | Nonequipment | Floor Insulation | Increased Floor Insulation (R-19) | Market Average Existing Floor Insulation | Commercial | Existing | Offices | FL Zone 2 | Space Cooling |  |  | 0 | Square feet | [7 empty] | 49.095 | 49.0525 | 0.042456 | 0.00086476 |  | 20 |  |  |  | 0.042456 | [8 empty] | 0 | 0 | 0 | 0 | 0 | 0 | 0 | [5 empty] | 0
FL Zone 2RestaurantsExisting |  | XXXXXXXX | Yes | Nonequipment | Floor Insulation | Increased Floor Insulation (R-19) | Market Average Existing Floor Insulation | Commercial | Existing | Restaurants | FL Zone 2 | Space Cooling |  |  | 0 | Square feet | [7 empty] | 26.4498 | 26.4073 | 0.042456 | 0.0016051 |  | 20 |  |  |  | 0.042456 | [8 empty] | 0 | 0 | 0 | 0 | 0 | 0 | 0 | [5 empty] | 0
FL Zone 2RetailExisting |  | XXXXXXXX | Yes | Nonequipment | Floor Insulation | Increased Floor Insulation (R-19) | Market Average Existing Floor Insulation | Commercial | Existing | Retail | FL Zone 2 | Space Cooling |  |  | 0 | Square feet | [7 empty] | 5.0466 | 5.0042 | 0.042456 | 0.0084126 |  | 20 |  |  |  | 0.042456 | [8 empty] | 0 | 0 | 0 | 0 | 0 | 0 | 0 | [5 empty] | 0
FL Zone 2Schools K-12Existing |  | XXXXXXXX | Yes | Nonequipment | Floor Insulation | Increased Floor Insulation (R-19) | Market Average Existing Floor Insulation | Commercial | Existing | Schools K-12 | FL Zone 2 | Space Cooling |  |  | 0 | Square feet | [7 empty] | 4.3072 | 4.2647 | 0.042456 | 0.009857 |  | 20 |  |  |  | 0.042456 | [8 empty] | 0 | 0 | 0 | 0 | 0 | 0 | 0 | [5 empty] | 0
FL Zone 2WarehouseExisting |  | XXXXXXXX | Yes | Nonequipment | Floor Insulation | Increased Floor Insulation (R-19) | Market Average Existing Floor Insulation | Commercial | Existing | Warehouse | FL Zone 2 | Space Cooling |  |  | 0 | Square feet | [7 empty] | 1.1832 | 1.1407 | 0.042456 | 0.035883 |  | 20 |  |  |  | 0.042456 | [8 empty] | 0 | 0 | 0 | 0 | 0 | 0 | 0 | [5 empty] | 0
FL Zone 2AssemblyNew |  | XXXXXXXX | Yes | Nonequipment | Floor Insulation | Increased Floor Insulation (R-19) | Code-Compliant Floor Insulation (Zone 1 & 2: Floor R-Value: 13) | Commercial | New | Assembly | FL Zone 2 | Space Cooling |  |  | 0 | Square feet | [7 empty] | 3.1952 | 3.1528 | 0.042456 | 0.013287 |  | 20 |  |  |  | 0.042456 | [8 empty] | 0 | 0 | 0 | 0 | 0 | 0 | 0 | [5 empty] | 0
FL Zone 2College and UniversityNew |  | XXXXXXXX | Yes | Nonequipment | Floor Insulation | Increased Floor Insulation (R-19) | Code-Compliant Floor Insulation (Zone 1 & 2: Floor R-Value: 13) | Commercial | New | College and University | FL Zone 2 | Space Cooling |  |  | 0 | Square feet | [7 empty] | 9.3222 | 9.2797 | 0.042456 | 0.0045542 |  | 20 |  |  |  | 0.042456 | [8 empty] | 0 | 0 | 0 | 0 | 0 | 0 | 0 | [5 empty] | 0
FL Zone 2GroceryNew |  | XXXXXXXX | Yes | Nonequipment | Floor Insulation | Increased Floor Insulation (R-19) | Code-Compliant Floor Insulation (Zone 1 & 2: Floor R-Value: 13) | Commercial | New | Grocery | FL Zone 2 | Space Cooling |  |  | 0 | Square feet | [7 empty] | 26.16 | 26.1176 | 0.042456 | 0.0016229 |  | 20 |  |  |  | 0.042456 | [8 empty] | 0 | 0 | 0 | 0 | 0 | 0 | 0 | [5 empty] | 0
FL Zone 2HealthcareNew |  | XXXXXXXX | Yes | Nonequipment | Floor Insulation | Increased Floor Insulation (R-19) | Code-Compliant Floor Insulation (Zone 1 & 2: Floor R-Value: 13) | Commercial | New | Healthcare | FL Zone 2 | Space Cooling |  |  | 0 | Square feet | [7 empty] | 12.7238 | 12.6813 | 0.042456 | 0.0033367 |  | 20 |  |  |  | 0.042456 | [8 empty] | 0 | 0 | 0 | 0 | 0 | 0 | 0 | [5 empty] | 0
FL Zone 2HospitalsNew |  | XXXXXXXX | Yes | Nonequipment | Floor Insulation | Increased Floor Insulation (R-19) | Code-Compliant Floor Insulation (Zone 1 & 2: Floor R-Value: 13) | Commercial | New | Hospitals | FL Zone 2 | Space Cooling |  |  | 0 | Square feet | [7 empty] | 68.5815 | 68.539 | 0.042456 | 0.00061905 |  | 20 |  |  |  | 0.042456 | [8 empty] | 0 | 0 | 0 | 0 | 0 | 0 | 0 | [5 empty] | 0
FL Zone 2InstitutionalNew |  | XXXXXXXX | Yes | Nonequipment | Floor Insulation | Increased Floor Insulation (R-19) | Code-Compliant Floor Insulation (Zone 1 & 2: Floor R-Value: 13) | Commercial | New | Institutional | FL Zone 2 | Space Cooling |  |  | 0 | Square feet | [7 empty] | 47.4704 | 47.428 | 0.042456 | 0.00089436 |  | 20 |  |  |  | 0.042456 | [8 empty] | 0 | 0 | 0 | 0 | 0 | 0 | 0 | [5 empty] | 0
FL Zone 2Lodging/HospitalityNew |  | XXXXXXXX | Yes | Nonequipment | Floor Insulation | Increased Floor Insulation (R-19) | Code-Compliant Floor Insulation (Zone 1 & 2: Floor R-Value: 13) | Commercial | New | Lodging/Hospitality | FL Zone 2 | Space Cooling |  |  | 0 | Square feet | [7 empty] | 29.2942 | 29.2517 | 0.042456 | 0.0014493 |  | 20 |  |  |  | 0.042456 | [8 empty] | 0 | 0 | 0 | 0 | 0 | 0 | 0 | [5 empty] | 0
FL Zone 2MiscellaneousNew |  | XXXXXXXX | Yes | Nonequipment | Floor Insulation | Increased Floor Insulation (R-19) | Code-Compliant Floor Insulation (Zone 1 & 2: Floor R-Value: 13) | Commercial | New | Miscellaneous | FL Zone 2 | Space Cooling |  |  | 0 | Square feet | [7 empty] | 90.4615 | 90.4191 | 0.042456 | 0.00046932 |  | 20 |  |  |  | 0.042456 | [8 empty] | 0 | 0 | 0 | 0 | 0 | 0 | 0 | [5 empty] | 0
FL Zone 2OfficesNew |  | XXXXXXXX | Yes | Nonequipment | Floor Insulation | Increased Floor Insulation (R-19) | Code-Compliant Floor Insulation (Zone 1 & 2: Floor R-Value: 13) | Commercial | New | Offices | FL Zone 2 | Space Cooling |  |  | 0 | Square feet | [7 empty] | 49.095 | 49.0525 | 0.042456 | 0.00086476 |  | 20 |  |  |  | 0.042456 | [8 empty] | 0 | 0 | 0 | 0 | 0 | 0 | 0 | [5 empty] | 0
FL Zone 2RestaurantsNew |  | XXXXXXXX | Yes | Nonequipment | Floor Insulation | Increased Floor Insulation (R-19) | Code-Compliant Floor Insulation (Zone 1 & 2: Floor R-Value: 13) | Commercial | New | Restaurants | FL Zone 2 | Space Cooling |  |  | 0 | Square feet | [7 empty] | 26.4498 | 26.4073 | 0.042456 | 0.0016051 |  | 20 |  |  |  | 0.042456 | [8 empty] | 0 | 0 | 0 | 0 | 0 | 0 | 0 | [5 empty] | 0
FL Zone 2RetailNew |  | XXXXXXXX | Yes | Nonequipment | Floor Insulation | Increased Floor Insulation (R-19) | Code-Compliant Floor Insulation (Zone 1 & 2: Floor R-Value: 13) | Commercial | New | Retail | FL Zone 2 | Space Cooling |  |  | 0 | Square feet | [7 empty] | 5.0466 | 5.0042 | 0.042456 | 0.0084126 |  | 20 |  |  |  | 0.042456 | [8 empty] | 0 | 0 | 0 | 0 | 0 | 0 | 0 | [5 empty] | 0
FL Zone 2Schools K-12New |  | XXXXXXXX | Yes | Nonequipment | Floor Insulation | Increased Floor Insulation (R-19) | Code-Compliant Floor Insulation (Zone 1 & 2: Floor R-Value: 13) | Commercial | New | Schools K-12 | FL Zone 2 | Space Cooling |  |  | 0 | Square feet | [7 empty] | 4.3072 | 4.2647 | 0.042456 | 0.009857 |  | 20 |  |  |  | 0.042456 | [8 empty] | 0 | 0 | 0 | 0 | 0 | 0 | 0 | [5 empty] | 0
FL Zone 2WarehouseNew |  | XXXXXXXX | Yes | Nonequipment | Floor Insulation | Increased Floor Insulation (R-19) | Code-Compliant Floor Insulation (Zone 1 & 2: Floor R-Value: 13) | Commercial | New | Warehouse | FL Zone 2 | Space Cooling |  |  | 0 | Square feet | [7 empty] | 1.1832 | 1.1407 | 0.042456 | 0.035883 |  | 20 |  |  |  | 0.042456 | [8 empty] | 0 | 0 | 0 | 0 | 0 | 0 | 0 | [5 empty] | 0
FL Zone 2AssemblyExisting |  | XXXXXXXX | Yes | Nonequipment | Freezer-Cooler Replacement Gaskets | New Door Gasket on One-Door Medium Temperature Reach-In Case | Worn or Damaged Door Gasket on One-Door Medium Temperature Reach-In Case | Commercial | Existing | Assembly | FL Zone 2 | Refrigeration |  |  | 0 | Per Door | [7 empty] | 4993.4129 | 4837.0814 | 156.3315 | 0.031308 |  | 4 |  |  |  | 156.3315 | [8 empty] | 0 | 0 | 0 | 0 | 0 | 0 | 0 | [5 empty] | 0
FL Zone 2College and UniversityExisting |  | XXXXXXXX | Yes | Nonequipment | Freezer-Cooler Replacement Gaskets | New Door Gasket on One-Door Medium Temperature Reach-In Case | Worn or Damaged Door Gasket on One-Door Medium Temperature Reach-In Case | Commercial | Existing | College and University | FL Zone 2 | Refrigeration |  |  | 0 | Per Door | [7 empty] | 4993.4129 | 4837.0814 | 156.3315 | 0.031308 |  | 4 |  |  |  | 156.3315 | [8 empty] | 0 | 0 | 0 | 0 | 0 | 0 | 0 | [5 empty] | 0
FL Zone 2GroceryExisting |  | XXXXXXXX | Yes | Nonequipment | Freezer-Cooler Replacement Gaskets | New Door Gasket on One-Door Medium Temperature Reach-In Case | Worn or Damaged Door Gasket on One-Door Medium Temperature Reach-In Case | Commercial | Existing | Grocery | FL Zone 2 | Refrigeration |  |  | 0 | Per Door | [7 empty] | 4993.4129 | 4837.0814 | 156.3315 | 0.031308 |  | 4 |  |  |  | 156.3315 | [8 empty] | 0 | 0 | 0 | 0 | 0 | 0 | 0 | [5 empty] | 0
FL Zone 2HealthcareExisting |  | XXXXXXXX | Yes | Nonequipment | Freezer-Cooler Replacement Gaskets | New Door Gasket on One-Door Medium Temperature Reach-In Case | Worn or Damaged Door Gasket on One-Door Medium Temperature Reach-In Case | Commercial | Existing | Healthcare | FL Zone 2 | Refrigeration |  |  | 0 | Per Door | [7 empty] | 4993.4129 | 4837.0814 | 156.3315 | 0.031308 |  | 4 |  |  |  | 156.3315 | [8 empty] | 0 | 0 | 0 | 0 | 0 | 0 | 0 | [5 empty] | 0
FL Zone 2HospitalsExisting |  | XXXXXXXX | Yes | Nonequipment | Freezer-Cooler Replacement Gaskets | New Door Gasket on One-Door Medium Temperature Reach-In Case | Worn or Damaged Door Gasket on One-Door Medium Temperature Reach-In Case | Commercial | Existing | Hospitals | FL Zone 2 | Refrigeration |  |  | 0 | Per Door | [7 empty] | 4993.4129 | 4837.0814 | 156.3315 | 0.031308 |  | 4 |  |  |  | 156.3315 | [8 empty] | 0 | 0 | 0 | 0 | 0 | 0 | 0 | [5 empty] | 0
FL Zone 2InstitutionalExisting |  | XXXXXXXX | Yes | Nonequipment | Freezer-Cooler Replacement Gaskets | New Door Gasket on One-Door Medium Temperature Reach-In Case | Worn or Damaged Door Gasket on One-Door Medium Temperature Reach-In Case | Commercial | Existing | Institutional | FL Zone 2 | Refrigeration |  |  | 0 | Per Door | [7 empty] | 4993.4129 | 4837.0814 | 156.3315 | 0.031308 |  | 4 |  |  |  | 156.3315 | [8 empty] | 0 | 0 | 0 | 0 | 0 | 0 | 0 | [5 empty] | 0
FL Zone 2Lodging/HospitalityExisting |  | XXXXXXXX | Yes | Nonequipment | Freezer-Cooler Replacement Gaskets | New Door Gasket on One-Door Medium Temperature Reach-In Case | Worn or Damaged Door Gasket on One-Door Medium Temperature Reach-In Case | Commercial | Existing | Lodging/Hospitality | FL Zone 2 | Refrigeration |  |  | 0 | Per Door | [7 empty] | 4993.4129 | 4837.0814 | 156.3315 | 0.031308 |  | 4 |  |  |  | 156.3315 | [8 empty] | 0 | 0 | 0 | 0 | 0 | 0 | 0 | [5 empty] | 0
FL Zone 2MiscellaneousExisting |  | XXXXXXXX | Yes | Nonequipment | Freezer-Cooler Replacement Gaskets | New Door Gasket on One-Door Medium Temperature Reach-In Case | Worn or Damaged Door Gasket on One-Door Medium Temperature Reach-In Case | Commercial | Existing | Miscellaneous | FL Zone 2 | Refrigeration |  |  | 0 | Per Door | [7 empty] | 4993.4129 | 4837.0814 | 156.3315 | 0.031308 |  | 4 |  |  |  | 156.3315 | [8 empty] | 0 | 0 | 0 | 0 | 0 | 0 | 0 | [5 empty] | 0
FL Zone 2OfficesExisting |  | XXXXXXXX | Yes | Nonequipment | Freezer-Cooler Replacement Gaskets | New Door Gasket on One-Door Medium Temperature Reach-In Case | Worn or Damaged Door Gasket on One-Door Medium Temperature Reach-In Case | Commercial | Existing | Offices | FL Zone 2 | Refrigeration |  |  | 0 | Per Door | [7 empty] | 4993.4129 | 4837.0814 | 156.3315 | 0.031308 |  | 4 |  |  |  | 156.3315 | [8 empty] | 0 | 0 | 0 | 0 | 0 | 0 | 0 | [5 empty] | 0
FL Zone 2RestaurantsExisting |  | XXXXXXXX | Yes | Nonequipment | Freezer-Cooler Replacement Gaskets | New Door Gasket on One-Door Medium Temperature Reach-In Case | Worn or Damaged Door Gasket on One-Door Medium Temperature Reach-In Case | Commercial | Existing | Restaurants | FL Zone 2 | Refrigeration |  |  | 0 | Per Door | [7 empty] | 4993.4129 | 4837.0814 | 156.3315 | 0.031308 |  | 4 |  |  |  | 156.3315 | [8 empty] | 0 | 0 | 0 | 0 | 0 | 0 | 0 | [5 empty] | 0
FL Zone 2RetailExisting |  | XXXXXXXX | Yes | Nonequipment | Freezer-Cooler Replacement Gaskets | New Door Gasket on One-Door Medium Temperature Reach-In Case | Worn or Damaged Door Gasket on One-Door Medium Temperature Reach-In Case | Commercial | Existing | Retail | FL Zone 2 | Refrigeration |  |  | 0 | Per Door | [7 empty] | 4993.4129 | 4837.0814 | 156.3315 | 0.031308 |  | 4 |  |  |  | 156.3315 | [8 empty] | 0 | 0 | 0 | 0 | 0 | 0 | 0 | [5 empty] | 0
FL Zone 2Schools K-12Existing |  | XXXXXXXX | Yes | Nonequipment | Freezer-Cooler Replacement Gaskets | New Door Gasket on One-Door Medium Temperature Reach-In Case | Worn or Damaged Door Gasket on One-Door Medium Temperature Reach-In Case | Commercial | Existing | Schools K-12 | FL Zone 2 | Refrigeration |  |  | 0 | Per Door | [7 empty] | 4993.4129 | 4837.0814 | 156.3315 | 0.031308 |  | 4 |  |  |  | 156.3315 | [8 empty] | 0 | 0 | 0 | 0 | 0 | 0 | 0 | [5 empty] | 0
FL Zone 2WarehouseExisting |  | XXXXXXXX | Yes | Nonequipment | Freezer-Cooler Replacement Gaskets | New Door Gasket on One-Door Medium Temperature Reach-In Case | Worn or Damaged Door Gasket on One-Door Medium Temperature Reach-In Case | Commercial | Existing | Warehouse | FL Zone 2 | Refrigeration |  |  | 0 | Per Door | [7 empty] | 4993.4129 | 4837.0814 | 156.3315 | 0.031308 |  | 4 |  |  |  | 156.3315 | [8 empty] | 0 | 0 | 0 | 0 | 0 | 0 | 0 | [5 empty] | 0
FL Zone 2AssemblyNew |  | XXXXXXXX | Yes | Nonequipment | Freezer-Cooler Replacement Gaskets | New Door Gasket on One-Door Medium Temperature Reach-In Case | N/A - Retrofit Only | Commercial | New | Assembly | FL Zone 2 | Refrigeration |  |  | 0 | Per Door | [7 empty] | 0 | 0 | 0 |  |  | 4 |  |  |  | 0 | [8 empty] | 0 | 0 | 0 | 0 | 0 | 0 | 0 | [5 empty] | 0
FL Zone 2College and UniversityNew |  | XXXXXXXX | Yes | Nonequipment | Freezer-Cooler Replacement Gaskets | New Door Gasket on One-Door Medium Temperature Reach-In Case | N/A - Retrofit Only | Commercial | New | College and University | FL Zone 2 | Refrigeration |  |  | 0 | Per Door | [7 empty] | 0 | 0 | 0 |  |  | 4 |  |  |  | 0 | [8 empty] | 0 | 0 | 0 | 0 | 0 | 0 | 0 | [5 empty] | 0
FL Zone 2GroceryNew |  | XXXXXXXX | Yes | Nonequipment | Freezer-Cooler Replacement Gaskets | New Door Gasket on One-Door Medium Temperature Reach-In Case | N/A - Retrofit Only | Commercial | New | Grocery | FL Zone 2 | Refrigeration |  |  | 0 | Per Door | [7 empty] | 0 | 0 | 0 |  |  | 4 |  |  |  | 0 | [8 empty] | 0 | 0 | 0 | 0 | 0 | 0 | 0 | [5 empty] | 0
FL Zone 2HealthcareNew |  | XXXXXXXX | Yes | Nonequipment | Freezer-Cooler Replacement Gaskets | New Door Gasket on One-Door Medium Temperature Reach-In Case | N/A - Retrofit Only | Commercial | New | Healthcare | FL Zone 2 | Refrigeration |  |  | 0 | Per Door | [7 empty] | 0 | 0 | 0 |  |  | 4 |  |  |  | 0 | [8 empty] | 0 | 0 | 0 | 0 | 0 | 0 | 0 | [5 empty] | 0
FL Zone 2HospitalsNew |  | XXXXXXXX | Yes | Nonequipment | Freezer-Cooler Replacement Gaskets | New Door Gasket on One-Door Medium Temperature Reach-In Case | N/A - Retrofit Only | Commercial | New | Hospitals | FL Zone 2 | Refrigeration |  |  | 0 | Per Door | [7 empty] | 0 | 0 | 0 |  |  | 4 |  |  |  | 0 | [8 empty] | 0 | 0 | 0 | 0 | 0 | 0 | 0 | [5 empty] | 0
FL Zone 2InstitutionalNew |  | XXXXXXXX | Yes | Nonequipment | Freezer-Cooler Replacement Gaskets | New Door Gasket on One-Door Medium Temperature Reach-In Case | N/A - Retrofit Only | Commercial | New | Institutional | FL Zone 2 | Refrigeration |  |  | 0 | Per Door | [7 empty] | 0 | 0 | 0 |  |  | 4 |  |  |  | 0 | [8 empty] | 0 | 0 | 0 | 0 | 0 | 0 | 0 | [5 empty] | 0
FL Zone 2Lodging/HospitalityNew |  | XXXXXXXX | Yes | Nonequipment | Freezer-Cooler Replacement Gaskets | New Door Gasket on One-Door Medium Temperature Reach-In Case | N/A - Retrofit Only | Commercial | New | Lodging/Hospitality | FL Zone 2 | Refrigeration |  |  | 0 | Per Door | [7 empty] | 0 | 0 | 0 |  |  | 4 |  |  |  | 0 | [8 empty] | 0 | 0 | 0 | 0 | 0 | 0 | 0 | [5 empty] | 0
FL Zone 2MiscellaneousNew |  | XXXXXXXX | Yes | Nonequipment | Freezer-Cooler Replacement Gaskets | New Door Gasket on One-Door Medium Temperature Reach-In Case | N/A - Retrofit Only | Commercial | New | Miscellaneous | FL Zone 2 | Refrigeration |  |  | 0 | Per Door | [7 empty] | 0 | 0 | 0 |  |  | 4 |  |  |  | 0 | [8 empty] | 0 | 0 | 0 | 0 | 0 | 0 | 0 | [5 empty] | 0
FL Zone 2OfficesNew |  | XXXXXXXX | Yes | Nonequipment | Freezer-Cooler Replacement Gaskets | New Door Gasket on One-Door Medium Temperature Reach-In Case | N/A - Retrofit Only | Commercial | New | Offices | FL Zone 2 | Refrigeration |  |  | 0 | Per Door | [7 empty] | 0 | 0 | 0 |  |  | 4 |  |  |  | 0 | [8 empty] | 0 | 0 | 0 | 0 | 0 | 0 | 0 | [5 empty] | 0
FL Zone 2RestaurantsNew |  | XXXXXXXX | Yes | Nonequipment | Freezer-Cooler Replacement Gaskets | New Door Gasket on One-Door Medium Temperature Reach-In Case | N/A - Retrofit Only | Commercial | New | Restaurants | FL Zone 2 | Refrigeration |  |  | 0 | Per Door | [7 empty] | 0 | 0 | 0 |  |  | 4 |  |  |  | 0 | [8 empty] | 0 | 0 | 0 | 0 | 0 | 0 | 0 | [5 empty] | 0
FL Zone 2RetailNew |  | XXXXXXXX | Yes | Nonequipment | Freezer-Cooler Replacement Gaskets | New Door Gasket on One-Door Medium Temperature Reach-In Case | N/A - Retrofit Only | Commercial | New | Retail | FL Zone 2 | Refrigeration |  |  | 0 | Per Door | [7 empty] | 0 | 0 | 0 |  |  | 4 |  |  |  | 0 | [8 empty] | 0 | 0 | 0 | 0 | 0 | 0 | 0 | [5 empty] | 0
FL Zone 2Schools K-12New |  | XXXXXXXX | Yes | Nonequipment | Freezer-Cooler Replacement Gaskets | New Door Gasket on One-Door Medium Temperature Reach-In Case | N/A - Retrofit Only | Commercial | New | Schools K-12 | FL Zone 2 | Refrigeration |  |  | 0 | Per Door | [7 empty] | 0 | 0 | 0 |  |  | 4 |  |  |  | 0 | [8 empty] | 0 | 0 | 0 | 0 | 0 | 0 | 0 | [5 empty] | 0
FL Zone 2WarehouseNew |  | XXXXXXXX | Yes | Nonequipment | Freezer-Cooler Replacement Gaskets | New Door Gasket on One-Door Medium Temperature Reach-In Case | N/A - Retrofit Only | Commercial | New | Warehouse | FL Zone 2 | Refrigeration |  |  | 0 | Per Door | [7 empty] | 0 | 0 | 0 |  |  | 4 |  |  |  | 0 | [8 empty] | 0 | 0 | 0 | 0 | 0 | 0 | 0 | [5 empty] | 0
FL Zone 2AssemblyTurnover |  | XXXXXXXX | Yes | Equipment | Geothermal Heat Pump | Geothermal Heat Pump | Code-Compliant Air Source Heat Pump | Commercial | Turnover | Assembly | FL Zone 2 | Space Cooling | Residential-type central air conditioners |  | 0 | Per Unit | [7 empty] | 10067.7075 | 7935.7224 | 2131.9851 | 0.21176 |  | 15 |  |  |  | 2131.9851 | [8 empty] | 0 | 0 | 0 | 0 | 0 | 0 | 0 | [5 empty] | 0
FL Zone 2College and UniversityTurnover |  | XXXXXXXX | Yes | Equipment | Geothermal Heat Pump | Geothermal Heat Pump | Code-Compliant Air Source Heat Pump | Commercial | Turnover | College and University | FL Zone 2 | Space Cooling | Residential-type central air conditioners |  | 0 | Per Unit | [7 empty] | 11169.2241 | 8803.9767 | 2365.2475 | 0.21176 |  | 15 |  |  |  | 2365.2475 | [8 empty] | 0 | 0 | 0 | 0 | 0 | 0 | 0 | [5 empty] | 0
FL Zone 2GroceryTurnover |  | XXXXXXXX | Yes | Equipment | Geothermal Heat Pump | Geothermal Heat Pump | Code-Compliant Air Source Heat Pump | Commercial | Turnover | Grocery | FL Zone 2 | Space Cooling | Residential-type central air conditioners |  | 0 | Per Unit | [7 empty] | 5561.5033 | 4383.7732 | 1177.7301 | 0.21176 |  | 15 |  |  |  | 1177.7301 | [8 empty] | 0 | 0 | 0 | 0 | 0 | 0 | 0 | [5 empty] | 0
FL Zone 2HealthcareTurnover |  | XXXXXXXX | Yes | Equipment | Geothermal Heat Pump | Geothermal Heat Pump | Code-Compliant Air Source Heat Pump | Commercial | Turnover | Healthcare | FL Zone 2 | Space Cooling | Residential-type central air conditioners |  | 0 | Per Unit | [7 empty] | 21907.0851 | 17267.9377 | 4639.1474 | 0.21176 |  | 15 |  |  |  | 4639.1474 | [8 empty] | 0 | 0 | 0 | 0 | 0 | 0 | 0 | [5 empty] | 0
FL Zone 2HospitalsTurnover |  | XXXXXXXX | Yes | Equipment | Geothermal Heat Pump | Geothermal Heat Pump | Code-Compliant Air Source Heat Pump | Commercial | Turnover | Hospitals | FL Zone 2 | Space Cooling | Residential-type central air conditioners |  | 0 | Per Unit | [7 empty] | 20751.6481 | 16357.1815 | 4394.4667 | 0.21176 |  | 15 |  |  |  | 4394.4667 | [8 empty] | 0 | 0 | 0 | 0 | 0 | 0 | 0 | [5 empty] | 0
FL Zone 2InstitutionalTurnover |  | XXXXXXXX | Yes | Equipment | Geothermal Heat Pump | Geothermal Heat Pump | Code-Compliant Air Source Heat Pump | Commercial | Turnover | Institutional | FL Zone 2 | Space Cooling | Residential-type central air conditioners |  | 0 | Per Unit | [7 empty] | 5438.2567 | 4286.6259 | 1151.6308 | 0.21176 |  | 15 |  |  |  | 1151.6308 | [8 empty] | 0 | 0 | 0 | 0 | 0 | 0 | 0 | [5 empty] | 0
FL Zone 2Lodging/HospitalityTurnover |  | XXXXXXXX | Yes | Equipment | Geothermal Heat Pump | Geothermal Heat Pump | Code-Compliant Air Source Heat Pump | Commercial | Turnover | Lodging/Hospitality | FL Zone 2 | Space Cooling | Residential-type central air conditioners |  | 0 | Per Unit | [7 empty] | 16630.5896 | 13108.8177 | 3521.7719 | 0.21176 |  | 15 |  |  |  | 3521.7719 | [8 empty] | 0 | 0 | 0 | 0 | 0 | 0 | 0 | [5 empty] | 0
FL Zone 2MiscellaneousTurnover |  | XXXXXXXX | Yes | Equipment | Geothermal Heat Pump | Geothermal Heat Pump | Code-Compliant Air Source Heat Pump | Commercial | Turnover | Miscellaneous | FL Zone 2 | Space Cooling | Residential-type central air conditioners |  | 0 | Per Unit | [7 empty] | 5623.1266 | 4432.3469 | 1190.7798 | 0.21176 |  | 15 |  |  |  | 1190.7798 | [8 empty] | 0 | 0 | 0 | 0 | 0 | 0 | 0 | [5 empty] | 0
FL Zone 2OfficesTurnover |  | XXXXXXXX | Yes | Equipment | Geothermal Heat Pump | Geothermal Heat Pump | Code-Compliant Air Source Heat Pump | Commercial | Turnover | Offices | FL Zone 2 | Space Cooling | Residential-type central air conditioners |  | 0 | Per Unit | [7 empty] | 11330.9853 | 8931.4825 | 2399.5028 | 0.21176 |  | 15 |  |  |  | 2399.5028 | [8 empty] | 0 | 0 | 0 | 0 | 0 | 0 | 0 | [5 empty] | 0
FL Zone 2RestaurantsTurnover |  | XXXXXXXX | Yes | Equipment | Geothermal Heat Pump | Geothermal Heat Pump | Code-Compliant Air Source Heat Pump | Commercial | Turnover | Restaurants | FL Zone 2 | Space Cooling | Residential-type central air conditioners |  | 0 | Per Unit | [7 empty] | 16314.7701 | 12859.8776 | 3454.8925 | 0.21176 |  | 15 |  |  |  | 3454.8925 | [8 empty] | 0 | 0 | 0 | 0 | 0 | 0 | 0 | [5 empty] | 0
FL Zone 2RetailTurnover |  | XXXXXXXX | Yes | Equipment | Geothermal Heat Pump | Geothermal Heat Pump | Code-Compliant Air Source Heat Pump | Commercial | Turnover | Retail | FL Zone 2 | Space Cooling | Residential-type central air conditioners |  | 0 | Per Unit | [7 empty] | 12786.8359 | 10079.0353 | 2707.8005 | 0.21176 |  | 15 |  |  |  | 2707.8005 | [8 empty] | 0 | 0 | 0 | 0 | 0 | 0 | 0 | [5 empty] | 0
FL Zone 2Schools K-12Turnover |  | XXXXXXXX | Yes | Equipment | Geothermal Heat Pump | Geothermal Heat Pump | Code-Compliant Air Source Heat Pump | Commercial | Turnover | Schools K-12 | FL Zone 2 | Space Cooling | Residential-type central air conditioners |  | 0 | Per Unit | [7 empty] | 11115.3037 | 8761.4747 | 2353.829 | 0.21176 |  | 15 |  |  |  | 2353.829 | [8 empty] | 0 | 0 | 0 | 0 | 0 | 0 | 0 | [5 empty] | 0
FL Zone 2WarehouseTurnover |  | XXXXXXXX | Yes | Equipment | Geothermal Heat Pump | Geothermal Heat Pump | Code-Compliant Air Source Heat Pump | Commercial | Turnover | Warehouse | FL Zone 2 | Space Cooling | Residential-type central air conditioners |  | 0 | Per Unit | [7 empty] | 2441.8235 | 1924.7314 | 517.092 | 0.21176 |  | 15 |  |  |  | 517.092 | [8 empty] | 0 | 0 | 0 | 0 | 0 | 0 | 0 | [5 empty] | 0
FL Zone 2AssemblyNew |  | XXXXXXXX | Yes | Equipment | Geothermal Heat Pump | Geothermal Heat Pump | Code-Compliant Air Source Heat Pump | Commercial | New | Assembly | FL Zone 2 | Space Cooling | Residential-type central air conditioners |  | 0 | Per Unit | [7 empty] | 10067.7075 | 7935.7224 | 2131.9851 | 0.21176 |  | 15 |  |  |  | 2131.9851 | [8 empty] | 0 | 0 | 0 | 0 | 0 | 0 | 0 | [5 empty] | 0
FL Zone 2College and UniversityNew |  | XXXXXXXX | Yes | Equipment | Geothermal Heat Pump | Geothermal Heat Pump | Code-Compliant Air Source Heat Pump | Commercial | New | College and University | FL Zone 2 | Space Cooling | Residential-type central air conditioners |  | 0 | Per Unit | [7 empty] | 11169.2241 | 8803.9767 | 2365.2475 | 0.21176 |  | 15 |  |  |  | 2365.2475 | [8 empty] | 0 | 0 | 0 | 0 | 0 | 0 | 0 | [5 empty] | 0
FL Zone 2GroceryNew |  | XXXXXXXX | Yes | Equipment | Geothermal Heat Pump | Geothermal Heat Pump | Code-Compliant Air Source Heat Pump | Commercial | New | Grocery | FL Zone 2 | Space Cooling | Residential-type central air conditioners |  | 0 | Per Unit | [7 empty] | 5561.5033 | 4383.7732 | 1177.7301 | 0.21176 |  | 15 |  |  |  | 1177.7301 | [8 empty] | 0 | 0 | 0 | 0 | 0 | 0 | 0 | [5 empty] | 0
FL Zone 2HealthcareNew |  | XXXXXXXX | Yes | Equipment | Geothermal Heat Pump | Geothermal Heat Pump | Code-Compliant Air Source Heat Pump | Commercial | New | Healthcare | FL Zone 2 | Space Cooling | Residential-type central air conditioners |  | 0 | Per Unit | [7 empty] | 21907.0851 | 17267.9377 | 4639.1474 | 0.21176 |  | 15 |  |  |  | 4639.1474 | [8 empty] | 0 | 0 | 0 | 0 | 0 | 0 | 0 | [5 empty] | 0
FL Zone 2HospitalsNew |  | XXXXXXXX | Yes | Equipment | Geothermal Heat Pump | Geothermal Heat Pump | Code-Compliant Air Source Heat Pump | Commercial | New | Hospitals | FL Zone 2 | Space Cooling | Residential-type central air conditioners |  | 0 | Per Unit | [7 empty] | 20751.6481 | 16357.1815 | 4394.4667 | 0.21176 |  | 15 |  |  |  | 4394.4667 | [8 empty] | 0 | 0 | 0 | 0 | 0 | 0 | 0 | [5 empty] | 0
FL Zone 2InstitutionalNew |  | XXXXXXXX | Yes | Equipment | Geothermal Heat Pump | Geothermal Heat Pump | Code-Compliant Air Source Heat Pump | Commercial | New | Institutional | FL Zone 2 | Space Cooling | Residential-type central air conditioners |  | 0 | Per Unit | [7 empty] | 5438.2567 | 4286.6259 | 1151.6308 | 0.21176 |  | 15 |  |  |  | 1151.6308 | [8 empty] | 0 | 0 | 0 | 0 | 0 | 0 | 0 | [5 empty] | 0
FL Zone 2Lodging/HospitalityNew |  | XXXXXXXX | Yes | Equipment | Geothermal Heat Pump | Geothermal Heat Pump | Code-Compliant Air Source Heat Pump | Commercial | New | Lodging/Hospitality | FL Zone 2 | Space Cooling | Residential-type central air conditioners |  | 0 | Per Unit | [7 empty] | 16630.5896 | 13108.8177 | 3521.7719 | 0.21176 |  | 15 |  |  |  | 3521.7719 | [8 empty] | 0 | 0 | 0 | 0 | 0 | 0 | 0 | [5 empty] | 0
FL Zone 2MiscellaneousNew |  | XXXXXXXX | Yes | Equipment | Geothermal Heat Pump | Geothermal Heat Pump | Code-Compliant Air Source Heat Pump | Commercial | New | Miscellaneous | FL Zone 2 | Space Cooling | Residential-type central air conditioners |  | 0 | Per Unit | [7 empty] | 5623.1266 | 4432.3469 | 1190.7798 | 0.21176 |  | 15 |  |  |  | 1190.7798 | [8 empty] | 0 | 0 | 0 | 0 | 0 | 0 | 0 | [5 empty] | 0
FL Zone 2OfficesNew |  | XXXXXXXX | Yes | Equipment | Geothermal Heat Pump | Geothermal Heat Pump | Code-Compliant Air Source Heat Pump | Commercial | New | Offices | FL Zone 2 | Space Cooling | Residential-type central air conditioners |  | 0 | Per Unit | [7 empty] | 11330.9853 | 8931.4825 | 2399.5028 | 0.21176 |  | 15 |  |  |  | 2399.5028 | [8 empty] | 0 | 0 | 0 | 0 | 0 | 0 | 0 | [5 empty] | 0
FL Zone 2RestaurantsNew |  | XXXXXXXX | Yes | Equipment | Geothermal Heat Pump | Geothermal Heat Pump | Code-Compliant Air Source Heat Pump | Commercial | New | Restaurants | FL Zone 2 | Space Cooling | Residential-type central air conditioners |  | 0 | Per Unit | [7 empty] | 16314.7701 | 12859.8776 | 3454.8925 | 0.21176 |  | 15 |  |  |  | 3454.8925 | [8 empty] | 0 | 0 | 0 | 0 | 0 | 0 | 0 | [5 empty] | 0
FL Zone 2RetailNew |  | XXXXXXXX | Yes | Equipment | Geothermal Heat Pump | Geothermal Heat Pump | Code-Compliant Air Source Heat Pump | Commercial | New | Retail | FL Zone 2 | Space Cooling | Residential-type central air conditioners |  | 0 | Per Unit | [7 empty] | 12786.8359 | 10079.0353 | 2707.8005 | 0.21176 |  | 15 |  |  |  | 2707.8005 | [8 empty] | 0 | 0 | 0 | 0 | 0 | 0 | 0 | [5 empty] | 0
FL Zone 2Schools K-12New |  | XXXXXXXX | Yes | Equipment | Geothermal Heat Pump | Geothermal Heat Pump | Code-Compliant Air Source Heat Pump | Commercial | New | Schools K-12 | FL Zone 2 | Space Cooling | Residential-type central air conditioners |  | 0 | Per Unit | [7 empty] | 11115.3037 | 8761.4747 | 2353.829 | 0.21176 |  | 15 |  |  |  | 2353.829 | [8 empty] | 0 | 0 | 0 | 0 | 0 | 0 | 0 | [5 empty] | 0
FL Zone 2WarehouseNew |  | XXXXXXXX | Yes | Equipment | Geothermal Heat Pump | Geothermal Heat Pump | Code-Compliant Air Source Heat Pump | Commercial | New | Warehouse | FL Zone 2 | Space Cooling | Residential-type central air conditioners |  | 0 | Per Unit | [7 empty] | 2441.8235 | 1924.7314 | 517.092 | 0.21176 |  | 15 |  |  |  | 517.092 | [8 empty] | 0 | 0 | 0 | 0 | 0 | 0 | 0 | [5 empty] | 0
FL Zone 2AssemblyTurnover |  | XXXXXXXX | Yes | Equipment | Geothermal Heat Pump | Geothermal Heat Pump | Code-Compliant Air Source Heat Pump | Commercial | Turnover | Assembly | FL Zone 2 | Space Heating | Residential/split system heat pump |  | 0 | Per Unit | [7 empty] | 1497.5835 | 1453.537 | 44.0466 | 0.029412 |  | 15 |  |  |  | 44.0466 | [8 empty] | 0 | 0 | 0 | 0 | 0 | 0 | 0 | [5 empty] | 0
FL Zone 2College and UniversityTurnover |  | XXXXXXXX | Yes | Equipment | Geothermal Heat Pump | Geothermal Heat Pump | Code-Compliant Air Source Heat Pump | Commercial | Turnover | College and University | FL Zone 2 | Space Heating | Residential/split system heat pump |  | 0 | Per Unit | [7 empty] | 1497.5835 | 1453.537 | 44.0466 | 0.029412 |  | 15 |  |  |  | 44.0466 | [8 empty] | 0 | 0 | 0 | 0 | 0 | 0 | 0 | [5 empty] | 0
FL Zone 2GroceryTurnover |  | XXXXXXXX | Yes | Equipment | Geothermal Heat Pump | Geothermal Heat Pump | Code-Compliant Air Source Heat Pump | Commercial | Turnover | Grocery | FL Zone 2 | Space Heating | Residential/split system heat pump |  | 0 | Per Unit | [7 empty] | 2575.8437 | 2500.0836 | 75.7601 | 0.029412 |  | 15 |  |  |  | 75.7601 | [8 empty] | 0 | 0 | 0 | 0 | 0 | 0 | 0 | [5 empty] | 0
FL Zone 2HealthcareTurnover |  | XXXXXXXX | Yes | Equipment | Geothermal Heat Pump | Geothermal Heat Pump | Code-Compliant Air Source Heat Pump | Commercial | Turnover | Healthcare | FL Zone 2 | Space Heating | Residential/split system heat pump |  | 0 | Per Unit | [7 empty] | 2348.211 | 2279.146 | 69.065 | 0.029412 |  | 15 |  |  |  | 69.065 | [8 empty] | 0 | 0 | 0 | 0 | 0 | 0 | 0 | [5 empty] | 0
FL Zone 2HospitalsTurnover |  | XXXXXXXX | Yes | Equipment | Geothermal Heat Pump | Geothermal Heat Pump | Code-Compliant Air Source Heat Pump | Commercial | Turnover | Hospitals | FL Zone 2 | Space Heating | Residential/split system heat pump |  | 0 | Per Unit | [7 empty] | 2671.689 | 2593.1099 | 78.5791 | 0.029412 |  | 15 |  |  |  | 78.5791 | [8 empty] | 0 | 0 | 0 | 0 | 0 | 0 | 0 | [5 empty] | 0
FL Zone 2InstitutionalTurnover |  | XXXXXXXX | Yes | Equipment | Geothermal Heat Pump | Geothermal Heat Pump | Code-Compliant Air Source Heat Pump | Commercial | Turnover | Institutional | FL Zone 2 | Space Heating | Residential/split system heat pump |  | 0 | Per Unit | [7 empty] | 1305.8928 | 1267.4842 | 38.4086 | 0.029412 |  | 15 |  |  |  | 38.4086 | [8 empty] | 0 | 0 | 0 | 0 | 0 | 0 | 0 | [5 empty] | 0
FL Zone 2Lodging/HospitalityTurnover |  | XXXXXXXX | Yes | Equipment | Geothermal Heat Pump | Geothermal Heat Pump | Code-Compliant Air Source Heat Pump | Commercial | Turnover | Lodging/Hospitality | FL Zone 2 | Space Heating | Residential/split system heat pump |  | 0 | Per Unit | [7 empty] | 1581.4482 | 1534.935 | 46.5132 | 0.029412 |  | 15 |  |  |  | 46.5132 | [8 empty] | 0 | 0 | 0 | 0 | 0 | 0 | 0 | [5 empty] | 0
FL Zone 2MiscellaneousTurnover |  | XXXXXXXX | Yes | Equipment | Geothermal Heat Pump | Geothermal Heat Pump | Code-Compliant Air Source Heat Pump | Commercial | Turnover | Miscellaneous | FL Zone 2 | Space Heating | Residential/split system heat pump |  | 0 | Per Unit | [7 empty] | 826.6661 | 802.3524 | 24.3137 | 0.029412 |  | 15 |  |  |  | 24.3137 | [8 empty] | 0 | 0 | 0 | 0 | 0 | 0 | 0 | [5 empty] | 0
FL Zone 2OfficesTurnover |  | XXXXXXXX | Yes | Equipment | Geothermal Heat Pump | Geothermal Heat Pump | Code-Compliant Air Source Heat Pump | Commercial | Turnover | Offices | FL Zone 2 | Space Heating | Residential/split system heat pump |  | 0 | Per Unit | [7 empty] | 874.5888 | 848.8656 | 25.7232 | 0.029412 |  | 15 |  |  |  | 25.7232 | [8 empty] | 0 | 0 | 0 | 0 | 0 | 0 | 0 | [5 empty] | 0
FL Zone 2RestaurantsTurnover |  | XXXXXXXX | Yes | Equipment | Geothermal Heat Pump | Geothermal Heat Pump | Code-Compliant Air Source Heat Pump | Commercial | Turnover | Restaurants | FL Zone 2 | Space Heating | Residential/split system heat pump |  | 0 | Per Unit | [7 empty] | 5523.0881 | 5360.6443 | 162.4438 | 0.029412 |  | 15 |  |  |  | 162.4438 | [8 empty] | 0 | 0 | 0 | 0 | 0 | 0 | 0 | [5 empty] | 0
FL Zone 2RetailTurnover |  | XXXXXXXX | Yes | Equipment | Geothermal Heat Pump | Geothermal Heat Pump | Code-Compliant Air Source Heat Pump | Commercial | Turnover | Retail | FL Zone 2 | Space Heating | Residential/split system heat pump |  | 0 | Per Unit | [7 empty] | 3462.4131 | 3360.5775 | 101.8357 | 0.029412 |  | 15 |  |  |  | 101.8357 | [8 empty] | 0 | 0 | 0 | 0 | 0 | 0 | 0 | [5 empty] | 0
FL Zone 2Schools K-12Turnover |  | XXXXXXXX | Yes | Equipment | Geothermal Heat Pump | Geothermal Heat Pump | Code-Compliant Air Source Heat Pump | Commercial | Turnover | Schools K-12 | FL Zone 2 | Space Heating | Residential/split system heat pump |  | 0 | Per Unit | [7 empty] | 3186.8578 | 3093.1267 | 93.7311 | 0.029412 |  | 15 |  |  |  | 93.7311 | [8 empty] | 0 | 0 | 0 | 0 | 0 | 0 | 0 | [5 empty] | 0
FL Zone 2WarehouseTurnover |  | XXXXXXXX | Yes | Equipment | Geothermal Heat Pump | Geothermal Heat Pump | Code-Compliant Air Source Heat Pump | Commercial | Turnover | Warehouse | FL Zone 2 | Space Heating | Residential/split system heat pump |  | 0 | Per Unit | [7 empty] | 826.6661 | 802.3524 | 24.3137 | 0.029412 |  | 15 |  |  |  | 24.3137 | [8 empty] | 0 | 0 | 0 | 0 | 0 | 0 | 0 | [5 empty] | 0
FL Zone 2AssemblyNew |  | XXXXXXXX | Yes | Equipment | Geothermal Heat Pump | Geothermal Heat Pump | Code-Compliant Air Source Heat Pump | Commercial | New | Assembly | FL Zone 2 | Space Heating | Residential/split system heat pump |  | 0 | Per Unit | [7 empty] | 1497.5835 | 1453.537 | 44.0466 | 0.029412 |  | 15 |  |  |  | 44.0466 | [8 empty] | 0 | 0 | 0 | 0 | 0 | 0 | 0 | [5 empty] | 0
FL Zone 2College and UniversityNew |  | XXXXXXXX | Yes | Equipment | Geothermal Heat Pump | Geothermal Heat Pump | Code-Compliant Air Source Heat Pump | Commercial | New | College and University | FL Zone 2 | Space Heating | Residential/split system heat pump |  | 0 | Per Unit | [7 empty] | 1497.5835 | 1453.537 | 44.0466 | 0.029412 |  | 15 |  |  |  | 44.0466 | [8 empty] | 0 | 0 | 0 | 0 | 0 | 0 | 0 | [5 empty] | 0
FL Zone 2GroceryNew |  | XXXXXXXX | Yes | Equipment | Geothermal Heat Pump | Geothermal Heat Pump | Code-Compliant Air Source Heat Pump | Commercial | New | Grocery | FL Zone 2 | Space Heating | Residential/split system heat pump |  | 0 | Per Unit | [7 empty] | 2575.8437 | 2500.0836 | 75.7601 | 0.029412 |  | 15 |  |  |  | 75.7601 | [8 empty] | 0 | 0 | 0 | 0 | 0 | 0 | 0 | [5 empty] | 0
FL Zone 2HealthcareNew |  | XXXXXXXX | Yes | Equipment | Geothermal Heat Pump | Geothermal Heat Pump | Code-Compliant Air Source Heat Pump | Commercial | New | Healthcare | FL Zone 2 | Space Heating | Residential/split system heat pump |  | 0 | Per Unit | [7 empty] | 2348.211 | 2279.146 | 69.065 | 0.029412 |  | 15 |  |  |  | 69.065 | [8 empty] | 0 | 0 | 0 | 0 | 0 | 0 | 0 | [5 empty] | 0
FL Zone 2HospitalsNew |  | XXXXXXXX | Yes | Equipment | Geothermal Heat Pump | Geothermal Heat Pump | Code-Compliant Air Source Heat Pump | Commercial | New | Hospitals | FL Zone 2 | Space Heating | Residential/split system heat pump |  | 0 | Per Unit | [7 empty] | 2671.689 | 2593.1099 | 78.5791 | 0.029412 |  | 15 |  |  |  | 78.5791 | [8 empty] | 0 | 0 | 0 | 0 | 0 | 0 | 0 | [5 empty] | 0
FL Zone 2InstitutionalNew |  | XXXXXXXX | Yes | Equipment | Geothermal Heat Pump | Geothermal Heat Pump | Code-Compliant Air Source Heat Pump | Commercial | New | Institutional | FL Zone 2 | Space Heating | Residential/split system heat pump |  | 0 | Per Unit | [7 empty] | 1305.8928 | 1267.4842 | 38.4086 | 0.029412 |  | 15 |  |  |  | 38.4086 | [8 empty] | 0 | 0 | 0 | 0 | 0 | 0 | 0 | [5 empty] | 0
FL Zone 2Lodging/HospitalityNew |  | XXXXXXXX | Yes | Equipment | Geothermal Heat Pump | Geothermal Heat Pump | Code-Compliant Air Source Heat Pump | Commercial | New | Lodging/Hospitality | FL Zone 2 | Space Heating | Residential/split system heat pump |  | 0 | Per Unit | [7 empty] | 1581.4482 | 1534.935 | 46.5132 | 0.029412 |  | 15 |  |  |  | 46.5132 | [8 empty] | 0 | 0 | 0 | 0 | 0 | 0 | 0 | [5 empty] | 0
FL Zone 2MiscellaneousNew |  | XXXXXXXX | Yes | Equipment | Geothermal Heat Pump | Geothermal Heat Pump | Code-Compliant Air Source Heat Pump | Commercial | New | Miscellaneous | FL Zone 2 | Space Heating | Residential/split system heat pump |  | 0 | Per Unit | [7 empty] | 826.6661 | 802.3524 | 24.3137 | 0.029412 |  | 15 |  |  |  | 24.3137 | [8 empty] | 0 | 0 | 0 | 0 | 0 | 0 | 0 | [5 empty] | 0
FL Zone 2OfficesNew |  | XXXXXXXX | Yes | Equipment | Geothermal Heat Pump | Geothermal Heat Pump | Code-Compliant Air Source Heat Pump | Commercial | New | Offices | FL Zone 2 | Space Heating | Residential/split system heat pump |  | 0 | Per Unit | [7 empty] | 874.5888 | 848.8656 | 25.7232 | 0.029412 |  | 15 |  |  |  | 25.7232 | [8 empty] | 0 | 0 | 0 | 0 | 0 | 0 | 0 | [5 empty] | 0
FL Zone 2RestaurantsNew |  | XXXXXXXX | Yes | Equipment | Geothermal Heat Pump | Geothermal Heat Pump | Code-Compliant Air Source Heat Pump | Commercial | New | Restaurants | FL Zone 2 | Space Heating | Residential/split system heat pump |  | 0 | Per Unit | [7 empty] | 5523.0881 | 5360.6443 | 162.4438 | 0.029412 |  | 15 |  |  |  | 162.4438 | [8 empty] | 0 | 0 | 0 | 0 | 0 | 0 | 0 | [5 empty] | 0
FL Zone 2RetailNew |  | XXXXXXXX | Yes | Equipment | Geothermal Heat Pump | Geothermal Heat Pump | Code-Compliant Air Source Heat Pump | Commercial | New | Retail | FL Zone 2 | Space Heating | Residential/split system heat pump |  | 0 | Per Unit | [7 empty] | 3462.4131 | 3360.5775 | 101.8357 | 0.029412 |  | 15 |  |  |  | 101.8357 | [8 empty] | 0 | 0 | 0 | 0 | 0 | 0 | 0 | [5 empty] | 0
FL Zone 2Schools K-12New |  | XXXXXXXX | Yes | Equipment | Geothermal Heat Pump | Geothermal Heat Pump | Code-Compliant Air Source Heat Pump | Commercial | New | Schools K-12 | FL Zone 2 | Space Heating | Residential/split system heat pump |  | 0 | Per Unit | [7 empty] | 3186.8578 | 3093.1267 | 93.7311 | 0.029412 |  | 15 |  |  |  | 93.7311 | [8 empty] | 0 | 0 | 0 | 0 | 0 | 0 | 0 | [5 empty] | 0
FL Zone 2WarehouseNew |  | XXXXXXXX | Yes | Equipment | Geothermal Heat Pump | Geothermal Heat Pump | Code-Compliant Air Source Heat Pump | Commercial | New | Warehouse | FL Zone 2 | Space Heating | Residential/split system heat pump |  | 0 | Per Unit | [7 empty] | 826.6661 | 802.3524 | 24.3137 | 0.029412 |  | 15 |  |  |  | 24.3137 | [8 empty] | 0 | 0 | 0 | 0 | 0 | 0 | 0 | [5 empty] | 0
FL Zone 2AssemblyExisting |  | XXXXXXXX | Yes | Nonequipment | Green Roof | Green Roof | Code-Compliant Flat Roof | Commercial | Existing | Assembly | FL Zone 2 | Space Heating |  |  | 0 | Square feet | [7 empty] | 0.59244 | 0.50064 | 0.091806 | 0.15496 |  | 15 |  |  |  | 0.091806 | [8 empty] | 0 | 0 | 0 | 0 | 0 | 0 | 0 | [5 empty] | 0
FL Zone 2College and UniversityExisting |  | XXXXXXXX | Yes | Nonequipment | Green Roof | Green Roof | Code-Compliant Flat Roof | Commercial | Existing | College and University | FL Zone 2 | Space Heating |  |  | 0 | Square feet | [7 empty] | 1.7285 | 1.6367 | 0.091806 | 0.053114 |  | 15 |  |  |  | 0.091806 | [8 empty] | 0 | 0 | 0 | 0 | 0 | 0 | 0 | [5 empty] | 0
FL Zone 2GroceryExisting |  | XXXXXXXX | Yes | Nonequipment | Green Roof | Green Roof | Code-Compliant Flat Roof | Commercial | Existing | Grocery | FL Zone 2 | Space Heating |  |  | 0 | Square feet | [7 empty] | 4.8505 | 4.7586 | 0.091806 | 0.018927 |  | 15 |  |  |  | 0.091806 | [8 empty] | 0 | 0 | 0 | 0 | 0 | 0 | 0 | [5 empty] | 0
FL Zone 2HealthcareExisting |  | XXXXXXXX | Yes | Nonequipment | Green Roof | Green Roof | Code-Compliant Flat Roof | Commercial | Existing | Healthcare | FL Zone 2 | Space Heating |  |  | 0 | Square feet | [7 empty] | 2.3592 | 2.2674 | 0.091806 | 0.038915 |  | 15 |  |  |  | 0.091806 | [8 empty] | 0 | 0 | 0 | 0 | 0 | 0 | 0 | [5 empty] | 0
FL Zone 2HospitalsExisting |  | XXXXXXXX | Yes | Nonequipment | Green Roof | Green Roof | Code-Compliant Flat Roof | Commercial | Existing | Hospitals | FL Zone 2 | Space Heating |  |  | 0 | Square feet | [7 empty] | 12.716 | 12.6242 | 0.091806 | 0.0072197 |  | 15 |  |  |  | 0.091806 | [8 empty] | 0 | 0 | 0 | 0 | 0 | 0 | 0 | [5 empty] | 0
FL Zone 2InstitutionalExisting |  | XXXXXXXX | Yes | Nonequipment | Green Roof | Green Roof | Code-Compliant Flat Roof | Commercial | Existing | Institutional | FL Zone 2 | Space Heating |  |  | 0 | Square feet | [7 empty] | 8.8017 | 8.7099 | 0.091806 | 0.010431 |  | 15 |  |  |  | 0.091806 | [8 empty] | 0 | 0 | 0 | 0 | 0 | 0 | 0 | [5 empty] | 0
FL Zone 2Lodging/HospitalityExisting |  | XXXXXXXX | Yes | Nonequipment | Green Roof | Green Roof | Code-Compliant Flat Roof | Commercial | Existing | Lodging/Hospitality | FL Zone 2 | Space Heating |  |  | 0 | Square feet | [7 empty] | 5.4316 | 5.3398 | 0.091806 | 0.016902 |  | 15 |  |  |  | 0.091806 | [8 empty] | 0 | 0 | 0 | 0 | 0 | 0 | 0 | [5 empty] | 0
FL Zone 2MiscellaneousExisting |  | XXXXXXXX | Yes | Nonequipment | Green Roof | Green Roof | Code-Compliant Flat Roof | Commercial | Existing | Miscellaneous | FL Zone 2 | Space Heating |  |  | 0 | Square feet | [7 empty] | 16.7729 | 16.6811 | 0.091806 | 0.0054735 |  | 15 |  |  |  | 0.091806 | [8 empty] | 0 | 0 | 0 | 0 | 0 | 0 | 0 | [5 empty] | 0
FL Zone 2OfficesExisting |  | XXXXXXXX | Yes | Nonequipment | Green Roof | Green Roof | Code-Compliant Flat Roof | Commercial | Existing | Offices | FL Zone 2 | Space Heating |  |  | 0 | Square feet | [7 empty] | 9.1029 | 9.0111 | 0.091806 | 0.010085 |  | 15 |  |  |  | 0.091806 | [8 empty] | 0 | 0 | 0 | 0 | 0 | 0 | 0 | [5 empty] | 0
FL Zone 2RestaurantsExisting |  | XXXXXXXX | Yes | Nonequipment | Green Roof | Green Roof | Code-Compliant Flat Roof | Commercial | Existing | Restaurants | FL Zone 2 | Space Heating |  |  | 0 | Square feet | [7 empty] | 4.9042 | 4.8124 | 0.091806 | 0.01872 |  | 15 |  |  |  | 0.091806 | [8 empty] | 0 | 0 | 0 | 0 | 0 | 0 | 0 | [5 empty] | 0
FL Zone 2RetailExisting |  | XXXXXXXX | Yes | Nonequipment | Green Roof | Green Roof | Code-Compliant Flat Roof | Commercial | Existing | Retail | FL Zone 2 | Space Heating |  |  | 0 | Square feet | [7 empty] | 0.93572 | 0.84391 | 0.091806 | 0.098113 |  | 15 |  |  |  | 0.091806 | [8 empty] | 0 | 0 | 0 | 0 | 0 | 0 | 0 | [5 empty] | 0
FL Zone 2Schools K-12Existing |  | XXXXXXXX | Yes | Nonequipment | Green Roof | Green Roof | Code-Compliant Flat Roof | Commercial | Existing | Schools K-12 | FL Zone 2 | Space Heating |  |  | 0 | Square feet | [7 empty] | 0.79861 | 0.7068 | 0.091806 | 0.11496 |  | 15 |  |  |  | 0.091806 | [8 empty] | 0 | 0 | 0 | 0 | 0 | 0 | 0 | [5 empty] | 0
FL Zone 2WarehouseExisting |  | XXXXXXXX | Yes | Nonequipment | Green Roof | Green Roof | Code-Compliant Flat Roof | Commercial | Existing | Warehouse | FL Zone 2 | Space Heating |  |  | 0 | Square feet | [7 empty] | 0.21938 | 0.12757 | 0.091806 | 0.41848 |  | 15 |  |  |  | 0.091806 | [8 empty] | 0 | 0 | 0 | 0 | 0 | 0 | 0 | [5 empty] | 0
FL Zone 2AssemblyNew |  | XXXXXXXX | Yes | Nonequipment | Green Roof | Green Roof | Code-Compliant Flat Roof | Commercial | New | Assembly | FL Zone 2 | Space Heating |  |  | 0 | Square feet | [7 empty] | 0.59244 | 0.50924 | 0.083199 | 0.14043 |  | 15 |  |  |  | 0.083199 | [8 empty] | 0 | 0 | 0 | 0 | 0 | 0 | 0 | [5 empty] | 0
FL Zone 2College and UniversityNew |  | XXXXXXXX | Yes | Nonequipment | Green Roof | Green Roof | Code-Compliant Flat Roof | Commercial | New | College and University | FL Zone 2 | Space Heating |  |  | 0 | Square feet | [7 empty] | 1.7285 | 1.6453 | 0.083199 | 0.048135 |  | 15 |  |  |  | 0.083199 | [8 empty] | 0 | 0 | 0 | 0 | 0 | 0 | 0 | [5 empty] | 0
FL Zone 2GroceryNew |  | XXXXXXXX | Yes | Nonequipment | Green Roof | Green Roof | Code-Compliant Flat Roof | Commercial | New | Grocery | FL Zone 2 | Space Heating |  |  | 0 | Square feet | [7 empty] | 4.8505 | 4.7673 | 0.083199 | 0.017153 |  | 15 |  |  |  | 0.083199 | [8 empty] | 0 | 0 | 0 | 0 | 0 | 0 | 0 | [5 empty] | 0
FL Zone 2HealthcareNew |  | XXXXXXXX | Yes | Nonequipment | Green Roof | Green Roof | Code-Compliant Flat Roof | Commercial | New | Healthcare | FL Zone 2 | Space Heating |  |  | 0 | Square feet | [7 empty] | 2.3592 | 2.276 | 0.083199 | 0.035266 |  | 15 |  |  |  | 0.083199 | [8 empty] | 0 | 0 | 0 | 0 | 0 | 0 | 0 | [5 empty] | 0
FL Zone 2HospitalsNew |  | XXXXXXXX | Yes | Nonequipment | Green Roof | Green Roof | Code-Compliant Flat Roof | Commercial | New | Hospitals | FL Zone 2 | Space Heating |  |  | 0 | Square feet | [7 empty] | 12.716 | 12.6328 | 0.083199 | 0.0065429 |  | 15 |  |  |  | 0.083199 | [8 empty] | 0 | 0 | 0 | 0 | 0 | 0 | 0 | [5 empty] | 0
FL Zone 2InstitutionalNew |  | XXXXXXXX | Yes | Nonequipment | Green Roof | Green Roof | Code-Compliant Flat Roof | Commercial | New | Institutional | FL Zone 2 | Space Heating |  |  | 0 | Square feet | [7 empty] | 8.8017 | 8.7185 | 0.083199 | 0.0094527 |  | 15 |  |  |  | 0.083199 | [8 empty] | 0 | 0 | 0 | 0 | 0 | 0 | 0 | [5 empty] | 0
FL Zone 2Lodging/HospitalityNew |  | XXXXXXXX | Yes | Nonequipment | Green Roof | Green Roof | Code-Compliant Flat Roof | Commercial | New | Lodging/Hospitality | FL Zone 2 | Space Heating |  |  | 0 | Square feet | [7 empty] | 5.4316 | 5.3484 | 0.083199 | 0.015318 |  | 15 |  |  |  | 0.083199 | [8 empty] | 0 | 0 | 0 | 0 | 0 | 0 | 0 | [5 empty] | 0
FL Zone 2MiscellaneousNew |  | XXXXXXXX | Yes | Nonequipment | Green Roof | Green Roof | Code-Compliant Flat Roof | Commercial | New | Miscellaneous | FL Zone 2 | Space Heating |  |  | 0 | Square feet | [7 empty] | 16.7729 | 16.6897 | 0.083199 | 0.0049604 |  | 15 |  |  |  | 0.083199 | [8 empty] | 0 | 0 | 0 | 0 | 0 | 0 | 0 | [5 empty] | 0
FL Zone 2OfficesNew |  | XXXXXXXX | Yes | Nonequipment | Green Roof | Green Roof | Code-Compliant Flat Roof | Commercial | New | Offices | FL Zone 2 | Space Heating |  |  | 0 | Square feet | [7 empty] | 9.1029 | 9.0197 | 0.083199 | 0.0091399 |  | 15 |  |  |  | 0.083199 | [8 empty] | 0 | 0 | 0 | 0 | 0 | 0 | 0 | [5 empty] | 0
FL Zone 2RestaurantsNew |  | XXXXXXXX | Yes | Nonequipment | Green Roof | Green Roof | Code-Compliant Flat Roof | Commercial | New | Restaurants | FL Zone 2 | Space Heating |  |  | 0 | Square feet | [7 empty] | 4.9042 | 4.821 | 0.083199 | 0.016965 |  | 15 |  |  |  | 0.083199 | [8 empty] | 0 | 0 | 0 | 0 | 0 | 0 | 0 | [5 empty] | 0
FL Zone 2RetailNew |  | XXXXXXXX | Yes | Nonequipment | Green Roof | Green Roof | Code-Compliant Flat Roof | Commercial | New | Retail | FL Zone 2 | Space Heating |  |  | 0 | Square feet | [7 empty] | 0.93572 | 0.85252 | 0.083199 | 0.088915 |  | 15 |  |  |  | 0.083199 | [8 empty] | 0 | 0 | 0 | 0 | 0 | 0 | 0 | [5 empty] | 0
FL Zone 2Schools K-12New |  | XXXXXXXX | Yes | Nonequipment | Green Roof | Green Roof | Code-Compliant Flat Roof | Commercial | New | Schools K-12 | FL Zone 2 | Space Heating |  |  | 0 | Square feet | [7 empty] | 0.79861 | 0.71541 | 0.083199 | 0.10418 |  | 15 |  |  |  | 0.083199 | [8 empty] | 0 | 0 | 0 | 0 | 0 | 0 | 0 | [5 empty] | 0
FL Zone 2WarehouseNew |  | XXXXXXXX | Yes | Nonequipment | Green Roof | Green Roof | Code-Compliant Flat Roof | Commercial | New | Warehouse | FL Zone 2 | Space Heating |  |  | 0 | Square feet | [7 empty] | 0.21938 | 0.13618 | 0.083199 | 0.37925 |  | 15 |  |  |  | 0.083199 | [8 empty] | 0 | 0 | 0 | 0 | 0 | 0 | 0 | [5 empty] | 0
FL Zone 2AssemblyExisting |  | XXXXXXXX | Yes | Nonequipment | Green Roof | Green Roof | Code-Compliant Flat Roof | Commercial | Existing | Assembly | FL Zone 2 | Space Cooling |  |  | 0 | Square feet | [7 empty] | 3.1952 | 3.1014 | 0.093787 | 0.029352 |  | 15 |  |  |  | 0.093787 | [8 empty] | 0 | 0 | 0 | 0 | 0 | 0 | 0 | [5 empty] | 0
FL Zone 2College and UniversityExisting |  | XXXXXXXX | Yes | Nonequipment | Green Roof | Green Roof | Code-Compliant Flat Roof | Commercial | Existing | College and University | FL Zone 2 | Space Cooling |  |  | 0 | Square feet | [7 empty] | 9.3222 | 9.2284 | 0.093787 | 0.010061 |  | 15 |  |  |  | 0.093787 | [8 empty] | 0 | 0 | 0 | 0 | 0 | 0 | 0 | [5 empty] | 0
FL Zone 2GroceryExisting |  | XXXXXXXX | Yes | Nonequipment | Green Roof | Green Roof | Code-Compliant Flat Roof | Commercial | Existing | Grocery | FL Zone 2 | Space Cooling |  |  | 0 | Square feet | [7 empty] | 26.16 | 26.0663 | 0.093787 | 0.0035851 |  | 15 |  |  |  | 0.093787 | [8 empty] | 0 | 0 | 0 | 0 | 0 | 0 | 0 | [5 empty] | 0
FL Zone 2HealthcareExisting |  | XXXXXXXX | Yes | Nonequipment | Green Roof | Green Roof | Code-Compliant Flat Roof | Commercial | Existing | Healthcare | FL Zone 2 | Space Cooling |  |  | 0 | Square feet | [7 empty] | 12.7238 | 12.63 | 0.093787 | 0.007371 |  | 15 |  |  |  | 0.093787 | [8 empty] | 0 | 0 | 0 | 0 | 0 | 0 | 0 | [5 empty] | 0
FL Zone 2HospitalsExisting |  | XXXXXXXX | Yes | Nonequipment | Green Roof | Green Roof | Code-Compliant Flat Roof | Commercial | Existing | Hospitals | FL Zone 2 | Space Cooling |  |  | 0 | Square feet | [7 empty] | 68.5815 | 68.4877 | 0.093787 | 0.0013675 |  | 15 |  |  |  | 0.093787 | [8 empty] | 0 | 0 | 0 | 0 | 0 | 0 | 0 | [5 empty] | 0
FL Zone 2InstitutionalExisting |  | XXXXXXXX | Yes | Nonequipment | Green Roof | Green Roof | Code-Compliant Flat Roof | Commercial | Existing | Institutional | FL Zone 2 | Space Cooling |  |  | 0 | Square feet | [7 empty] | 47.4704 | 47.3766 | 0.093787 | 0.0019757 |  | 15 |  |  |  | 0.093787 | [8 empty] | 0 | 0 | 0 | 0 | 0 | 0 | 0 | [5 empty] | 0
FL Zone 2Lodging/HospitalityExisting |  | XXXXXXXX | Yes | Nonequipment | Green Roof | Green Roof | Code-Compliant Flat Roof | Commercial | Existing | Lodging/Hospitality | FL Zone 2 | Space Cooling |  |  | 0 | Square feet | [7 empty] | 29.2942 | 29.2004 | 0.093787 | 0.0032016 |  | 15 |  |  |  | 0.093787 | [8 empty] | 0 | 0 | 0 | 0 | 0 | 0 | 0 | [5 empty] | 0
FL Zone 2MiscellaneousExisting |  | XXXXXXXX | Yes | Nonequipment | Green Roof | Green Roof | Code-Compliant Flat Roof | Commercial | Existing | Miscellaneous | FL Zone 2 | Space Cooling |  |  | 0 | Square feet | [7 empty] | 90.4615 | 90.3677 | 0.093787 | 0.0010368 |  | 15 |  |  |  | 0.093787 | [8 empty] | 0 | 0 | 0 | 0 | 0 | 0 | 0 | [5 empty] | 0
FL Zone 2OfficesExisting |  | XXXXXXXX | Yes | Nonequipment | Green Roof | Green Roof | Code-Compliant Flat Roof | Commercial | Existing | Offices | FL Zone 2 | Space Cooling |  |  | 0 | Square feet | [7 empty] | 49.095 | 49.0012 | 0.093787 | 0.0019103 |  | 15 |  |  |  | 0.093787 | [8 empty] | 0 | 0 | 0 | 0 | 0 | 0 | 0 | [5 empty] | 0
FL Zone 2RestaurantsExisting |  | XXXXXXXX | Yes | Nonequipment | Green Roof | Green Roof | Code-Compliant Flat Roof | Commercial | Existing | Restaurants | FL Zone 2 | Space Cooling |  |  | 0 | Square feet | [7 empty] | 26.4498 | 26.356 | 0.093787 | 0.0035459 |  | 15 |  |  |  | 0.093787 | [8 empty] | 0 | 0 | 0 | 0 | 0 | 0 | 0 | [5 empty] | 0
FL Zone 2RetailExisting |  | XXXXXXXX | Yes | Nonequipment | Green Roof | Green Roof | Code-Compliant Flat Roof | Commercial | Existing | Retail | FL Zone 2 | Space Cooling |  |  | 0 | Square feet | [7 empty] | 5.0466 | 4.9529 | 0.093787 | 0.018584 |  | 15 |  |  |  | 0.093787 | [8 empty] | 0 | 0 | 0 | 0 | 0 | 0 | 0 | [5 empty] | 0
FL Zone 2Schools K-12Existing |  | XXXXXXXX | Yes | Nonequipment | Green Roof | Green Roof | Code-Compliant Flat Roof | Commercial | Existing | Schools K-12 | FL Zone 2 | Space Cooling |  |  | 0 | Square feet | [7 empty] | 4.3072 | 4.2134 | 0.093787 | 0.021775 |  | 15 |  |  |  | 0.093787 | [8 empty] | 0 | 0 | 0 | 0 | 0 | 0 | 0 | [5 empty] | 0
FL Zone 2WarehouseExisting |  | XXXXXXXX | Yes | Nonequipment | Green Roof | Green Roof | Code-Compliant Flat Roof | Commercial | Existing | Warehouse | FL Zone 2 | Space Cooling |  |  | 0 | Square feet | [7 empty] | 1.1832 | 1.0894 | 0.093787 | 0.079267 |  | 15 |  |  |  | 0.093787 | [8 empty] | 0 | 0 | 0 | 0 | 0 | 0 | 0 | [5 empty] | 0
FL Zone 2AssemblyNew |  | XXXXXXXX | Yes | Nonequipment | Green Roof | Green Roof | Code-Compliant Flat Roof | Commercial | New | Assembly | FL Zone 2 | Space Cooling |  |  | 0 | Square feet | [7 empty] | 3.1952 | 3.1014 | 0.093787 | 0.029352 |  | 15 |  |  |  | 0.093787 | [8 empty] | 0 | 0 | 0 | 0 | 0 | 0 | 0 | [5 empty] | 0
FL Zone 2College and UniversityNew |  | XXXXXXXX | Yes | Nonequipment | Green Roof | Green Roof | Code-Compliant Flat Roof | Commercial | New | College and University | FL Zone 2 | Space Cooling |  |  | 0 | Square feet | [7 empty] | 9.3222 | 9.2284 | 0.093787 | 0.010061 |  | 15 |  |  |  | 0.093787 | [8 empty] | 0 | 0 | 0 | 0 | 0 | 0 | 0 | [5 empty] | 0
FL Zone 2GroceryNew |  | XXXXXXXX | Yes | Nonequipment | Green Roof | Green Roof | Code-Compliant Flat Roof | Commercial | New | Grocery | FL Zone 2 | Space Cooling |  |  | 0 | Square feet | [7 empty] | 26.16 | 26.0663 | 0.093787 | 0.0035851 |  | 15 |  |  |  | 0.093787 | [8 empty] | 0 | 0 | 0 | 0 | 0 | 0 | 0 | [5 empty] | 0
FL Zone 2HealthcareNew |  | XXXXXXXX | Yes | Nonequipment | Green Roof | Green Roof | Code-Compliant Flat Roof | Commercial | New | Healthcare | FL Zone 2 | Space Cooling |  |  | 0 | Square feet | [7 empty] | 12.7238 | 12.63 | 0.093787 | 0.007371 |  | 15 |  |  |  | 0.093787 | [8 empty] | 0 | 0 | 0 | 0 | 0 | 0 | 0 | [5 empty] | 0
FL Zone 2HospitalsNew |  | XXXXXXXX | Yes | Nonequipment | Green Roof | Green Roof | Code-Compliant Flat Roof | Commercial | New | Hospitals | FL Zone 2 | Space Cooling |  |  | 0 | Square feet | [7 empty] | 68.5815 | 68.4877 | 0.093787 | 0.0013675 |  | 15 |  |  |  | 0.093787 | [8 empty] | 0 | 0 | 0 | 0 | 0 | 0 | 0 | [5 empty] | 0
FL Zone 2InstitutionalNew |  | XXXXXXXX | Yes | Nonequipment | Green Roof | Green Roof | Code-Compliant Flat Roof | Commercial | New | Institutional | FL Zone 2 | Space Cooling |  |  | 0 | Square feet | [7 empty] | 47.4704 | 47.3766 | 0.093787 | 0.0019757 |  | 15 |  |  |  | 0.093787 | [8 empty] | 0 | 0 | 0 | 0 | 0 | 0 | 0 | [5 empty] | 0
FL Zone 2Lodging/HospitalityNew |  | XXXXXXXX | Yes | Nonequipment | Green Roof | Green Roof | Code-Compliant Flat Roof | Commercial | New | Lodging/Hospitality | FL Zone 2 | Space Cooling |  |  | 0 | Square feet | [7 empty] | 29.2942 | 29.2004 | 0.093787 | 0.0032016 |  | 15 |  |  |  | 0.093787 | [8 empty] | 0 | 0 | 0 | 0 | 0 | 0 | 0 | [5 empty] | 0
FL Zone 2MiscellaneousNew |  | XXXXXXXX | Yes | Nonequipment | Green Roof | Green Roof | Code-Compliant Flat Roof | Commercial | New | Miscellaneous | FL Zone 2 | Space Cooling |  |  | 0 | Square feet | [7 empty] | 90.4615 | 90.3677 | 0.093787 | 0.0010368 |  | 15 |  |  |  | 0.093787 | [8 empty] | 0 | 0 | 0 | 0 | 0 | 0 | 0 | [5 empty] | 0
FL Zone 2OfficesNew |  | XXXXXXXX | Yes | Nonequipment | Green Roof | Green Roof | Code-Compliant Flat Roof | Commercial | New | Offices | FL Zone 2 | Space Cooling |  |  | 0 | Square feet | [7 empty] | 49.095 | 49.0012 | 0.093787 | 0.0019103 |  | 15 |  |  |  | 0.093787 | [8 empty] | 0 | 0 | 0 | 0 | 0 | 0 | 0 | [5 empty] | 0
FL Zone 2RestaurantsNew |  | XXXXXXXX | Yes | Nonequipment | Green Roof | Green Roof | Code-Compliant Flat Roof | Commercial | New | Restaurants | FL Zone 2 | Space Cooling |  |  | 0 | Square feet | [7 empty] | 26.4498 | 26.356 | 0.093787 | 0.0035459 |  | 15 |  |  |  | 0.093787 | [8 empty] | 0 | 0 | 0 | 0 | 0 | 0 | 0 | [5 empty] | 0
FL Zone 2RetailNew |  | XXXXXXXX | Yes | Nonequipment | Green Roof | Green Roof | Code-Compliant Flat Roof | Commercial | New | Retail | FL Zone 2 | Space Cooling |  |  | 0 | Square feet | [7 empty] | 5.0466 | 4.9529 | 0.093787 | 0.018584 |  | 15 |  |  |  | 0.093787 | [8 empty] | 0 | 0 | 0 | 0 | 0 | 0 | 0 | [5 empty] | 0
FL Zone 2Schools K-12New |  | XXXXXXXX | Yes | Nonequipment | Green Roof | Green Roof | Code-Compliant Flat Roof | Commercial | New | Schools K-12 | FL Zone 2 | Space Cooling |  |  | 0 | Square feet | [7 empty] | 4.3072 | 4.2134 | 0.093787 | 0.021775 |  | 15 |  |  |  | 0.093787 | [8 empty] | 0 | 0 | 0 | 0 | 0 | 0 | 0 | [5 empty] | 0
FL Zone 2WarehouseNew |  | XXXXXXXX | Yes | Nonequipment | Green Roof | Green Roof | Code-Compliant Flat Roof | Commercial | New | Warehouse | FL Zone 2 | Space Cooling |  |  | 0 | Square feet | [7 empty] | 1.1832 | 1.0894 | 0.093787 | 0.079267 |  | 15 |  |  |  | 0.093787 | [8 empty] | 0 | 0 | 0 | 0 | 0 | 0 | 0 | [5 empty] | 0
FL Zone 2AssemblyTurnover |  | XXXXXXXX | Yes | Equipment | Heat Pump Pool Heater | Heat Pump Swimming Pool Heater | Electric Resistance Swimming Pool Heater | Commercial | Turnover | Assembly | FL Zone 2 | Miscellaneous | Pool pump |  | 0 | Per Unit | [7 empty] | 11764.7059 | 2352.9412 | 9411.7647 | 0.8 |  | 15 |  |  |  | 9411.7647 | [8 empty] | 0 | 0 | 0 | 0 | 0 | 0 | 0 | [5 empty] | 0
FL Zone 2College and UniversityTurnover |  | XXXXXXXX | Yes | Equipment | Heat Pump Pool Heater | Heat Pump Swimming Pool Heater | Electric Resistance Swimming Pool Heater | Commercial | Turnover | College and University | FL Zone 2 | Miscellaneous | Pool pump |  | 0 | Per Unit | [7 empty] | 11764.7059 | 2352.9412 | 9411.7647 | 0.8 |  | 15 |  |  |  | 9411.7647 | [8 empty] | 0 | 0 | 0 | 0 | 0 | 0 | 0 | [5 empty] | 0
FL Zone 2GroceryTurnover |  | XXXXXXXX | Yes | Equipment | Heat Pump Pool Heater | Heat Pump Swimming Pool Heater | Electric Resistance Swimming Pool Heater | Commercial | Turnover | Grocery | FL Zone 2 | Miscellaneous | Pool pump |  | 0 | Per Unit | [7 empty] | 11764.7059 | 2352.9412 | 9411.7647 | 0.8 |  | 15 |  |  |  | 9411.7647 | [8 empty] | 0 | 0 | 0 | 0 | 0 | 0 | 0 | [5 empty] | 0
FL Zone 2HealthcareTurnover |  | XXXXXXXX | Yes | Equipment | Heat Pump Pool Heater | Heat Pump Swimming Pool Heater | Electric Resistance Swimming Pool Heater | Commercial | Turnover | Healthcare | FL Zone 2 | Miscellaneous | Pool pump |  | 0 | Per Unit | [7 empty] | 11764.7059 | 2352.9412 | 9411.7647 | 0.8 |  | 15 |  |  |  | 9411.7647 | [8 empty] | 0 | 0 | 0 | 0 | 0 | 0 | 0 | [5 empty] | 0
FL Zone 2HospitalsTurnover |  | XXXXXXXX | Yes | Equipment | Heat Pump Pool Heater | Heat Pump Swimming Pool Heater | Electric Resistance Swimming Pool Heater | Commercial | Turnover | Hospitals | FL Zone 2 | Miscellaneous | Pool pump |  | 0 | Per Unit | [7 empty] | 11764.7059 | 2352.9412 | 9411.7647 | 0.8 |  | 15 |  |  |  | 9411.7647 | [8 empty] | 0 | 0 | 0 | 0 | 0 | 0 | 0 | [5 empty] | 0
FL Zone 2InstitutionalTurnover |  | XXXXXXXX | Yes | Equipment | Heat Pump Pool Heater | Heat Pump Swimming Pool Heater | Electric Resistance Swimming Pool Heater | Commercial | Turnover | Institutional | FL Zone 2 | Miscellaneous | Pool pump |  | 0 | Per Unit | [7 empty] | 11764.7059 | 2352.9412 | 9411.7647 | 0.8 |  | 15 |  |  |  | 9411.7647 | [8 empty] | 0 | 0 | 0 | 0 | 0 | 0 | 0 | [5 empty] | 0
FL Zone 2Lodging/HospitalityTurnover |  | XXXXXXXX | Yes | Equipment | Heat Pump Pool Heater | Heat Pump Swimming Pool Heater | Electric Resistance Swimming Pool Heater | Commercial | Turnover | Lodging/Hospitality | FL Zone 2 | Miscellaneous | Pool pump |  | 0 | Per Unit | [7 empty] | 11764.7059 | 2352.9412 | 9411.7647 | 0.8 |  | 15 |  |  |  | 9411.7647 | [8 empty] | 0 | 0 | 0 | 0 | 0 | 0 | 0 | [5 empty] | 0
FL Zone 2MiscellaneousTurnover |  | XXXXXXXX | Yes | Equipment | Heat Pump Pool Heater | Heat Pump Swimming Pool Heater | Electric Resistance Swimming Pool Heater | Commercial | Turnover | Miscellaneous | FL Zone 2 | Miscellaneous | Pool pump |  | 0 | Per Unit | [7 empty] | 11764.7059 | 2352.9412 | 9411.7647 | 0.8 |  | 15 |  |  |  | 9411.7647 | [8 empty] | 0 | 0 | 0 | 0 | 0 | 0 | 0 | [5 empty] | 0
FL Zone 2OfficesTurnover |  | XXXXXXXX | Yes | Equipment | Heat Pump Pool Heater | Heat Pump Swimming Pool Heater | Electric Resistance Swimming Pool Heater | Commercial | Turnover | Offices | FL Zone 2 | Miscellaneous | Pool pump |  | 0 | Per Unit | [7 empty] | 11764.7059 | 2352.9412 | 9411.7647 | 0.8 |  | 15 |  |  |  | 9411.7647 | [8 empty] | 0 | 0 | 0 | 0 | 0 | 0 | 0 | [5 empty] | 0
FL Zone 2RestaurantsTurnover |  | XXXXXXXX | Yes | Equipment | Heat Pump Pool Heater | Heat Pump Swimming Pool Heater | Electric Resistance Swimming Pool Heater | Commercial | Turnover | Restaurants | FL Zone 2 | Miscellaneous | Pool pump |  | 0 | Per Unit | [7 empty] | 11764.7059 | 2352.9412 | 9411.7647 | 0.8 |  | 15 |  |  |  | 9411.7647 | [8 empty] | 0 | 0 | 0 | 0 | 0 | 0 | 0 | [5 empty] | 0
FL Zone 2RetailTurnover |  | XXXXXXXX | Yes | Equipment | Heat Pump Pool Heater | Heat Pump Swimming Pool Heater | Electric Resistance Swimming Pool Heater | Commercial | Turnover | Retail | FL Zone 2 | Miscellaneous | Pool pump |  | 0 | Per Unit | [7 empty] | 11764.7059 | 2352.9412 | 9411.7647 | 0.8 |  | 15 |  |  |  | 9411.7647 | [8 empty] | 0 | 0 | 0 | 0 | 0 | 0 | 0 | [5 empty] | 0
FL Zone 2Schools K-12Turnover |  | XXXXXXXX | Yes | Equipment | Heat Pump Pool Heater | Heat Pump Swimming Pool Heater | Electric Resistance Swimming Pool Heater | Commercial | Turnover | Schools K-12 | FL Zone 2 | Miscellaneous | Pool pump |  | 0 | Per Unit | [7 empty] | 11764.7059 | 2352.9412 | 9411.7647 | 0.8 |  | 15 |  |  |  | 9411.7647 | [8 empty] | 0 | 0 | 0 | 0 | 0 | 0 | 0 | [5 empty] | 0
FL Zone 2WarehouseTurnover |  | XXXXXXXX | Yes | Equipment | Heat Pump Pool Heater | Heat Pump Swimming Pool Heater | Electric Resistance Swimming Pool Heater | Commercial | Turnover | Warehouse | FL Zone 2 | Miscellaneous | Pool pump |  | 0 | Per Unit | [7 empty] | 11764.7059 | 2352.9412 | 9411.7647 | 0.8 |  | 15 |  |  |  | 9411.7647 | [8 empty] | 0 | 0 | 0 | 0 | 0 | 0 | 0 | [5 empty] | 0
FL Zone 2AssemblyNew |  | XXXXXXXX | Yes | Equipment | Heat Pump Pool Heater | Heat Pump Swimming Pool Heater | Electric Resistance Swimming Pool Heater | Commercial | New | Assembly | FL Zone 2 | Miscellaneous | Pool pump |  | 0 | Per Unit | [7 empty] | 11764.7059 | 2352.9412 | 9411.7647 | 0.8 |  | 15 |  |  |  | 9411.7647 | [8 empty] | 0 | 0 | 0 | 0 | 0 | 0 | 0 | [5 empty] | 0
FL Zone 2College and UniversityNew |  | XXXXXXXX | Yes | Equipment | Heat Pump Pool Heater | Heat Pump Swimming Pool Heater | Electric Resistance Swimming Pool Heater | Commercial | New | College and University | FL Zone 2 | Miscellaneous | Pool pump |  | 0 | Per Unit | [7 empty] | 11764.7059 | 2352.9412 | 9411.7647 | 0.8 |  | 15 |  |  |  | 9411.7647 | [8 empty] | 0 | 0 | 0 | 0 | 0 | 0 | 0 | [5 empty] | 0
FL Zone 2GroceryNew |  | XXXXXXXX | Yes | Equipment | Heat Pump Pool Heater | Heat Pump Swimming Pool Heater | Electric Resistance Swimming Pool Heater | Commercial | New | Grocery | FL Zone 2 | Miscellaneous | Pool pump |  | 0 | Per Unit | [7 empty] | 11764.7059 | 2352.9412 | 9411.7647 | 0.8 |  | 15 |  |  |  | 9411.7647 | [8 empty] | 0 | 0 | 0 | 0 | 0 | 0 | 0 | [5 empty] | 0
FL Zone 2HealthcareNew |  | XXXXXXXX | Yes | Equipment | Heat Pump Pool Heater | Heat Pump Swimming Pool Heater | Electric Resistance Swimming Pool Heater | Commercial | New | Healthcare | FL Zone 2 | Miscellaneous | Pool pump |  | 0 | Per Unit | [7 empty] | 11764.7059 | 2352.9412 | 9411.7647 | 0.8 |  | 15 |  |  |  | 9411.7647 | [8 empty] | 0 | 0 | 0 | 0 | 0 | 0 | 0 | [5 empty] | 0
FL Zone 2HospitalsNew |  | XXXXXXXX | Yes | Equipment | Heat Pump Pool Heater | Heat Pump Swimming Pool Heater | Electric Resistance Swimming Pool Heater | Commercial | New | Hospitals | FL Zone 2 | Miscellaneous | Pool pump |  | 0 | Per Unit | [7 empty] | 11764.7059 | 2352.9412 | 9411.7647 | 0.8 |  | 15 |  |  |  | 9411.7647 | [8 empty] | 0 | 0 | 0 | 0 | 0 | 0 | 0 | [5 empty] | 0
FL Zone 2InstitutionalNew |  | XXXXXXXX | Yes | Equipment | Heat Pump Pool Heater | Heat Pump Swimming Pool Heater | Electric Resistance Swimming Pool Heater | Commercial | New | Institutional | FL Zone 2 | Miscellaneous | Pool pump |  | 0 | Per Unit | [7 empty] | 11764.7059 | 2352.9412 | 9411.7647 | 0.8 |  | 15 |  |  |  | 9411.7647 | [8 empty] | 0 | 0 | 0 | 0 | 0 | 0 | 0 | [5 empty] | 0
FL Zone 2Lodging/HospitalityNew |  | XXXXXXXX | Yes | Equipment | Heat Pump Pool Heater | Heat Pump Swimming Pool Heater | Electric Resistance Swimming Pool Heater | Commercial | New | Lodging/Hospitality | FL Zone 2 | Miscellaneous | Pool pump |  | 0 | Per Unit | [7 empty] | 11764.7059 | 2352.9412 | 9411.7647 | 0.8 |  | 15 |  |  |  | 9411.7647 | [8 empty] | 0 | 0 | 0 | 0 | 0 | 0 | 0 | [5 empty] | 0
FL Zone 2MiscellaneousNew |  | XXXXXXXX | Yes | Equipment | Heat Pump Pool Heater | Heat Pump Swimming Pool Heater | Electric Resistance Swimming Pool Heater | Commercial | New | Miscellaneous | FL Zone 2 | Miscellaneous | Pool pump |  | 0 | Per Unit | [7 empty] | 11764.7059 | 2352.9412 | 9411.7647 | 0.8 |  | 15 |  |  |  | 9411.7647 | [8 empty] | 0 | 0 | 0 | 0 | 0 | 0 | 0 | [5 empty] | 0
FL Zone 2OfficesNew |  | XXXXXXXX | Yes | Equipment | Heat Pump Pool Heater | Heat Pump Swimming Pool Heater | Electric Resistance Swimming Pool Heater | Commercial | New | Offices | FL Zone 2 | Miscellaneous | Pool pump |  | 0 | Per Unit | [7 empty] | 11764.7059 | 2352.9412 | 9411.7647 | 0.8 |  | 15 |  |  |  | 9411.7647 | [8 empty] | 0 | 0 | 0 | 0 | 0 | 0 | 0 | [5 empty] | 0
FL Zone 2RestaurantsNew |  | XXXXXXXX | Yes | Equipment | Heat Pump Pool Heater | Heat Pump Swimming Pool Heater | Electric Resistance Swimming Pool Heater | Commercial | New | Restaurants | FL Zone 2 | Miscellaneous | Pool pump |  | 0 | Per Unit | [7 empty] | 11764.7059 | 2352.9412 | 9411.7647 | 0.8 |  | 15 |  |  |  | 9411.7647 | [8 empty] | 0 | 0 | 0 | 0 | 0 | 0 | 0 | [5 empty] | 0
FL Zone 2RetailNew |  | XXXXXXXX | Yes | Equipment | Heat Pump Pool Heater | Heat Pump Swimming Pool Heater | Electric Resistance Swimming Pool Heater | Commercial | New | Retail | FL Zone 2 | Miscellaneous | Pool pump |  | 0 | Per Unit | [7 empty] | 11764.7059 | 2352.9412 | 9411.7647 | 0.8 |  | 15 |  |  |  | 9411.7647 | [8 empty] | 0 | 0 | 0 | 0 | 0 | 0 | 0 | [5 empty] | 0
FL Zone 2Schools K-12New |  | XXXXXXXX | Yes | Equipment | Heat Pump Pool Heater | Heat Pump Swimming Pool Heater | Electric Resistance Swimming Pool Heater | Commercial | New | Schools K-12 | FL Zone 2 | Miscellaneous | Pool pump |  | 0 | Per Unit | [7 empty] | 11764.7059 | 2352.9412 | 9411.7647 | 0.8 |  | 15 |  |  |  | 9411.7647 | [8 empty] | 0 | 0 | 0 | 0 | 0 | 0 | 0 | [5 empty] | 0
FL Zone 2WarehouseNew |  | XXXXXXXX | Yes | Equipment | Heat Pump Pool Heater | Heat Pump Swimming Pool Heater | Electric Resistance Swimming Pool Heater | Commercial | New | Warehouse | FL Zone 2 | Miscellaneous | Pool pump |  | 0 | Per Unit | [7 empty] | 11764.7059 | 2352.9412 | 9411.7647 | 0.8 |  | 15 |  |  |  | 9411.7647 | [8 empty] | 0 | 0 | 0 | 0 | 0 | 0 | 0 | [5 empty] | 0
FL Zone 2AssemblyTurnover |  | XXXXXXXX | Yes | Equipment | Heat Pump Water Heater | Efficient 50 Gallon Electric Heat Pump Water Heater | Code-Compliant 50 Gallon Electric Heat Pump Water Heater | Commercial | Turnover | Assembly | FL Zone 2 | Domestic Hot Water | Centralized water heaters |  | 0 | Per Unit | [7 empty] | 7192.4897 | 2494.2763 | 4698.2135 | 0.65321 |  | 10 |  |  |  | 4698.2135 | [8 empty] | 0 | 0 | 0 | 0 | 0 | 0 | 0 | [5 empty] | 0
FL Zone 2College and UniversityTurnover |  | XXXXXXXX | Yes | Equipment | Heat Pump Water Heater | Efficient 50 Gallon Electric Heat Pump Water Heater | Code-Compliant 50 Gallon Electric Heat Pump Water Heater | Commercial | Turnover | College and University | FL Zone 2 | Domestic Hot Water | Centralized water heaters |  | 0 | Per Unit | [7 empty] | 165427.2641 | 57368.354 | 108058.9101 | 0.65321 |  | 10 |  |  |  | 108058.9101 | [8 empty] | 0 | 0 | 0 | 0 | 0 | 0 | 0 | [5 empty] | 0
FL Zone 2GroceryTurnover |  | XXXXXXXX | Yes | Equipment | Heat Pump Water Heater | Efficient 50 Gallon Electric Heat Pump Water Heater | Code-Compliant 50 Gallon Electric Heat Pump Water Heater | Commercial | Turnover | Grocery | FL Zone 2 | Domestic Hot Water | Centralized water heaters |  | 0 | Per Unit | [7 empty] | 14384.9795 | 4988.5525 | 9396.427 | 0.65321 |  | 10 |  |  |  | 9396.427 | [8 empty] | 0 | 0 | 0 | 0 | 0 | 0 | 0 | [5 empty] | 0
FL Zone 2HealthcareTurnover |  | XXXXXXXX | Yes | Equipment | Heat Pump Water Heater | Efficient 50 Gallon Electric Heat Pump Water Heater | Code-Compliant 50 Gallon Electric Heat Pump Water Heater | Commercial | Turnover | Healthcare | FL Zone 2 | Domestic Hot Water | Centralized water heaters |  | 0 | Per Unit | [7 empty] | 9589.9863 | 3325.7017 | 6264.2846 | 0.65321 |  | 10 |  |  |  | 6264.2846 | [8 empty] | 0 | 0 | 0 | 0 | 0 | 0 | 0 | [5 empty] | 0
FL Zone 2HospitalsTurnover |  | XXXXXXXX | Yes | Equipment | Heat Pump Water Heater | Efficient 50 Gallon Electric Heat Pump Water Heater | Code-Compliant 50 Gallon Electric Heat Pump Water Heater | Commercial | Turnover | Hospitals | FL Zone 2 | Domestic Hot Water | Centralized water heaters |  | 0 | Per Unit | [7 empty] | 290097.0863 | 100602.4758 | 189494.6105 | 0.65321 |  | 10 |  |  |  | 189494.6105 | [8 empty] | 0 | 0 | 0 | 0 | 0 | 0 | 0 | [5 empty] | 0
FL Zone 2InstitutionalTurnover |  | XXXXXXXX | Yes | Equipment | Heat Pump Water Heater | Efficient 50 Gallon Electric Heat Pump Water Heater | Code-Compliant 50 Gallon Electric Heat Pump Water Heater | Commercial | Turnover | Institutional | FL Zone 2 | Domestic Hot Water | Centralized water heaters |  | 0 | Per Unit | [7 empty] | 575399.1794 | 199542.1007 | 375857.0786 | 0.65321 |  | 10 |  |  |  | 375857.0786 | [8 empty] | 0 | 0 | 0 | 0 | 0 | 0 | 0 | [5 empty] | 0
FL Zone 2Lodging/HospitalityTurnover |  | XXXXXXXX | Yes | Equipment | Heat Pump Water Heater | Efficient 50 Gallon Electric Heat Pump Water Heater | Code-Compliant 50 Gallon Electric Heat Pump Water Heater | Commercial | Turnover | Lodging/Hospitality | FL Zone 2 | Domestic Hot Water | Centralized water heaters |  | 0 | Per Unit | [7 empty] | 69047.9015 | 23945.0521 | 45102.8494 | 0.65321 |  | 10 |  |  |  | 45102.8494 | [8 empty] | 0 | 0 | 0 | 0 | 0 | 0 | 0 | [5 empty] | 0
FL Zone 2MiscellaneousTurnover |  | XXXXXXXX | Yes | Equipment | Heat Pump Water Heater | Efficient 50 Gallon Electric Heat Pump Water Heater | Code-Compliant 50 Gallon Electric Heat Pump Water Heater | Commercial | Turnover | Miscellaneous | FL Zone 2 | Domestic Hot Water | Centralized water heaters |  | 0 | Per Unit | [7 empty] | 431549.3845 | 149656.5756 | 281892.809 | 0.65321 |  | 10 |  |  |  | 281892.809 | [8 empty] | 0 | 0 | 0 | 0 | 0 | 0 | 0 | [5 empty] | 0
FL Zone 2OfficesTurnover |  | XXXXXXXX | Yes | Equipment | Heat Pump Water Heater | Efficient 50 Gallon Electric Heat Pump Water Heater | Code-Compliant 50 Gallon Electric Heat Pump Water Heater | Commercial | Turnover | Offices | FL Zone 2 | Domestic Hot Water | Centralized water heaters |  | 0 | Per Unit | [7 empty] | 59937.4145 | 20785.6355 | 39151.779 | 0.65321 |  | 10 |  |  |  | 39151.779 | [8 empty] | 0 | 0 | 0 | 0 | 0 | 0 | 0 | [5 empty] | 0
FL Zone 2RestaurantsTurnover |  | XXXXXXXX | Yes | Equipment | Heat Pump Water Heater | Efficient 50 Gallon Electric Heat Pump Water Heater | Code-Compliant 50 Gallon Electric Heat Pump Water Heater | Commercial | Turnover | Restaurants | FL Zone 2 | Domestic Hot Water | Centralized water heaters |  | 0 | Per Unit | [7 empty] | 23974.9658 | 8314.2542 | 15660.7116 | 0.65321 |  | 10 |  |  |  | 15660.7116 | [8 empty] | 0 | 0 | 0 | 0 | 0 | 0 | 0 | [5 empty] | 0
FL Zone 2RetailTurnover |  | XXXXXXXX | Yes | Equipment | Heat Pump Water Heater | Efficient 50 Gallon Electric Heat Pump Water Heater | Code-Compliant 50 Gallon Electric Heat Pump Water Heater | Commercial | Turnover | Retail | FL Zone 2 | Domestic Hot Water | Centralized water heaters |  | 0 | Per Unit | [7 empty] | 42723.3891 | 14816.001 | 27907.3881 | 0.65321 |  | 10 |  |  |  | 27907.3881 | [8 empty] | 0 | 0 | 0 | 0 | 0 | 0 | 0 | [5 empty] | 0
FL Zone 2Schools K-12Turnover |  | XXXXXXXX | Yes | Equipment | Heat Pump Water Heater | Efficient 50 Gallon Electric Heat Pump Water Heater | Code-Compliant 50 Gallon Electric Heat Pump Water Heater | Commercial | Turnover | Schools K-12 | FL Zone 2 | Domestic Hot Water | Centralized water heaters |  | 0 | Per Unit | [7 empty] | 2996.9364 | 1039.3046 | 1957.6319 | 0.65321 |  | 10 |  |  |  | 1957.6319 | [8 empty] | 0 | 0 | 0 | 0 | 0 | 0 | 0 | [5 empty] | 0
FL Zone 2WarehouseTurnover |  | XXXXXXXX | Yes | Equipment | Heat Pump Water Heater | Efficient 50 Gallon Electric Heat Pump Water Heater | Code-Compliant 50 Gallon Electric Heat Pump Water Heater | Commercial | Turnover | Warehouse | FL Zone 2 | Domestic Hot Water | Centralized water heaters |  | 0 | Per Unit | [7 empty] | 14384.9795 | 4988.5525 | 9396.427 | 0.65321 |  | 10 |  |  |  | 9396.427 | [8 empty] | 0 | 0 | 0 | 0 | 0 | 0 | 0 | [5 empty] | 0
FL Zone 2AssemblyNew |  | XXXXXXXX | Yes | Equipment | Heat Pump Water Heater | Efficient 50 Gallon Electric Heat Pump Water Heater | Code-Compliant 50 Gallon Electric Heat Pump Water Heater | Commercial | New | Assembly | FL Zone 2 | Domestic Hot Water | Centralized water heaters |  | 0 | Per Unit | [7 empty] | 7192.4897 | 2494.2763 | 4698.2135 | 0.65321 |  | 10 |  |  |  | 4698.2135 | [8 empty] | 0 | 0 | 0 | 0 | 0 | 0 | 0 | [5 empty] | 0
FL Zone 2College and UniversityNew |  | XXXXXXXX | Yes | Equipment | Heat Pump Water Heater | Efficient 50 Gallon Electric Heat Pump Water Heater | Code-Compliant 50 Gallon Electric Heat Pump Water Heater | Commercial | New | College and University | FL Zone 2 | Domestic Hot Water | Centralized water heaters |  | 0 | Per Unit | [7 empty] | 165427.2641 | 57368.354 | 108058.9101 | 0.65321 |  | 10 |  |  |  | 108058.9101 | [8 empty] | 0 | 0 | 0 | 0 | 0 | 0 | 0 | [5 empty] | 0
FL Zone 2GroceryNew |  | XXXXXXXX | Yes | Equipment | Heat Pump Water Heater | Efficient 50 Gallon Electric Heat Pump Water Heater | Code-Compliant 50 Gallon Electric Heat Pump Water Heater | Commercial | New | Grocery | FL Zone 2 | Domestic Hot Water | Centralized water heaters |  | 0 | Per Unit | [7 empty] | 14384.9795 | 4988.5525 | 9396.427 | 0.65321 |  | 10 |  |  |  | 9396.427 | [8 empty] | 0 | 0 | 0 | 0 | 0 | 0 | 0 | [5 empty] | 0
FL Zone 2HealthcareNew |  | XXXXXXXX | Yes | Equipment | Heat Pump Water Heater | Efficient 50 Gallon Electric Heat Pump Water Heater | Code-Compliant 50 Gallon Electric Heat Pump Water Heater | Commercial | New | Healthcare | FL Zone 2 | Domestic Hot Water | Centralized water heaters |  | 0 | Per Unit | [7 empty] | 9589.9863 | 3325.7017 | 6264.2846 | 0.65321 |  | 10 |  |  |  | 6264.2846 | [8 empty] | 0 | 0 | 0 | 0 | 0 | 0 | 0 | [5 empty] | 0
FL Zone 2HospitalsNew |  | XXXXXXXX | Yes | Equipment | Heat Pump Water Heater | Efficient 50 Gallon Electric Heat Pump Water Heater | Code-Compliant 50 Gallon Electric Heat Pump Water Heater | Commercial | New | Hospitals | FL Zone 2 | Domestic Hot Water | Centralized water heaters |  | 0 | Per Unit | [7 empty] | 290097.0863 | 100602.4758 | 189494.6105 | 0.65321 |  | 10 |  |  |  | 189494.6105 | [8 empty] | 0 | 0 | 0 | 0 | 0 | 0 | 0 | [5 empty] | 0
FL Zone 2InstitutionalNew |  | XXXXXXXX | Yes | Equipment | Heat Pump Water Heater | Efficient 50 Gallon Electric Heat Pump Water Heater | Code-Compliant 50 Gallon Electric Heat Pump Water Heater | Commercial | New | Institutional | FL Zone 2 | Domestic Hot Water | Centralized water heaters |  | 0 | Per Unit | [7 empty] | 575399.1794 | 199542.1007 | 375857.0786 | 0.65321 |  | 10 |  |  |  | 375857.0786 | [8 empty] | 0 | 0 | 0 | 0 | 0 | 0 | 0 | [5 empty] | 0
FL Zone 2Lodging/HospitalityNew |  | XXXXXXXX | Yes | Equipment | Heat Pump Water Heater | Efficient 50 Gallon Electric Heat Pump Water Heater | Code-Compliant 50 Gallon Electric Heat Pump Water Heater | Commercial | New | Lodging/Hospitality | FL Zone 2 | Domestic Hot Water | Centralized water heaters |  | 0 | Per Unit | [7 empty] | 69047.9015 | 23945.0521 | 45102.8494 | 0.65321 |  | 10 |  |  |  | 45102.8494 | [8 empty] | 0 | 0 | 0 | 0 | 0 | 0 | 0 | [5 empty] | 0
FL Zone 2MiscellaneousNew |  | XXXXXXXX | Yes | Equipment | Heat Pump Water Heater | Efficient 50 Gallon Electric Heat Pump Water Heater | Code-Compliant 50 Gallon Electric Heat Pump Water Heater | Commercial | New | Miscellaneous | FL Zone 2 | Domestic Hot Water | Centralized water heaters |  | 0 | Per Unit | [7 empty] | 431549.3845 | 149656.5756 | 281892.809 | 0.65321 |  | 10 |  |  |  | 281892.809 | [8 empty] | 0 | 0 | 0 | 0 | 0 | 0 | 0 | [5 empty] | 0
FL Zone 2OfficesNew |  | XXXXXXXX | Yes | Equipment | Heat Pump Water Heater | Efficient 50 Gallon Electric Heat Pump Water Heater | Code-Compliant 50 Gallon Electric Heat Pump Water Heater | Commercial | New | Offices | FL Zone 2 | Domestic Hot Water | Centralized water heaters |  | 0 | Per Unit | [7 empty] | 59937.4145 | 20785.6355 | 39151.779 | 0.65321 |  | 10 |  |  |  | 39151.779 | [8 empty] | 0 | 0 | 0 | 0 | 0 | 0 | 0 | [5 empty] | 0
FL Zone 2RestaurantsNew |  | XXXXXXXX | Yes | Equipment | Heat Pump Water Heater | Efficient 50 Gallon Electric Heat Pump Water Heater | Code-Compliant 50 Gallon Electric Heat Pump Water Heater | Commercial | New | Restaurants | FL Zone 2 | Domestic Hot Water | Centralized water heaters |  | 0 | Per Unit | [7 empty] | 23974.9658 | 8314.2542 | 15660.7116 | 0.65321 |  | 10 |  |  |  | 15660.7116 | [8 empty] | 0 | 0 | 0 | 0 | 0 | 0 | 0 | [5 empty] | 0
FL Zone 2RetailNew |  | XXXXXXXX | Yes | Equipment | Heat Pump Water Heater | Efficient 50 Gallon Electric Heat Pump Water Heater | Code-Compliant 50 Gallon Electric Heat Pump Water Heater | Commercial | New | Retail | FL Zone 2 | Domestic Hot Water | Centralized water heaters |  | 0 | Per Unit | [7 empty] | 42723.3891 | 14816.001 | 27907.3881 | 0.65321 |  | 10 |  |  |  | 27907.3881 | [8 empty] | 0 | 0 | 0 | 0 | 0 | 0 | 0 | [5 empty] | 0
FL Zone 2Schools K-12New |  | XXXXXXXX | Yes | Equipment | Heat Pump Water Heater | Efficient 50 Gallon Electric Heat Pump Water Heater | Code-Compliant 50 Gallon Electric Heat Pump Water Heater | Commercial | New | Schools K-12 | FL Zone 2 | Domestic Hot Water | Centralized water heaters |  | 0 | Per Unit | [7 empty] | 2996.9364 | 1039.3046 | 1957.6319 | 0.65321 |  | 10 |  |  |  | 1957.6319 | [8 empty] | 0 | 0 | 0 | 0 | 0 | 0 | 0 | [5 empty] | 0
FL Zone 2WarehouseNew |  | XXXXXXXX | Yes | Equipment | Heat Pump Water Heater | Efficient 50 Gallon Electric Heat Pump Water Heater | Code-Compliant 50 Gallon Electric Heat Pump Water Heater | Commercial | New | Warehouse | FL Zone 2 | Domestic Hot Water | Centralized water heaters |  | 0 | Per Unit | [7 empty] | 14384.9795 | 4988.5525 | 9396.427 | 0.65321 |  | 10 |  |  |  | 9396.427 | [8 empty] | 0 | 0 | 0 | 0 | 0 | 0 | 0 | [5 empty] | 0
FL Zone 2AssemblyTurnover |  | XXXXXXXX | Yes | Equipment | High Bay Fluorescent (T5) | One 4' 4-Lamp High Bay T5 Fixture | Average Lumen Equivalent High Intensity Discharge Fixture | Commercial | Turnover | Assembly | FL Zone 2 | Interior Lighting | High bay |  | 0 | Per Unit | [7 empty] | 898.2707 | 322.112 | 576.1587 | 0.64141 |  | 15 |  |  |  | 576.1587 | [8 empty] | 0 | 0 | 0 | 0 | 0 | 0 | 0 | [5 empty] | 0
FL Zone 2College and UniversityTurnover |  | XXXXXXXX | Yes | Equipment | High Bay Fluorescent (T5) | One 4' 4-Lamp High Bay T5 Fixture | Average Lumen Equivalent High Intensity Discharge Fixture | Commercial | Turnover | College and University | FL Zone 2 | Interior Lighting | High bay |  | 0 | Per Unit | [7 empty] | 1376.7653 | 493.696 | 883.0693 | 0.64141 |  | 15 |  |  |  | 883.0693 | [8 empty] | 0 | 0 | 0 | 0 | 0 | 0 | 0 | [5 empty] | 0
FL Zone 2GroceryTurnover |  | XXXXXXXX | Yes | Equipment | High Bay Fluorescent (T5) | One 4' 4-Lamp High Bay T5 Fixture | Average Lumen Equivalent High Intensity Discharge Fixture | Commercial | Turnover | Grocery | FL Zone 2 | Interior Lighting | High bay |  | 0 | Per Unit | [7 empty] | 1731.576 | 620.928 | 1110.648 | 0.64141 |  | 15 |  |  |  | 1110.648 | [8 empty] | 0 | 0 | 0 | 0 | 0 | 0 | 0 | [5 empty] | 0
FL Zone 2HealthcareTurnover |  | XXXXXXXX | Yes | Equipment | High Bay Fluorescent (T5) | One 4' 4-Lamp High Bay T5 Fixture | Average Lumen Equivalent High Intensity Discharge Fixture | Commercial | Turnover | Healthcare | FL Zone 2 | Interior Lighting | High bay |  | 0 | Per Unit | [7 empty] | 1570.412 | 563.136 | 1007.276 | 0.64141 |  | 15 |  |  |  | 1007.276 | [8 empty] | 0 | 0 | 0 | 0 | 0 | 0 | 0 | [5 empty] | 0
FL Zone 2HospitalsTurnover |  | XXXXXXXX | Yes | Equipment | High Bay Fluorescent (T5) | One 4' 4-Lamp High Bay T5 Fixture | Average Lumen Equivalent High Intensity Discharge Fixture | Commercial | Turnover | Hospitals | FL Zone 2 | Interior Lighting | High bay |  | 0 | Per Unit | [7 empty] | 2124.4913 | 761.824 | 1362.6673 | 0.64141 |  | 15 |  |  |  | 1362.6673 | [8 empty] | 0 | 0 | 0 | 0 | 0 | 0 | 0 | [5 empty] | 0
FL Zone 2InstitutionalTurnover |  | XXXXXXXX | Yes | Equipment | High Bay Fluorescent (T5) | One 4' 4-Lamp High Bay T5 Fixture | Average Lumen Equivalent High Intensity Discharge Fixture | Commercial | Turnover | Institutional | FL Zone 2 | Interior Lighting | High bay |  | 0 | Per Unit | [7 empty] | 1030.3877 | 369.488 | 660.8997 | 0.64141 |  | 15 |  |  |  | 660.8997 | [8 empty] | 0 | 0 | 0 | 0 | 0 | 0 | 0 | [5 empty] | 0
FL Zone 2Lodging/HospitalityTurnover |  | XXXXXXXX | Yes | Equipment | High Bay Fluorescent (T5) | One 4' 4-Lamp High Bay T5 Fixture | Average Lumen Equivalent High Intensity Discharge Fixture | Commercial | Turnover | Lodging/Hospitality | FL Zone 2 | Interior Lighting | High bay |  | 0 | Per Unit | [7 empty] | 1172.4993 | 420.448 | 752.0513 | 0.64141 |  | 15 |  |  |  | 752.0513 | [8 empty] | 0 | 0 | 0 | 0 | 0 | 0 | 0 | [5 empty] | 0
FL Zone 2MiscellaneousTurnover |  | XXXXXXXX | Yes | Equipment | High Bay Fluorescent (T5) | One 4' 4-Lamp High Bay T5 Fixture | Average Lumen Equivalent High Intensity Discharge Fixture | Commercial | Turnover | Miscellaneous | FL Zone 2 | Interior Lighting | High bay |  | 0 | Per Unit | [7 empty] | 1376.7653 | 493.696 | 883.0693 | 0.64141 |  | 15 |  |  |  | 883.0693 | [8 empty] | 0 | 0 | 0 | 0 | 0 | 0 | 0 | [5 empty] | 0
FL Zone 2OfficesTurnover |  | XXXXXXXX | Yes | Equipment | High Bay Fluorescent (T5) | One 4' 4-Lamp High Bay T5 Fixture | Average Lumen Equivalent High Intensity Discharge Fixture | Commercial | Turnover | Offices | FL Zone 2 | Interior Lighting | High bay |  | 0 | Per Unit | [7 empty] | 1016.0203 | 364.336 | 651.6843 | 0.64141 |  | 15 |  |  |  | 651.6843 | [8 empty] | 0 | 0 | 0 | 0 | 0 | 0 | 0 | [5 empty] | 0
FL Zone 2RestaurantsTurnover |  | XXXXXXXX | Yes | Equipment | High Bay Fluorescent (T5) | One 4' 4-Lamp High Bay T5 Fixture | Average Lumen Equivalent High Intensity Discharge Fixture | Commercial | Turnover | Restaurants | FL Zone 2 | Interior Lighting | High bay |  | 0 | Per Unit | [7 empty] | 1048.503 | 375.984 | 672.519 | 0.64141 |  | 15 |  |  |  | 672.519 | [8 empty] | 0 | 0 | 0 | 0 | 0 | 0 | 0 | [5 empty] | 0
FL Zone 2RetailTurnover |  | XXXXXXXX | Yes | Equipment | High Bay Fluorescent (T5) | One 4' 4-Lamp High Bay T5 Fixture | Average Lumen Equivalent High Intensity Discharge Fixture | Commercial | Turnover | Retail | FL Zone 2 | Interior Lighting | High bay |  | 0 | Per Unit | [7 empty] | 1556.6693 | 558.208 | 998.4613 | 0.64141 |  | 15 |  |  |  | 998.4613 | [8 empty] | 0 | 0 | 0 | 0 | 0 | 0 | 0 | [5 empty] | 0
FL Zone 2Schools K-12Turnover |  | XXXXXXXX | Yes | Equipment | High Bay Fluorescent (T5) | One 4' 4-Lamp High Bay T5 Fixture | Average Lumen Equivalent High Intensity Discharge Fixture | Commercial | Turnover | Schools K-12 | FL Zone 2 | Interior Lighting | High bay |  | 0 | Per Unit | [7 empty] | 743.041 | 266.448 | 476.593 | 0.64141 |  | 15 |  |  |  | 476.593 | [8 empty] | 0 | 0 | 0 | 0 | 0 | 0 | 0 | [5 empty] | 0
FL Zone 2WarehouseTurnover |  | XXXXXXXX | Yes | Equipment | High Bay Fluorescent (T5) | One 4' 4-Lamp High Bay T5 Fixture | Average Lumen Equivalent High Intensity Discharge Fixture | Commercial | Turnover | Warehouse | FL Zone 2 | Interior Lighting | High bay |  | 0 | Per Unit | [7 empty] | 1194.3627 | 428.288 | 766.0747 | 0.64141 |  | 15 |  |  |  | 766.0747 | [8 empty] | 0 | 0 | 0 | 0 | 0 | 0 | 0 | [5 empty] | 0
FL Zone 2AssemblyNew |  | XXXXXXXX | Yes | Equipment | High Bay Fluorescent (T5) | One 4' 4-Lamp High Bay T5 Fixture | Average Lumen Equivalent High Intensity Discharge Fixture | Commercial | New | Assembly | FL Zone 2 | Interior Lighting | High bay |  | 0 | Per Unit | [7 empty] | 898.2707 | 322.112 | 576.1587 | 0.64141 |  | 15 |  |  |  | 576.1587 | [8 empty] | 0 | 0 | 0 | 0 | 0 | 0 | 0 | [5 empty] | 0
FL Zone 2College and UniversityNew |  | XXXXXXXX | Yes | Equipment | High Bay Fluorescent (T5) | One 4' 4-Lamp High Bay T5 Fixture | Average Lumen Equivalent High Intensity Discharge Fixture | Commercial | New | College and University | FL Zone 2 | Interior Lighting | High bay |  | 0 | Per Unit | [7 empty] | 1376.7653 | 493.696 | 883.0693 | 0.64141 |  | 15 |  |  |  | 883.0693 | [8 empty] | 0 | 0 | 0 | 0 | 0 | 0 | 0 | [5 empty] | 0
FL Zone 2GroceryNew |  | XXXXXXXX | Yes | Equipment | High Bay Fluorescent (T5) | One 4' 4-Lamp High Bay T5 Fixture | Average Lumen Equivalent High Intensity Discharge Fixture | Commercial | New | Grocery | FL Zone 2 | Interior Lighting | High bay |  | 0 | Per Unit | [7 empty] | 1731.576 | 620.928 | 1110.648 | 0.64141 |  | 15 |  |  |  | 1110.648 | [8 empty] | 0 | 0 | 0 | 0 | 0 | 0 | 0 | [5 empty] | 0
FL Zone 2HealthcareNew |  | XXXXXXXX | Yes | Equipment | High Bay Fluorescent (T5) | One 4' 4-Lamp High Bay T5 Fixture | Average Lumen Equivalent High Intensity Discharge Fixture | Commercial | New | Healthcare | FL Zone 2 | Interior Lighting | High bay |  | 0 | Per Unit | [7 empty] | 1570.412 | 563.136 | 1007.276 | 0.64141 |  | 15 |  |  |  | 1007.276 | [8 empty] | 0 | 0 | 0 | 0 | 0 | 0 | 0 | [5 empty] | 0
FL Zone 2HospitalsNew |  | XXXXXXXX | Yes | Equipment | High Bay Fluorescent (T5) | One 4' 4-Lamp High Bay T5 Fixture | Average Lumen Equivalent High Intensity Discharge Fixture | Commercial | New | Hospitals | FL Zone 2 | Interior Lighting | High bay |  | 0 | Per Unit | [7 empty] | 2124.4913 | 761.824 | 1362.6673 | 0.64141 |  | 15 |  |  |  | 1362.6673 | [8 empty] | 0 | 0 | 0 | 0 | 0 | 0 | 0 | [5 empty] | 0
FL Zone 2InstitutionalNew |  | XXXXXXXX | Yes | Equipment | High Bay Fluorescent (T5) | One 4' 4-Lamp High Bay T5 Fixture | Average Lumen Equivalent High Intensity Discharge Fixture | Commercial | New | Institutional | FL Zone 2 | Interior Lighting | High bay |  | 0 | Per Unit | [7 empty] | 1030.3877 | 369.488 | 660.8997 | 0.64141 |  | 15 |  |  |  | 660.8997 | [8 empty] | 0 | 0 | 0 | 0 | 0 | 0 | 0 | [5 empty] | 0
FL Zone 2Lodging/HospitalityNew |  | XXXXXXXX | Yes | Equipment | High Bay Fluorescent (T5) | One 4' 4-Lamp High Bay T5 Fixture | Average Lumen Equivalent High Intensity Discharge Fixture | Commercial | New | Lodging/Hospitality | FL Zone 2 | Interior Lighting | High bay |  | 0 | Per Unit | [7 empty] | 1172.4993 | 420.448 | 752.0513 | 0.64141 |  | 15 |  |  |  | 752.0513 | [8 empty] | 0 | 0 | 0 | 0 | 0 | 0 | 0 | [5 empty] | 0
FL Zone 2MiscellaneousNew |  | XXXXXXXX | Yes | Equipment | High Bay Fluorescent (T5) | One 4' 4-Lamp High Bay T5 Fixture | Average Lumen Equivalent High Intensity Discharge Fixture | Commercial | New | Miscellaneous | FL Zone 2 | Interior Lighting | High bay |  | 0 | Per Unit | [7 empty] | 1376.7653 | 493.696 | 883.0693 | 0.64141 |  | 15 |  |  |  | 883.0693 | [8 empty] | 0 | 0 | 0 | 0 | 0 | 0 | 0 | [5 empty] | 0
FL Zone 2OfficesNew |  | XXXXXXXX | Yes | Equipment | High Bay Fluorescent (T5) | One 4' 4-Lamp High Bay T5 Fixture | Average Lumen Equivalent High Intensity Discharge Fixture | Commercial | New | Offices | FL Zone 2 | Interior Lighting | High bay |  | 0 | Per Unit | [7 empty] | 1016.0203 | 364.336 | 651.6843 | 0.64141 |  | 15 |  |  |  | 651.6843 | [8 empty] | 0 | 0 | 0 | 0 | 0 | 0 | 0 | [5 empty] | 0
FL Zone 2RestaurantsNew |  | XXXXXXXX | Yes | Equipment | High Bay Fluorescent (T5) | One 4' 4-Lamp High Bay T5 Fixture | Average Lumen Equivalent High Intensity Discharge Fixture | Commercial | New | Restaurants | FL Zone 2 | Interior Lighting | High bay |  | 0 | Per Unit | [7 empty] | 1048.503 | 375.984 | 672.519 | 0.64141 |  | 15 |  |  |  | 672.519 | [8 empty] | 0 | 0 | 0 | 0 | 0 | 0 | 0 | [5 empty] | 0
FL Zone 2RetailNew |  | XXXXXXXX | Yes | Equipment | High Bay Fluorescent (T5) | One 4' 4-Lamp High Bay T5 Fixture | Average Lumen Equivalent High Intensity Discharge Fixture | Commercial | New | Retail | FL Zone 2 | Interior Lighting | High bay |  | 0 | Per Unit | [7 empty] | 1556.6693 | 558.208 | 998.4613 | 0.64141 |  | 15 |  |  |  | 998.4613 | [8 empty] | 0 | 0 | 0 | 0 | 0 | 0 | 0 | [5 empty] | 0
FL Zone 2Schools K-12New |  | XXXXXXXX | Yes | Equipment | High Bay Fluorescent (T5) | One 4' 4-Lamp High Bay T5 Fixture | Average Lumen Equivalent High Intensity Discharge Fixture | Commercial | New | Schools K-12 | FL Zone 2 | Interior Lighting | High bay |  | 0 | Per Unit | [7 empty] | 743.041 | 266.448 | 476.593 | 0.64141 |  | 15 |  |  |  | 476.593 | [8 empty] | 0 | 0 | 0 | 0 | 0 | 0 | 0 | [5 empty] | 0
FL Zone 2WarehouseNew |  | XXXXXXXX | Yes | Equipment | High Bay Fluorescent (T5) | One 4' 4-Lamp High Bay T5 Fixture | Average Lumen Equivalent High Intensity Discharge Fixture | Commercial | New | Warehouse | FL Zone 2 | Interior Lighting | High bay |  | 0 | Per Unit | [7 empty] | 1194.3627 | 428.288 | 766.0747 | 0.64141 |  | 15 |  |  |  | 766.0747 | [8 empty] | 0 | 0 | 0 | 0 | 0 | 0 | 0 | [5 empty] | 0
FL Zone 2AssemblyTurnover |  | XXXXXXXX | Yes | Equipment | High Bay LED | One 150W High Bay LED Fixture | Weighted Existing Fluorescent High-Bay Fixture | Commercial | Turnover | Assembly | FL Zone 2 | Interior Lighting | High bay |  | 0 | Per Fixture | [7 empty] | 898.2707 | 316.36 | 581.9107 | 0.64781 |  | 15 |  |  |  | 581.9107 | [8 empty] | 0 | 0 | 0 | 0 | 0 | 0 | 0 | [5 empty] | 0
FL Zone 2College and UniversityTurnover |  | XXXXXXXX | Yes | Equipment | High Bay LED | One 150W High Bay LED Fixture | Weighted Existing Fluorescent High-Bay Fixture | Commercial | Turnover | College and University | FL Zone 2 | Interior Lighting | High bay |  | 0 | Per Fixture | [7 empty] | 1376.7653 | 484.88 | 891.8853 | 0.64781 |  | 15 |  |  |  | 891.8853 | [8 empty] | 0 | 0 | 0 | 0 | 0 | 0 | 0 | [5 empty] | 0
FL Zone 2GroceryTurnover |  | XXXXXXXX | Yes | Equipment | High Bay LED | One 150W High Bay LED Fixture | Weighted Existing Fluorescent High-Bay Fixture | Commercial | Turnover | Grocery | FL Zone 2 | Interior Lighting | High bay |  | 0 | Per Fixture | [7 empty] | 1731.576 | 609.84 | 1121.736 | 0.64781 |  | 15 |  |  |  | 1121.736 | [8 empty] | 0 | 0 | 0 | 0 | 0 | 0 | 0 | [5 empty] | 0
FL Zone 2HealthcareTurnover |  | XXXXXXXX | Yes | Equipment | High Bay LED | One 150W High Bay LED Fixture | Weighted Existing Fluorescent High-Bay Fixture | Commercial | Turnover | Healthcare | FL Zone 2 | Interior Lighting | High bay |  | 0 | Per Fixture | [7 empty] | 1570.412 | 553.08 | 1017.332 | 0.64781 |  | 15 |  |  |  | 1017.332 | [8 empty] | 0 | 0 | 0 | 0 | 0 | 0 | 0 | [5 empty] | 0
FL Zone 2HospitalsTurnover |  | XXXXXXXX | Yes | Equipment | High Bay LED | One 150W High Bay LED Fixture | Weighted Existing Fluorescent High-Bay Fixture | Commercial | Turnover | Hospitals | FL Zone 2 | Interior Lighting | High bay |  | 0 | Per Fixture | [7 empty] | 2124.4913 | 748.22 | 1376.2713 | 0.64781 |  | 15 |  |  |  | 1376.2713 | [8 empty] | 0 | 0 | 0 | 0 | 0 | 0 | 0 | [5 empty] | 0
FL Zone 2InstitutionalTurnover |  | XXXXXXXX | Yes | Equipment | High Bay LED | One 150W High Bay LED Fixture | Weighted Existing Fluorescent High-Bay Fixture | Commercial | Turnover | Institutional | FL Zone 2 | Interior Lighting | High bay |  | 0 | Per Fixture | [7 empty] | 1030.3877 | 362.89 | 667.4977 | 0.64781 |  | 15 |  |  |  | 667.4977 | [8 empty] | 0 | 0 | 0 | 0 | 0 | 0 | 0 | [5 empty] | 0
FL Zone 2Lodging/HospitalityTurnover |  | XXXXXXXX | Yes | Equipment | High Bay LED | One 150W High Bay LED Fixture | Weighted Existing Fluorescent High-Bay Fixture | Commercial | Turnover | Lodging/Hospitality | FL Zone 2 | Interior Lighting | High bay |  | 0 | Per Fixture | [7 empty] | 1172.4993 | 412.94 | 759.5593 | 0.64781 |  | 15 |  |  |  | 759.5593 | [8 empty] | 0 | 0 | 0 | 0 | 0 | 0 | 0 | [5 empty] | 0
FL Zone 2MiscellaneousTurnover |  | XXXXXXXX | Yes | Equipment | High Bay LED | One 150W High Bay LED Fixture | Weighted Existing Fluorescent High-Bay Fixture | Commercial | Turnover | Miscellaneous | FL Zone 2 | Interior Lighting | High bay |  | 0 | Per Fixture | [7 empty] | 1376.7653 | 484.88 | 891.8853 | 0.64781 |  | 15 |  |  |  | 891.8853 | [8 empty] | 0 | 0 | 0 | 0 | 0 | 0 | 0 | [5 empty] | 0
FL Zone 2OfficesTurnover |  | XXXXXXXX | Yes | Equipment | High Bay LED | One 150W High Bay LED Fixture | Weighted Existing Fluorescent High-Bay Fixture | Commercial | Turnover | Offices | FL Zone 2 | Interior Lighting | High bay |  | 0 | Per Fixture | [7 empty] | 1016.0203 | 357.83 | 658.1903 | 0.64781 |  | 15 |  |  |  | 658.1903 | [8 empty] | 0 | 0 | 0 | 0 | 0 | 0 | 0 | [5 empty] | 0
FL Zone 2RestaurantsTurnover |  | XXXXXXXX | Yes | Equipment | High Bay LED | One 150W High Bay LED Fixture | Weighted Existing Fluorescent High-Bay Fixture | Commercial | Turnover | Restaurants | FL Zone 2 | Interior Lighting | High bay |  | 0 | Per Fixture | [7 empty] | 1048.503 | 369.27 | 679.233 | 0.64781 |  | 15 |  |  |  | 679.233 | [8 empty] | 0 | 0 | 0 | 0 | 0 | 0 | 0 | [5 empty] | 0
FL Zone 2RetailTurnover |  | XXXXXXXX | Yes | Equipment | High Bay LED | One 150W High Bay LED Fixture | Weighted Existing Fluorescent High-Bay Fixture | Commercial | Turnover | Retail | FL Zone 2 | Interior Lighting | High bay |  | 0 | Per Fixture | [7 empty] | 1556.6693 | 548.24 | 1008.4293 | 0.64781 |  | 15 |  |  |  | 1008.4293 | [8 empty] | 0 | 0 | 0 | 0 | 0 | 0 | 0 | [5 empty] | 0
FL Zone 2Schools K-12Turnover |  | XXXXXXXX | Yes | Equipment | High Bay LED | One 150W High Bay LED Fixture | Weighted Existing Fluorescent High-Bay Fixture | Commercial | Turnover | Schools K-12 | FL Zone 2 | Interior Lighting | High bay |  | 0 | Per Fixture | [7 empty] | 743.041 | 261.69 | 481.351 | 0.64781 |  | 15 |  |  |  | 481.351 | [8 empty] | 0 | 0 | 0 | 0 | 0 | 0 | 0 | [5 empty] | 0
FL Zone 2WarehouseTurnover |  | XXXXXXXX | Yes | Equipment | High Bay LED | One 150W High Bay LED Fixture | Weighted Existing Fluorescent High-Bay Fixture | Commercial | Turnover | Warehouse | FL Zone 2 | Interior Lighting | High bay |  | 0 | Per Fixture | [7 empty] | 1194.3627 | 420.64 | 773.7227 | 0.64781 |  | 15 |  |  |  | 773.7227 | [8 empty] | 0 | 0 | 0 | 0 | 0 | 0 | 0 | [5 empty] | 0
FL Zone 2AssemblyNew |  | XXXXXXXX | Yes | Equipment | High Bay LED | One 150W High Bay LED Fixture | Weighted Existing Fluorescent High-Bay Fixture | Commercial | New | Assembly | FL Zone 2 | Interior Lighting | High bay |  | 0 | Per Fixture | [7 empty] | 898.2707 | 316.36 | 581.9107 | 0.64781 |  | 15 |  |  |  | 581.9107 | [8 empty] | 0 | 0 | 0 | 0 | 0 | 0 | 0 | [5 empty] | 0
FL Zone 2College and UniversityNew |  | XXXXXXXX | Yes | Equipment | High Bay LED | One 150W High Bay LED Fixture | Weighted Existing Fluorescent High-Bay Fixture | Commercial | New | College and University | FL Zone 2 | Interior Lighting | High bay |  | 0 | Per Fixture | [7 empty] | 1376.7653 | 484.88 | 891.8853 | 0.64781 |  | 15 |  |  |  | 891.8853 | [8 empty] | 0 | 0 | 0 | 0 | 0 | 0 | 0 | [5 empty] | 0
FL Zone 2GroceryNew |  | XXXXXXXX | Yes | Equipment | High Bay LED | One 150W High Bay LED Fixture | Weighted Existing Fluorescent High-Bay Fixture | Commercial | New | Grocery | FL Zone 2 | Interior Lighting | High bay |  | 0 | Per Fixture | [7 empty] | 1731.576 | 609.84 | 1121.736 | 0.64781 |  | 15 |  |  |  | 1121.736 | [8 empty] | 0 | 0 | 0 | 0 | 0 | 0 | 0 | [5 empty] | 0
FL Zone 2HealthcareNew |  | XXXXXXXX | Yes | Equipment | High Bay LED | One 150W High Bay LED Fixture | Weighted Existing Fluorescent High-Bay Fixture | Commercial | New | Healthcare | FL Zone 2 | Interior Lighting | High bay |  | 0 | Per Fixture | [7 empty] | 1570.412 | 553.08 | 1017.332 | 0.64781 |  | 15 |  |  |  | 1017.332 | [8 empty] | 0 | 0 | 0 | 0 | 0 | 0 | 0 | [5 empty] | 0
FL Zone 2HospitalsNew |  | XXXXXXXX | Yes | Equipment | High Bay LED | One 150W High Bay LED Fixture | Weighted Existing Fluorescent High-Bay Fixture | Commercial | New | Hospitals | FL Zone 2 | Interior Lighting | High bay |  | 0 | Per Fixture | [7 empty] | 2124.4913 | 748.22 | 1376.2713 | 0.64781 |  | 15 |  |  |  | 1376.2713 | [8 empty] | 0 | 0 | 0 | 0 | 0 | 0 | 0 | [5 empty] | 0
FL Zone 2InstitutionalNew |  | XXXXXXXX | Yes | Equipment | High Bay LED | One 150W High Bay LED Fixture | Weighted Existing Fluorescent High-Bay Fixture | Commercial | New | Institutional | FL Zone 2 | Interior Lighting | High bay |  | 0 | Per Fixture | [7 empty] | 1030.3877 | 362.89 | 667.4977 | 0.64781 |  | 15 |  |  |  | 667.4977 | [8 empty] | 0 | 0 | 0 | 0 | 0 | 0 | 0 | [5 empty] | 0
FL Zone 2Lodging/HospitalityNew |  | XXXXXXXX | Yes | Equipment | High Bay LED | One 150W High Bay LED Fixture | Weighted Existing Fluorescent High-Bay Fixture | Commercial | New | Lodging/Hospitality | FL Zone 2 | Interior Lighting | High bay |  | 0 | Per Fixture | [7 empty] | 1172.4993 | 412.94 | 759.5593 | 0.64781 |  | 15 |  |  |  | 759.5593 | [8 empty] | 0 | 0 | 0 | 0 | 0 | 0 | 0 | [5 empty] | 0
FL Zone 2MiscellaneousNew |  | XXXXXXXX | Yes | Equipment | High Bay LED | One 150W High Bay LED Fixture | Weighted Existing Fluorescent High-Bay Fixture | Commercial | New | Miscellaneous | FL Zone 2 | Interior Lighting | High bay |  | 0 | Per Fixture | [7 empty] | 1376.7653 | 484.88 | 891.8853 | 0.64781 |  | 15 |  |  |  | 891.8853 | [8 empty] | 0 | 0 | 0 | 0 | 0 | 0 | 0 | [5 empty] | 0
FL Zone 2OfficesNew |  | XXXXXXXX | Yes | Equipment | High Bay LED | One 150W High Bay LED Fixture | Weighted Existing Fluorescent High-Bay Fixture | Commercial | New | Offices | FL Zone 2 | Interior Lighting | High bay |  | 0 | Per Fixture | [7 empty] | 1016.0203 | 357.83 | 658.1903 | 0.64781 |  | 15 |  |  |  | 658.1903 | [8 empty] | 0 | 0 | 0 | 0 | 0 | 0 | 0 | [5 empty] | 0
FL Zone 2RestaurantsNew |  | XXXXXXXX | Yes | Equipment | High Bay LED | One 150W High Bay LED Fixture | Weighted Existing Fluorescent High-Bay Fixture | Commercial | New | Restaurants | FL Zone 2 | Interior Lighting | High bay |  | 0 | Per Fixture | [7 empty] | 1048.503 | 369.27 | 679.233 | 0.64781 |  | 15 |  |  |  | 679.233 | [8 empty] | 0 | 0 | 0 | 0 | 0 | 0 | 0 | [5 empty] | 0
FL Zone 2RetailNew |  | XXXXXXXX | Yes | Equipment | High Bay LED | One 150W High Bay LED Fixture | Weighted Existing Fluorescent High-Bay Fixture | Commercial | New | Retail | FL Zone 2 | Interior Lighting | High bay |  | 0 | Per Fixture | [7 empty] | 1556.6693 | 548.24 | 1008.4293 | 0.64781 |  | 15 |  |  |  | 1008.4293 | [8 empty] | 0 | 0 | 0 | 0 | 0 | 0 | 0 | [5 empty] | 0
FL Zone 2Schools K-12New |  | XXXXXXXX | Yes | Equipment | High Bay LED | One 150W High Bay LED Fixture | Weighted Existing Fluorescent High-Bay Fixture | Commercial | New | Schools K-12 | FL Zone 2 | Interior Lighting | High bay |  | 0 | Per Fixture | [7 empty] | 743.041 | 261.69 | 481.351 | 0.64781 |  | 15 |  |  |  | 481.351 | [8 empty] | 0 | 0 | 0 | 0 | 0 | 0 | 0 | [5 empty] | 0
FL Zone 2WarehouseNew |  | XXXXXXXX | Yes | Equipment | High Bay LED | One 150W High Bay LED Fixture | Weighted Existing Fluorescent High-Bay Fixture | Commercial | New | Warehouse | FL Zone 2 | Interior Lighting | High bay |  | 0 | Per Fixture | [7 empty] | 1194.3627 | 420.64 | 773.7227 | 0.64781 |  | 15 |  |  |  | 773.7227 | [8 empty] | 0 | 0 | 0 | 0 | 0 | 0 | 0 | [5 empty] | 0
FL Zone 2AssemblyTurnover |  | XXXXXXXX | Yes | Equipment | High Efficiency Chiller (Air Cooled, 50 tons) | High Efficiency Chiller (Air Cooled, 50 tons) | Code-Compliant Air Cooled Positive Displacement Chiller, 50 Tons | Commercial | Turnover | Assembly | FL Zone 2 | Space Cooling | Central chillers inside |  | 0 | Per Unit | [7 empty] | 53962.9124 | 49236.2339 | 4726.6785 | 0.087591 |  | 20 |  |  |  | 4726.6785 | [8 empty] | 0 | 0 | 0 | 0 | 0 | 0 | 0 | [5 empty] | 0
FL Zone 2College and UniversityTurnover |  | XXXXXXXX | Yes | Equipment | High Efficiency Chiller (Air Cooled, 50 tons) | High Efficiency Chiller (Air Cooled, 50 tons) | Code-Compliant Air Cooled Positive Displacement Chiller, 50 Tons | Commercial | Turnover | College and University | FL Zone 2 | Space Cooling | Central chillers inside |  | 0 | Per Unit | [7 empty] | 59867.0413 | 54623.2129 | 5243.8284 | 0.087591 |  | 20 |  |  |  | 5243.8284 | [8 empty] | 0 | 0 | 0 | 0 | 0 | 0 | 0 | [5 empty] | 0
FL Zone 2GroceryTurnover |  | XXXXXXXX | Yes | Equipment | High Efficiency Chiller (Air Cooled, 50 tons) | High Efficiency Chiller (Air Cooled, 50 tons) | Code-Compliant Air Cooled Positive Displacement Chiller, 50 Tons | Commercial | Turnover | Grocery | FL Zone 2 | Space Cooling | Central chillers inside |  | 0 | Per Unit | [7 empty] | 29809.6578 | 27198.5929 | 2611.0649 | 0.087591 |  | 20 |  |  |  | 2611.0649 | [8 empty] | 0 | 0 | 0 | 0 | 0 | 0 | 0 | [5 empty] | 0
FL Zone 2HealthcareTurnover |  | XXXXXXXX | Yes | Equipment | High Efficiency Chiller (Air Cooled, 50 tons) | High Efficiency Chiller (Air Cooled, 50 tons) | Code-Compliant Air Cooled Positive Displacement Chiller, 50 Tons | Commercial | Turnover | Healthcare | FL Zone 2 | Space Cooling | Central chillers inside |  | 0 | Per Unit | [7 empty] | 117421.9762 | 107136.8396 | 10285.1366 | 0.087591 |  | 20 |  |  |  | 10285.1366 | [8 empty] | 0 | 0 | 0 | 0 | 0 | 0 | 0 | [5 empty] | 0
FL Zone 2HospitalsTurnover |  | XXXXXXXX | Yes | Equipment | High Efficiency Chiller (Air Cooled, 50 tons) | High Efficiency Chiller (Air Cooled, 50 tons) | Code-Compliant Air Cooled Positive Displacement Chiller, 50 Tons | Commercial | Turnover | Hospitals | FL Zone 2 | Space Cooling | Central chillers inside |  | 0 | Per Unit | [7 empty] | 111228.834 | 101486.1624 | 9742.6716 | 0.087591 |  | 20 |  |  |  | 9742.6716 | [8 empty] | 0 | 0 | 0 | 0 | 0 | 0 | 0 | [5 empty] | 0
FL Zone 2InstitutionalTurnover |  | XXXXXXXX | Yes | Equipment | High Efficiency Chiller (Air Cooled, 50 tons) | High Efficiency Chiller (Air Cooled, 50 tons) | Code-Compliant Air Cooled Positive Displacement Chiller, 50 Tons | Commercial | Turnover | Institutional | FL Zone 2 | Space Cooling | Central chillers inside |  | 0 | Per Unit | [7 empty] | 29149.056 | 26595.854 | 2553.202 | 0.087591 |  | 20 |  |  |  | 2553.202 | [8 empty] | 0 | 0 | 0 | 0 | 0 | 0 | 0 | [5 empty] | 0
FL Zone 2Lodging/HospitalityTurnover |  | XXXXXXXX | Yes | Equipment | High Efficiency Chiller (Air Cooled, 50 tons) | High Efficiency Chiller (Air Cooled, 50 tons) | Code-Compliant Air Cooled Positive Displacement Chiller, 50 Tons | Commercial | Turnover | Lodging/Hospitality | FL Zone 2 | Space Cooling | Central chillers inside |  | 0 | Per Unit | [7 empty] | 89139.9601 | 81332.0804 | 7807.8797 | 0.087591 |  | 20 |  |  |  | 7807.8797 | [8 empty] | 0 | 0 | 0 | 0 | 0 | 0 | 0 | [5 empty] | 0
FL Zone 2MiscellaneousTurnover |  | XXXXXXXX | Yes | Equipment | High Efficiency Chiller (Air Cooled, 50 tons) | High Efficiency Chiller (Air Cooled, 50 tons) | Code-Compliant Air Cooled Positive Displacement Chiller, 50 Tons | Commercial | Turnover | Miscellaneous | FL Zone 2 | Space Cooling | Central chillers inside |  | 0 | Per Unit | [7 empty] | 30139.9587 | 27499.9623 | 2639.9964 | 0.087591 |  | 20 |  |  |  | 2639.9964 | [8 empty] | 0 | 0 | 0 | 0 | 0 | 0 | 0 | [5 empty] | 0
FL Zone 2OfficesTurnover |  | XXXXXXXX | Yes | Equipment | High Efficiency Chiller (Air Cooled, 50 tons) | High Efficiency Chiller (Air Cooled, 50 tons) | Code-Compliant Air Cooled Positive Displacement Chiller, 50 Tons | Commercial | Turnover | Offices | FL Zone 2 | Space Cooling | Central chillers inside |  | 0 | Per Unit | [7 empty] | 60734.0812 | 55414.3077 | 5319.7735 | 0.087591 |  | 20 |  |  |  | 5319.7735 | [8 empty] | 0 | 0 | 0 | 0 | 0 | 0 | 0 | [5 empty] | 0
FL Zone 2RestaurantsTurnover |  | XXXXXXXX | Yes | Equipment | High Efficiency Chiller (Air Cooled, 50 tons) | High Efficiency Chiller (Air Cooled, 50 tons) | Code-Compliant Air Cooled Positive Displacement Chiller, 50 Tons | Commercial | Turnover | Restaurants | FL Zone 2 | Space Cooling | Central chillers inside |  | 0 | Per Unit | [7 empty] | 87447.1679 | 79787.562 | 7659.6059 | 0.087591 |  | 20 |  |  |  | 7659.6059 | [8 empty] | 0 | 0 | 0 | 0 | 0 | 0 | 0 | [5 empty] | 0
FL Zone 2RetailTurnover |  | XXXXXXXX | Yes | Equipment | High Efficiency Chiller (Air Cooled, 50 tons) | High Efficiency Chiller (Air Cooled, 50 tons) | Code-Compliant Air Cooled Positive Displacement Chiller, 50 Tons | Commercial | Turnover | Retail | FL Zone 2 | Space Cooling | Central chillers inside |  | 0 | Per Unit | [7 empty] | 68537.4404 | 62534.1609 | 6003.2794 | 0.087591 |  | 20 |  |  |  | 6003.2794 | [8 empty] | 0 | 0 | 0 | 0 | 0 | 0 | 0 | [5 empty] | 0
FL Zone 2Schools K-12Turnover |  | XXXXXXXX | Yes | Equipment | High Efficiency Chiller (Air Cooled, 50 tons) | High Efficiency Chiller (Air Cooled, 50 tons) | Code-Compliant Air Cooled Positive Displacement Chiller, 50 Tons | Commercial | Turnover | Schools K-12 | FL Zone 2 | Space Cooling | Central chillers inside |  | 0 | Per Unit | [7 empty] | 59578.028 | 54359.5146 | 5218.5134 | 0.087591 |  | 20 |  |  |  | 5218.5134 | [8 empty] | 0 | 0 | 0 | 0 | 0 | 0 | 0 | [5 empty] | 0
FL Zone 2WarehouseTurnover |  | XXXXXXXX | Yes | Equipment | High Efficiency Chiller (Air Cooled, 50 tons) | High Efficiency Chiller (Air Cooled, 50 tons) | Code-Compliant Air Cooled Positive Displacement Chiller, 50 Tons | Commercial | Turnover | Warehouse | FL Zone 2 | Space Cooling | Central chillers inside |  | 0 | Per Unit | [7 empty] | 13088.1739 | 11941.7645 | 1146.4094 | 0.087591 |  | 20 |  |  |  | 1146.4094 | [8 empty] | 0 | 0 | 0 | 0 | 0 | 0 | 0 | [5 empty] | 0
FL Zone 2AssemblyNew |  | XXXXXXXX | Yes | Equipment | High Efficiency Chiller (Air Cooled, 50 tons) | High Efficiency Chiller (Air Cooled, 50 tons) | Code-Compliant Air Cooled Positive Displacement Chiller, 50 Tons | Commercial | New | Assembly | FL Zone 2 | Space Cooling | Central chillers inside |  | 0 | Per Unit | [7 empty] | 53962.9124 | 49236.2339 | 4726.6785 | 0.087591 |  | 20 |  |  |  | 4726.6785 | [8 empty] | 0 | 0 | 0 | 0 | 0 | 0 | 0 | [5 empty] | 0
FL Zone 2College and UniversityNew |  | XXXXXXXX | Yes | Equipment | High Efficiency Chiller (Air Cooled, 50 tons) | High Efficiency Chiller (Air Cooled, 50 tons) | Code-Compliant Air Cooled Positive Displacement Chiller, 50 Tons | Commercial | New | College and University | FL Zone 2 | Space Cooling | Central chillers inside |  | 0 | Per Unit | [7 empty] | 59867.0413 | 54623.2129 | 5243.8284 | 0.087591 |  | 20 |  |  |  | 5243.8284 | [8 empty] | 0 | 0 | 0 | 0 | 0 | 0 | 0 | [5 empty] | 0
FL Zone 2GroceryNew |  | XXXXXXXX | Yes | Equipment | High Efficiency Chiller (Air Cooled, 50 tons) | High Efficiency Chiller (Air Cooled, 50 tons) | Code-Compliant Air Cooled Positive Displacement Chiller, 50 Tons | Commercial | New | Grocery | FL Zone 2 | Space Cooling | Central chillers inside |  | 0 | Per Unit | [7 empty] | 29809.6578 | 27198.5929 | 2611.0649 | 0.087591 |  | 20 |  |  |  | 2611.0649 | [8 empty] | 0 | 0 | 0 | 0 | 0 | 0 | 0 | [5 empty] | 0
FL Zone 2HealthcareNew |  | XXXXXXXX | Yes | Equipment | High Efficiency Chiller (Air Cooled, 50 tons) | High Efficiency Chiller (Air Cooled, 50 tons) | Code-Compliant Air Cooled Positive Displacement Chiller, 50 Tons | Commercial | New | Healthcare | FL Zone 2 | Space Cooling | Central chillers inside |  | 0 | Per Unit | [7 empty] | 117421.9762 | 107136.8396 | 10285.1366 | 0.087591 |  | 20 |  |  |  | 10285.1366 | [8 empty] | 0 | 0 | 0 | 0 | 0 | 0 | 0 | [5 empty] | 0
FL Zone 2HospitalsNew |  | XXXXXXXX | Yes | Equipment | High Efficiency Chiller (Air Cooled, 50 tons) | High Efficiency Chiller (Air Cooled, 50 tons) | Code-Compliant Air Cooled Positive Displacement Chiller, 50 Tons | Commercial | New | Hospitals | FL Zone 2 | Space Cooling | Central chillers inside |  | 0 | Per Unit | [7 empty] | 111228.834 | 101486.1624 | 9742.6716 | 0.087591 |  | 20 |  |  |  | 9742.6716 | [8 empty] | 0 | 0 | 0 | 0 | 0 | 0 | 0 | [5 empty] | 0
FL Zone 2InstitutionalNew |  | XXXXXXXX | Yes | Equipment | High Efficiency Chiller (Air Cooled, 50 tons) | High Efficiency Chiller (Air Cooled, 50 tons) | Code-Compliant Air Cooled Positive Displacement Chiller, 50 Tons | Commercial | New | Institutional | FL Zone 2 | Space Cooling | Central chillers inside |  | 0 | Per Unit | [7 empty] | 29149.056 | 26595.854 | 2553.202 | 0.087591 |  | 20 |  |  |  | 2553.202 | [8 empty] | 0 | 0 | 0 | 0 | 0 | 0 | 0 | [5 empty] | 0
FL Zone 2Lodging/HospitalityNew |  | XXXXXXXX | Yes | Equipment | High Efficiency Chiller (Air Cooled, 50 tons) | High Efficiency Chiller (Air Cooled, 50 tons) | Code-Compliant Air Cooled Positive Displacement Chiller, 50 Tons | Commercial | New | Lodging/Hospitality | FL Zone 2 | Space Cooling | Central chillers inside |  | 0 | Per Unit | [7 empty] | 89139.9601 | 81332.0804 | 7807.8797 | 0.087591 |  | 20 |  |  |  | 7807.8797 | [8 empty] | 0 | 0 | 0 | 0 | 0 | 0 | 0 | [5 empty] | 0
FL Zone 2MiscellaneousNew |  | XXXXXXXX | Yes | Equipment | High Efficiency Chiller (Air Cooled, 50 tons) | High Efficiency Chiller (Air Cooled, 50 tons) | Code-Compliant Air Cooled Positive Displacement Chiller, 50 Tons | Commercial | New | Miscellaneous | FL Zone 2 | Space Cooling | Central chillers inside |  | 0 | Per Unit | [7 empty] | 30139.9587 | 27499.9623 | 2639.9964 | 0.087591 |  | 20 |  |  |  | 2639.9964 | [8 empty] | 0 | 0 | 0 | 0 | 0 | 0 | 0 | [5 empty] | 0
FL Zone 2OfficesNew |  | XXXXXXXX | Yes | Equipment | High Efficiency Chiller (Air Cooled, 50 tons) | High Efficiency Chiller (Air Cooled, 50 tons) | Code-Compliant Air Cooled Positive Displacement Chiller, 50 Tons | Commercial | New | Offices | FL Zone 2 | Space Cooling | Central chillers inside |  | 0 | Per Unit | [7 empty] | 60734.0812 | 55414.3077 | 5319.7735 | 0.087591 |  | 20 |  |  |  | 5319.7735 | [8 empty] | 0 | 0 | 0 | 0 | 0 | 0 | 0 | [5 empty] | 0
FL Zone 2RestaurantsNew |  | XXXXXXXX | Yes | Equipment | High Efficiency Chiller (Air Cooled, 50 tons) | High Efficiency Chiller (Air Cooled, 50 tons) | Code-Compliant Air Cooled Positive Displacement Chiller, 50 Tons | Commercial | New | Restaurants | FL Zone 2 | Space Cooling | Central chillers inside |  | 0 | Per Unit | [7 empty] | 87447.1679 | 79787.562 | 7659.6059 | 0.087591 |  | 20 |  |  |  | 7659.6059 | [8 empty] | 0 | 0 | 0 | 0 | 0 | 0 | 0 | [5 empty] | 0
FL Zone 2RetailNew |  | XXXXXXXX | Yes | Equipment | High Efficiency Chiller (Air Cooled, 50 tons) | High Efficiency Chiller (Air Cooled, 50 tons) | Code-Compliant Air Cooled Positive Displacement Chiller, 50 Tons | Commercial | New | Retail | FL Zone 2 | Space Cooling | Central chillers inside |  | 0 | Per Unit | [7 empty] | 68537.4404 | 62534.1609 | 6003.2794 | 0.087591 |  | 20 |  |  |  | 6003.2794 | [8 empty] | 0 | 0 | 0 | 0 | 0 | 0 | 0 | [5 empty] | 0
FL Zone 2Schools K-12New |  | XXXXXXXX | Yes | Equipment | High Efficiency Chiller (Air Cooled, 50 tons) | High Efficiency Chiller (Air Cooled, 50 tons) | Code-Compliant Air Cooled Positive Displacement Chiller, 50 Tons | Commercial | New | Schools K-12 | FL Zone 2 | Space Cooling | Central chillers inside |  | 0 | Per Unit | [7 empty] | 59578.028 | 54359.5146 | 5218.5134 | 0.087591 |  | 20 |  |  |  | 5218.5134 | [8 empty] | 0 | 0 | 0 | 0 | 0 | 0 | 0 | [5 empty] | 0
FL Zone 2WarehouseNew |  | XXXXXXXX | Yes | Equipment | High Efficiency Chiller (Air Cooled, 50 tons) | High Efficiency Chiller (Air Cooled, 50 tons) | Code-Compliant Air Cooled Positive Displacement Chiller, 50 Tons | Commercial | New | Warehouse | FL Zone 2 | Space Cooling | Central chillers inside |  | 0 | Per Unit | [7 empty] | 13088.1739 | 11941.7645 | 1146.4094 | 0.087591 |  | 20 |  |  |  | 1146.4094 | [8 empty] | 0 | 0 | 0 | 0 | 0 | 0 | 0 | [5 empty] | 0
FL Zone 2AssemblyTurnover |  | XXXXXXXX | Yes | Equipment | High Efficiency Chiller (Air Cooled, 50 tons) | High Efficiency Chiller (Air Cooled, 50 tons) | Code-Compliant Air Cooled Positive Displacement Chiller, 50 Tons | Commercial | Turnover | Assembly | FL Zone 2 | Space Cooling | District chilled water piped |  | 0 | Per Unit | [7 empty] | 53962.9124 | 49236.2339 | 4726.6785 | 0.087591 |  | 20 |  |  |  | 4726.6785 | [8 empty] | 0 | 0 | 0 | 0 | 0 | 0 | 0 | [5 empty] | 0
FL Zone 2College and UniversityTurnover |  | XXXXXXXX | Yes | Equipment | High Efficiency Chiller (Air Cooled, 50 tons) | High Efficiency Chiller (Air Cooled, 50 tons) | Code-Compliant Air Cooled Positive Displacement Chiller, 50 Tons | Commercial | Turnover | College and University | FL Zone 2 | Space Cooling | District chilled water piped |  | 0 | Per Unit | [7 empty] | 59867.0413 | 54623.2129 | 5243.8284 | 0.087591 |  | 20 |  |  |  | 5243.8284 | [8 empty] | 0 | 0 | 0 | 0 | 0 | 0 | 0 | [5 empty] | 0
FL Zone 2GroceryTurnover |  | XXXXXXXX | Yes | Equipment | High Efficiency Chiller (Air Cooled, 50 tons) | High Efficiency Chiller (Air Cooled, 50 tons) | Code-Compliant Air Cooled Positive Displacement Chiller, 50 Tons | Commercial | Turnover | Grocery | FL Zone 2 | Space Cooling | District chilled water piped |  | 0 | Per Unit | [7 empty] | 29809.6578 | 27198.5929 | 2611.0649 | 0.087591 |  | 20 |  |  |  | 2611.0649 | [8 empty] | 0 | 0 | 0 | 0 | 0 | 0 | 0 | [5 empty] | 0
FL Zone 2HealthcareTurnover |  | XXXXXXXX | Yes | Equipment | High Efficiency Chiller (Air Cooled, 50 tons) | High Efficiency Chiller (Air Cooled, 50 tons) | Code-Compliant Air Cooled Positive Displacement Chiller, 50 Tons | Commercial | Turnover | Healthcare | FL Zone 2 | Space Cooling | District chilled water piped |  | 0 | Per Unit | [7 empty] | 117421.9762 | 107136.8396 | 10285.1366 | 0.087591 |  | 20 |  |  |  | 10285.1366 | [8 empty] | 0 | 0 | 0 | 0 | 0 | 0 | 0 | [5 empty] | 0
FL Zone 2HospitalsTurnover |  | XXXXXXXX | Yes | Equipment | High Efficiency Chiller (Air Cooled, 50 tons) | High Efficiency Chiller (Air Cooled, 50 tons) | Code-Compliant Air Cooled Positive Displacement Chiller, 50 Tons | Commercial | Turnover | Hospitals | FL Zone 2 | Space Cooling | District chilled water piped |  | 0 | Per Unit | [7 empty] | 111228.834 | 101486.1624 | 9742.6716 | 0.087591 |  | 20 |  |  |  | 9742.6716 | [8 empty] | 0 | 0 | 0 | 0 | 0 | 0 | 0 | [5 empty] | 0
FL Zone 2InstitutionalTurnover |  | XXXXXXXX | Yes | Equipment | High Efficiency Chiller (Air Cooled, 50 tons) | High Efficiency Chiller (Air Cooled, 50 tons) | Code-Compliant Air Cooled Positive Displacement Chiller, 50 Tons | Commercial | Turnover | Institutional | FL Zone 2 | Space Cooling | District chilled water piped |  | 0 | Per Unit | [7 empty] | 29149.056 | 26595.854 | 2553.202 | 0.087591 |  | 20 |  |  |  | 2553.202 | [8 empty] | 0 | 0 | 0 | 0 | 0 | 0 | 0 | [5 empty] | 0
FL Zone 2Lodging/HospitalityTurnover |  | XXXXXXXX | Yes | Equipment | High Efficiency Chiller (Air Cooled, 50 tons) | High Efficiency Chiller (Air Cooled, 50 tons) | Code-Compliant Air Cooled Positive Displacement Chiller, 50 Tons | Commercial | Turnover | Lodging/Hospitality | FL Zone 2 | Space Cooling | District chilled water piped |  | 0 | Per Unit | [7 empty] | 89139.9601 | 81332.0804 | 7807.8797 | 0.087591 |  | 20 |  |  |  | 7807.8797 | [8 empty] | 0 | 0 | 0 | 0 | 0 | 0 | 0 | [5 empty] | 0
FL Zone 2MiscellaneousTurnover |  | XXXXXXXX | Yes | Equipment | High Efficiency Chiller (Air Cooled, 50 tons) | High Efficiency Chiller (Air Cooled, 50 tons) | Code-Compliant Air Cooled Positive Displacement Chiller, 50 Tons | Commercial | Turnover | Miscellaneous | FL Zone 2 | Space Cooling | District chilled water piped |  | 0 | Per Unit | [7 empty] | 30139.9587 | 27499.9623 | 2639.9964 | 0.087591 |  | 20 |  |  |  | 2639.9964 | [8 empty] | 0 | 0 | 0 | 0 | 0 | 0 | 0 | [5 empty] | 0
FL Zone 2OfficesTurnover |  | XXXXXXXX | Yes | Equipment | High Efficiency Chiller (Air Cooled, 50 tons) | High Efficiency Chiller (Air Cooled, 50 tons) | Code-Compliant Air Cooled Positive Displacement Chiller, 50 Tons | Commercial | Turnover | Offices | FL Zone 2 | Space Cooling | District chilled water piped |  | 0 | Per Unit | [7 empty] | 60734.0812 | 55414.3077 | 5319.7735 | 0.087591 |  | 20 |  |  |  | 5319.7735 | [8 empty] | 0 | 0 | 0 | 0 | 0 | 0 | 0 | [5 empty] | 0
FL Zone 2RestaurantsTurnover |  | XXXXXXXX | Yes | Equipment | High Efficiency Chiller (Air Cooled, 50 tons) | High Efficiency Chiller (Air Cooled, 50 tons) | Code-Compliant Air Cooled Positive Displacement Chiller, 50 Tons | Commercial | Turnover | Restaurants | FL Zone 2 | Space Cooling | District chilled water piped |  | 0 | Per Unit | [7 empty] | 87447.1679 | 79787.562 | 7659.6059 | 0.087591 |  | 20 |  |  |  | 7659.6059 | [8 empty] | 0 | 0 | 0 | 0 | 0 | 0 | 0 | [5 empty] | 0
FL Zone 2RetailTurnover |  | XXXXXXXX | Yes | Equipment | High Efficiency Chiller (Air Cooled, 50 tons) | High Efficiency Chiller (Air Cooled, 50 tons) | Code-Compliant Air Cooled Positive Displacement Chiller, 50 Tons | Commercial | Turnover | Retail | FL Zone 2 | Space Cooling | District chilled water piped |  | 0 | Per Unit | [7 empty] | 68537.4404 | 62534.1609 | 6003.2794 | 0.087591 |  | 20 |  |  |  | 6003.2794 | [8 empty] | 0 | 0 | 0 | 0 | 0 | 0 | 0 | [5 empty] | 0
FL Zone 2Schools K-12Turnover |  | XXXXXXXX | Yes | Equipment | High Efficiency Chiller (Air Cooled, 50 tons) | High Efficiency Chiller (Air Cooled, 50 tons) | Code-Compliant Air Cooled Positive Displacement Chiller, 50 Tons | Commercial | Turnover | Schools K-12 | FL Zone 2 | Space Cooling | District chilled water piped |  | 0 | Per Unit | [7 empty] | 59578.028 | 54359.5146 | 5218.5134 | 0.087591 |  | 20 |  |  |  | 5218.5134 | [8 empty] | 0 | 0 | 0 | 0 | 0 | 0 | 0 | [5 empty] | 0
FL Zone 2WarehouseTurnover |  | XXXXXXXX | Yes | Equipment | High Efficiency Chiller (Air Cooled, 50 tons) | High Efficiency Chiller (Air Cooled, 50 tons) | Code-Compliant Air Cooled Positive Displacement Chiller, 50 Tons | Commercial | Turnover | Warehouse | FL Zone 2 | Space Cooling | District chilled water piped |  | 0 | Per Unit | [7 empty] | 13088.1739 | 11941.7645 | 1146.4094 | 0.087591 |  | 20 |  |  |  | 1146.4094 | [8 empty] | 0 | 0 | 0 | 0 | 0 | 0 | 0 | [5 empty] | 0
FL Zone 2AssemblyNew |  | XXXXXXXX | Yes | Equipment | High Efficiency Chiller (Air Cooled, 50 tons) | High Efficiency Chiller (Air Cooled, 50 tons) | Code-Compliant Air Cooled Positive Displacement Chiller, 50 Tons | Commercial | New | Assembly | FL Zone 2 | Space Cooling | District chilled water piped |  | 0 | Per Unit | [7 empty] | 53962.9124 | 49236.2339 | 4726.6785 | 0.087591 |  | 20 |  |  |  | 4726.6785 | [8 empty] | 0 | 0 | 0 | 0 | 0 | 0 | 0 | [5 empty] | 0
FL Zone 2College and UniversityNew |  | XXXXXXXX | Yes | Equipment | High Efficiency Chiller (Air Cooled, 50 tons) | High Efficiency Chiller (Air Cooled, 50 tons) | Code-Compliant Air Cooled Positive Displacement Chiller, 50 Tons | Commercial | New | College and University | FL Zone 2 | Space Cooling | District chilled water piped |  | 0 | Per Unit | [7 empty] | 59867.0413 | 54623.2129 | 5243.8284 | 0.087591 |  | 20 |  |  |  | 5243.8284 | [8 empty] | 0 | 0 | 0 | 0 | 0 | 0 | 0 | [5 empty] | 0
FL Zone 2GroceryNew |  | XXXXXXXX | Yes | Equipment | High Efficiency Chiller (Air Cooled, 50 tons) | High Efficiency Chiller (Air Cooled, 50 tons) | Code-Compliant Air Cooled Positive Displacement Chiller, 50 Tons | Commercial | New | Grocery | FL Zone 2 | Space Cooling | District chilled water piped |  | 0 | Per Unit | [7 empty] | 29809.6578 | 27198.5929 | 2611.0649 | 0.087591 |  | 20 |  |  |  | 2611.0649 | [8 empty] | 0 | 0 | 0 | 0 | 0 | 0 | 0 | [5 empty] | 0
FL Zone 2HealthcareNew |  | XXXXXXXX | Yes | Equipment | High Efficiency Chiller (Air Cooled, 50 tons) | High Efficiency Chiller (Air Cooled, 50 tons) | Code-Compliant Air Cooled Positive Displacement Chiller, 50 Tons | Commercial | New | Healthcare | FL Zone 2 | Space Cooling | District chilled water piped |  | 0 | Per Unit | [7 empty] | 117421.9762 | 107136.8396 | 10285.1366 | 0.087591 |  | 20 |  |  |  | 10285.1366 | [8 empty] | 0 | 0 | 0 | 0 | 0 | 0 | 0 | [5 empty] | 0
FL Zone 2HospitalsNew |  | XXXXXXXX | Yes | Equipment | High Efficiency Chiller (Air Cooled, 50 tons) | High Efficiency Chiller (Air Cooled, 50 tons) | Code-Compliant Air Cooled Positive Displacement Chiller, 50 Tons | Commercial | New | Hospitals | FL Zone 2 | Space Cooling | District chilled water piped |  | 0 | Per Unit | [7 empty] | 111228.834 | 101486.1624 | 9742.6716 | 0.087591 |  | 20 |  |  |  | 9742.6716 | [8 empty] | 0 | 0 | 0 | 0 | 0 | 0 | 0 | [5 empty] | 0
FL Zone 2InstitutionalNew |  | XXXXXXXX | Yes | Equipment | High Efficiency Chiller (Air Cooled, 50 tons) | High Efficiency Chiller (Air Cooled, 50 tons) | Code-Compliant Air Cooled Positive Displacement Chiller, 50 Tons | Commercial | New | Institutional | FL Zone 2 | Space Cooling | District chilled water piped |  | 0 | Per Unit | [7 empty] | 29149.056 | 26595.854 | 2553.202 | 0.087591 |  | 20 |  |  |  | 2553.202 | [8 empty] | 0 | 0 | 0 | 0 | 0 | 0 | 0 | [5 empty] | 0
FL Zone 2Lodging/HospitalityNew |  | XXXXXXXX | Yes | Equipment | High Efficiency Chiller (Air Cooled, 50 tons) | High Efficiency Chiller (Air Cooled, 50 tons) | Code-Compliant Air Cooled Positive Displacement Chiller, 50 Tons | Commercial | New | Lodging/Hospitality | FL Zone 2 | Space Cooling | District chilled water piped |  | 0 | Per Unit | [7 empty] | 89139.9601 | 81332.0804 | 7807.8797 | 0.087591 |  | 20 |  |  |  | 7807.8797 | [8 empty] | 0 | 0 | 0 | 0 | 0 | 0 | 0 | [5 empty] | 0
FL Zone 2MiscellaneousNew |  | XXXXXXXX | Yes | Equipment | High Efficiency Chiller (Air Cooled, 50 tons) | High Efficiency Chiller (Air Cooled, 50 tons) | Code-Compliant Air Cooled Positive Displacement Chiller, 50 Tons | Commercial | New | Miscellaneous | FL Zone 2 | Space Cooling | District chilled water piped |  | 0 | Per Unit | [7 empty] | 30139.9587 | 27499.9623 | 2639.9964 | 0.087591 |  | 20 |  |  |  | 2639.9964 | [8 empty] | 0 | 0 | 0 | 0 | 0 | 0 | 0 | [5 empty] | 0
FL Zone 2OfficesNew |  | XXXXXXXX | Yes | Equipment | High Efficiency Chiller (Air Cooled, 50 tons) | High Efficiency Chiller (Air Cooled, 50 tons) | Code-Compliant Air Cooled Positive Displacement Chiller, 50 Tons | Commercial | New | Offices | FL Zone 2 | Space Cooling | District chilled water piped |  | 0 | Per Unit | [7 empty] | 60734.0812 | 55414.3077 | 5319.7735 | 0.087591 |  | 20 |  |  |  | 5319.7735 | [8 empty] | 0 | 0 | 0 | 0 | 0 | 0 | 0 | [5 empty] | 0
FL Zone 2RestaurantsNew |  | XXXXXXXX | Yes | Equipment | High Efficiency Chiller (Air Cooled, 50 tons) | High Efficiency Chiller (Air Cooled, 50 tons) | Code-Compliant Air Cooled Positive Displacement Chiller, 50 Tons | Commercial | New | Restaurants | FL Zone 2 | Space Cooling | District chilled water piped |  | 0 | Per Unit | [7 empty] | 87447.1679 | 79787.562 | 7659.6059 | 0.087591 |  | 20 |  |  |  | 7659.6059 | [8 empty] | 0 | 0 | 0 | 0 | 0 | 0 | 0 | [5 empty] | 0
FL Zone 2RetailNew |  | XXXXXXXX | Yes | Equipment | High Efficiency Chiller (Air Cooled, 50 tons) | High Efficiency Chiller (Air Cooled, 50 tons) | Code-Compliant Air Cooled Positive Displacement Chiller, 50 Tons | Commercial | New | Retail | FL Zone 2 | Space Cooling | District chilled water piped |  | 0 | Per Unit | [7 empty] | 68537.4404 | 62534.1609 | 6003.2794 | 0.087591 |  | 20 |  |  |  | 6003.2794 | [8 empty] | 0 | 0 | 0 | 0 | 0 | 0 | 0 | [5 empty] | 0
FL Zone 2Schools K-12New |  | XXXXXXXX | Yes | Equipment | High Efficiency Chiller (Air Cooled, 50 tons) | High Efficiency Chiller (Air Cooled, 50 tons) | Code-Compliant Air Cooled Positive Displacement Chiller, 50 Tons | Commercial | New | Schools K-12 | FL Zone 2 | Space Cooling | District chilled water piped |  | 0 | Per Unit | [7 empty] | 59578.028 | 54359.5146 | 5218.5134 | 0.087591 |  | 20 |  |  |  | 5218.5134 | [8 empty] | 0 | 0 | 0 | 0 | 0 | 0 | 0 | [5 empty] | 0
FL Zone 2WarehouseNew |  | XXXXXXXX | Yes | Equipment | High Efficiency Chiller (Air Cooled, 50 tons) | High Efficiency Chiller (Air Cooled, 50 tons) | Code-Compliant Air Cooled Positive Displacement Chiller, 50 Tons | Commercial | New | Warehouse | FL Zone 2 | Space Cooling | District chilled water piped |  | 0 | Per Unit | [7 empty] | 13088.1739 | 11941.7645 | 1146.4094 | 0.087591 |  | 20 |  |  |  | 1146.4094 | [8 empty] | 0 | 0 | 0 | 0 | 0 | 0 | 0 | [5 empty] | 0
FL Zone 2AssemblyTurnover |  | XXXXXXXX | Yes | Equipment | High Efficiency Chiller (Water cooled-centrifugal, 200 tons) | Water Cooled Centrifugal Chiller with Integral VFD, 200 Tons | Code-Compliant Water Cooled Centrifugal Chiller, 200 Tons | Commercial | Turnover | Assembly | FL Zone 2 | Space Cooling | Central chillers inside |  | 0 | Per Unit | [7 empty] | 134007.8991 | 128161.9169 | 5845.9822 | 0.043624 |  | 20 |  |  |  | 5845.9822 | [8 empty] | 0 | 0 | 0 | 0 | 0 | 0 | 0 | [5 empty] | 0
FL Zone 2College and UniversityTurnover |  | XXXXXXXX | Yes | Equipment | High Efficiency Chiller (Water cooled-centrifugal, 200 tons) | Water Cooled Centrifugal Chiller with Integral VFD, 200 Tons | Code-Compliant Water Cooled Centrifugal Chiller, 200 Tons | Commercial | Turnover | College and University | FL Zone 2 | Space Cooling | Central chillers inside |  | 0 | Per Unit | [7 empty] | 148669.8192 | 142184.2231 | 6485.5961 | 0.043624 |  | 20 |  |  |  | 6485.5961 | [8 empty] | 0 | 0 | 0 | 0 | 0 | 0 | 0 | [5 empty] | 0
FL Zone 2GroceryTurnover |  | XXXXXXXX | Yes | Equipment | High Efficiency Chiller (Water cooled-centrifugal, 200 tons) | Water Cooled Centrifugal Chiller with Integral VFD, 200 Tons | Code-Compliant Water Cooled Centrifugal Chiller, 200 Tons | Commercial | Turnover | Grocery | FL Zone 2 | Space Cooling | Central chillers inside |  | 0 | Per Unit | [7 empty] | 74027.3169 | 70797.9373 | 3229.3796 | 0.043624 |  | 20 |  |  |  | 3229.3796 | [8 empty] | 0 | 0 | 0 | 0 | 0 | 0 | 0 | [5 empty] | 0
FL Zone 2HealthcareTurnover |  | XXXXXXXX | Yes | Equipment | High Efficiency Chiller (Water cooled-centrifugal, 200 tons) | Water Cooled Centrifugal Chiller with Integral VFD, 200 Tons | Code-Compliant Water Cooled Centrifugal Chiller, 200 Tons | Commercial | Turnover | Healthcare | FL Zone 2 | Space Cooling | Central chillers inside |  | 0 | Per Unit | [7 empty] | 291597.9075 | 278877.1934 | 12720.7141 | 0.043624 |  | 20 |  |  |  | 12720.7141 | [8 empty] | 0 | 0 | 0 | 0 | 0 | 0 | 0 | [5 empty] | 0
FL Zone 2HospitalsTurnover |  | XXXXXXXX | Yes | Equipment | High Efficiency Chiller (Water cooled-centrifugal, 200 tons) | Water Cooled Centrifugal Chiller with Integral VFD, 200 Tons | Code-Compliant Water Cooled Centrifugal Chiller, 200 Tons | Commercial | Turnover | Hospitals | FL Zone 2 | Space Cooling | Central chillers inside |  | 0 | Per Unit | [7 empty] | 276218.271 | 264168.4807 | 12049.7903 | 0.043624 |  | 20 |  |  |  | 12049.7903 | [8 empty] | 0 | 0 | 0 | 0 | 0 | 0 | 0 | [5 empty] | 0
FL Zone 2InstitutionalTurnover |  | XXXXXXXX | Yes | Equipment | High Efficiency Chiller (Water cooled-centrifugal, 200 tons) | Water Cooled Centrifugal Chiller with Integral VFD, 200 Tons | Code-Compliant Water Cooled Centrifugal Chiller, 200 Tons | Commercial | Turnover | Institutional | FL Zone 2 | Space Cooling | Central chillers inside |  | 0 | Per Unit | [7 empty] | 72386.8223 | 69229.0079 | 3157.8144 | 0.043624 |  | 20 |  |  |  | 3157.8144 | [8 empty] | 0 | 0 | 0 | 0 | 0 | 0 | 0 | [5 empty] | 0
FL Zone 2Lodging/HospitalityTurnover |  | XXXXXXXX | Yes | Equipment | High Efficiency Chiller (Water cooled-centrifugal, 200 tons) | Water Cooled Centrifugal Chiller with Integral VFD, 200 Tons | Code-Compliant Water Cooled Centrifugal Chiller, 200 Tons | Commercial | Turnover | Lodging/Hospitality | FL Zone 2 | Space Cooling | Central chillers inside |  | 0 | Per Unit | [7 empty] | 221364.2343 | 211707.4053 | 9656.829 | 0.043624 |  | 20 |  |  |  | 9656.829 | [8 empty] | 0 | 0 | 0 | 0 | 0 | 0 | 0 | [5 empty] | 0
FL Zone 2MiscellaneousTurnover |  | XXXXXXXX | Yes | Equipment | High Efficiency Chiller (Water cooled-centrifugal, 200 tons) | Water Cooled Centrifugal Chiller with Integral VFD, 200 Tons | Code-Compliant Water Cooled Centrifugal Chiller, 200 Tons | Commercial | Turnover | Miscellaneous | FL Zone 2 | Space Cooling | Central chillers inside |  | 0 | Per Unit | [7 empty] | 74847.5642 | 71582.402 | 3265.1622 | 0.043624 |  | 20 |  |  |  | 3265.1622 | [8 empty] | 0 | 0 | 0 | 0 | 0 | 0 | 0 | [5 empty] | 0
FL Zone 2OfficesTurnover |  | XXXXXXXX | Yes | Equipment | High Efficiency Chiller (Water cooled-centrifugal, 200 tons) | Water Cooled Centrifugal Chiller with Integral VFD, 200 Tons | Code-Compliant Water Cooled Centrifugal Chiller, 200 Tons | Commercial | Turnover | Offices | FL Zone 2 | Space Cooling | Central chillers inside |  | 0 | Per Unit | [7 empty] | 150822.9683 | 144243.4429 | 6579.5255 | 0.043624 |  | 20 |  |  |  | 6579.5255 | [8 empty] | 0 | 0 | 0 | 0 | 0 | 0 | 0 | [5 empty] | 0
FL Zone 2RestaurantsTurnover |  | XXXXXXXX | Yes | Equipment | High Efficiency Chiller (Water cooled-centrifugal, 200 tons) | Water Cooled Centrifugal Chiller with Integral VFD, 200 Tons | Code-Compliant Water Cooled Centrifugal Chiller, 200 Tons | Commercial | Turnover | Restaurants | FL Zone 2 | Space Cooling | Central chillers inside |  | 0 | Per Unit | [7 empty] | 217160.467 | 207687.0238 | 9473.4432 | 0.043624 |  | 20 |  |  |  | 9473.4432 | [8 empty] | 0 | 0 | 0 | 0 | 0 | 0 | 0 | [5 empty] | 0
FL Zone 2RetailTurnover |  | XXXXXXXX | Yes | Equipment | High Efficiency Chiller (Water cooled-centrifugal, 200 tons) | Water Cooled Centrifugal Chiller with Integral VFD, 200 Tons | Code-Compliant Water Cooled Centrifugal Chiller, 200 Tons | Commercial | Turnover | Retail | FL Zone 2 | Space Cooling | Central chillers inside |  | 0 | Per Unit | [7 empty] | 170201.3103 | 162776.4209 | 7424.8894 | 0.043624 |  | 20 |  |  |  | 7424.8894 | [8 empty] | 0 | 0 | 0 | 0 | 0 | 0 | 0 | [5 empty] | 0
FL Zone 2Schools K-12Turnover |  | XXXXXXXX | Yes | Equipment | High Efficiency Chiller (Water cooled-centrifugal, 200 tons) | Water Cooled Centrifugal Chiller with Integral VFD, 200 Tons | Code-Compliant Water Cooled Centrifugal Chiller, 200 Tons | Commercial | Turnover | Schools K-12 | FL Zone 2 | Space Cooling | Central chillers inside |  | 0 | Per Unit | [7 empty] | 147952.1028 | 141497.8165 | 6454.2864 | 0.043624 |  | 20 |  |  |  | 6454.2864 | [8 empty] | 0 | 0 | 0 | 0 | 0 | 0 | 0 | [5 empty] | 0
FL Zone 2WarehouseTurnover |  | XXXXXXXX | Yes | Equipment | High Efficiency Chiller (Water cooled-centrifugal, 200 tons) | Water Cooled Centrifugal Chiller with Integral VFD, 200 Tons | Code-Compliant Water Cooled Centrifugal Chiller, 200 Tons | Commercial | Turnover | Warehouse | FL Zone 2 | Space Cooling | Central chillers inside |  | 0 | Per Unit | [7 empty] | 32502.2984 | 31084.4129 | 1417.8855 | 0.043624 |  | 20 |  |  |  | 1417.8855 | [8 empty] | 0 | 0 | 0 | 0 | 0 | 0 | 0 | [5 empty] | 0
FL Zone 2AssemblyNew |  | XXXXXXXX | Yes | Equipment | High Efficiency Chiller (Water cooled-centrifugal, 200 tons) | Water Cooled Centrifugal Chiller with Integral VFD, 200 Tons | Code-Compliant Water Cooled Centrifugal Chiller, 200 Tons | Commercial | New | Assembly | FL Zone 2 | Space Cooling | Central chillers inside |  | 0 | Per Unit | [7 empty] | 134007.8991 | 128161.9169 | 5845.9822 | 0.043624 |  | 20 |  |  |  | 5845.9822 | [8 empty] | 0 | 0 | 0 | 0 | 0 | 0 | 0 | [5 empty] | 0
FL Zone 2College and UniversityNew |  | XXXXXXXX | Yes | Equipment | High Efficiency Chiller (Water cooled-centrifugal, 200 tons) | Water Cooled Centrifugal Chiller with Integral VFD, 200 Tons | Code-Compliant Water Cooled Centrifugal Chiller, 200 Tons | Commercial | New | College and University | FL Zone 2 | Space Cooling | Central chillers inside |  | 0 | Per Unit | [7 empty] | 148669.8192 | 142184.2231 | 6485.5961 | 0.043624 |  | 20 |  |  |  | 6485.5961 | [8 empty] | 0 | 0 | 0 | 0 | 0 | 0 | 0 | [5 empty] | 0
FL Zone 2GroceryNew |  | XXXXXXXX | Yes | Equipment | High Efficiency Chiller (Water cooled-centrifugal, 200 tons) | Water Cooled Centrifugal Chiller with Integral VFD, 200 Tons | Code-Compliant Water Cooled Centrifugal Chiller, 200 Tons | Commercial | New | Grocery | FL Zone 2 | Space Cooling | Central chillers inside |  | 0 | Per Unit | [7 empty] | 74027.3169 | 70797.9373 | 3229.3796 | 0.043624 |  | 20 |  |  |  | 3229.3796 | [8 empty] | 0 | 0 | 0 | 0 | 0 | 0 | 0 | [5 empty] | 0
FL Zone 2HealthcareNew |  | XXXXXXXX | Yes | Equipment | High Efficiency Chiller (Water cooled-centrifugal, 200 tons) | Water Cooled Centrifugal Chiller with Integral VFD, 200 Tons | Code-Compliant Water Cooled Centrifugal Chiller, 200 Tons | Commercial | New | Healthcare | FL Zone 2 | Space Cooling | Central chillers inside |  | 0 | Per Unit | [7 empty] | 291597.9075 | 278877.1934 | 12720.7141 | 0.043624 |  | 20 |  |  |  | 12720.7141 | [8 empty] | 0 | 0 | 0 | 0 | 0 | 0 | 0 | [5 empty] | 0
FL Zone 2HospitalsNew |  | XXXXXXXX | Yes | Equipment | High Efficiency Chiller (Water cooled-centrifugal, 200 tons) | Water Cooled Centrifugal Chiller with Integral VFD, 200 Tons | Code-Compliant Water Cooled Centrifugal Chiller, 200 Tons | Commercial | New | Hospitals | FL Zone 2 | Space Cooling | Central chillers inside |  | 0 | Per Unit | [7 empty] | 276218.271 | 264168.4807 | 12049.7903 | 0.043624 |  | 20 |  |  |  | 12049.7903 | [8 empty] | 0 | 0 | 0 | 0 | 0 | 0 | 0 | [5 empty] | 0
FL Zone 2InstitutionalNew |  | XXXXXXXX | Yes | Equipment | High Efficiency Chiller (Water cooled-centrifugal, 200 tons) | Water Cooled Centrifugal Chiller with Integral VFD, 200 Tons | Code-Compliant Water Cooled Centrifugal Chiller, 200 Tons | Commercial | New | Institutional | FL Zone 2 | Space Cooling | Central chillers inside |  | 0 | Per Unit | [7 empty] | 72386.8223 | 69229.0079 | 3157.8144 | 0.043624 |  | 20 |  |  |  | 3157.8144 | [8 empty] | 0 | 0 | 0 | 0 | 0 | 0 | 0 | [5 empty] | 0
FL Zone 2Lodging/HospitalityNew |  | XXXXXXXX | Yes | Equipment | High Efficiency Chiller (Water cooled-centrifugal, 200 tons) | Water Cooled Centrifugal Chiller with Integral VFD, 200 Tons | Code-Compliant Water Cooled Centrifugal Chiller, 200 Tons | Commercial | New | Lodging/Hospitality | FL Zone 2 | Space Cooling | Central chillers inside |  | 0 | Per Unit | [7 empty] | 221364.2343 | 211707.4053 | 9656.829 | 0.043624 |  | 20 |  |  |  | 9656.829 | [8 empty] | 0 | 0 | 0 | 0 | 0 | 0 | 0 | [5 empty] | 0
FL Zone 2MiscellaneousNew |  | XXXXXXXX | Yes | Equipment | High Efficiency Chiller (Water cooled-centrifugal, 200 tons) | Water Cooled Centrifugal Chiller with Integral VFD, 200 Tons | Code-Compliant Water Cooled Centrifugal Chiller, 200 Tons | Commercial | New | Miscellaneous | FL Zone 2 | Space Cooling | Central chillers inside |  | 0 | Per Unit | [7 empty] | 74847.5642 | 71582.402 | 3265.1622 | 0.043624 |  | 20 |  |  |  | 3265.1622 | [8 empty] | 0 | 0 | 0 | 0 | 0 | 0 | 0 | [5 empty] | 0
FL Zone 2OfficesNew |  | XXXXXXXX | Yes | Equipment | High Efficiency Chiller (Water cooled-centrifugal, 200 tons) | Water Cooled Centrifugal Chiller with Integral VFD, 200 Tons | Code-Compliant Water Cooled Centrifugal Chiller, 200 Tons | Commercial | New | Offices | FL Zone 2 | Space Cooling | Central chillers inside |  | 0 | Per Unit | [7 empty] | 150822.9683 | 144243.4429 | 6579.5255 | 0.043624 |  | 20 |  |  |  | 6579.5255 | [8 empty] | 0 | 0 | 0 | 0 | 0 | 0 | 0 | [5 empty] | 0
FL Zone 2RestaurantsNew |  | XXXXXXXX | Yes | Equipment | High Efficiency Chiller (Water cooled-centrifugal, 200 tons) | Water Cooled Centrifugal Chiller with Integral VFD, 200 Tons | Code-Compliant Water Cooled Centrifugal Chiller, 200 Tons | Commercial | New | Restaurants | FL Zone 2 | Space Cooling | Central chillers inside |  | 0 | Per Unit | [7 empty] | 217160.467 | 207687.0238 | 9473.4432 | 0.043624 |  | 20 |  |  |  | 9473.4432 | [8 empty] | 0 | 0 | 0 | 0 | 0 | 0 | 0 | [5 empty] | 0
FL Zone 2RetailNew |  | XXXXXXXX | Yes | Equipment | High Efficiency Chiller (Water cooled-centrifugal, 200 tons) | Water Cooled Centrifugal Chiller with Integral VFD, 200 Tons | Code-Compliant Water Cooled Centrifugal Chiller, 200 Tons | Commercial | New | Retail | FL Zone 2 | Space Cooling | Central chillers inside |  | 0 | Per Unit | [7 empty] | 170201.3103 | 162776.4209 | 7424.8894 | 0.043624 |  | 20 |  |  |  | 7424.8894 | [8 empty] | 0 | 0 | 0 | 0 | 0 | 0 | 0 | [5 empty] | 0
FL Zone 2Schools K-12New |  | XXXXXXXX | Yes | Equipment | High Efficiency Chiller (Water cooled-centrifugal, 200 tons) | Water Cooled Centrifugal Chiller with Integral VFD, 200 Tons | Code-Compliant Water Cooled Centrifugal Chiller, 200 Tons | Commercial | New | Schools K-12 | FL Zone 2 | Space Cooling | Central chillers inside |  | 0 | Per Unit | [7 empty] | 147952.1028 | 141497.8165 | 6454.2864 | 0.043624 |  | 20 |  |  |  | 6454.2864 | [8 empty] | 0 | 0 | 0 | 0 | 0 | 0 | 0 | [5 empty] | 0
FL Zone 2WarehouseNew |  | XXXXXXXX | Yes | Equipment | High Efficiency Chiller (Water cooled-centrifugal, 200 tons) | Water Cooled Centrifugal Chiller with Integral VFD, 200 Tons | Code-Compliant Water Cooled Centrifugal Chiller, 200 Tons | Commercial | New | Warehouse | FL Zone 2 | Space Cooling | Central chillers inside |  | 0 | Per Unit | [7 empty] | 32502.2984 | 31084.4129 | 1417.8855 | 0.043624 |  | 20 |  |  |  | 1417.8855 | [8 empty] | 0 | 0 | 0 | 0 | 0 | 0 | 0 | [5 empty] | 0
FL Zone 2AssemblyTurnover |  | XXXXXXXX | Yes | Equipment | High Efficiency Chiller (Water cooled-centrifugal, 200 tons) | Water Cooled Centrifugal Chiller with Integral VFD, 200 Tons | Code-Compliant Water Cooled Centrifugal Chiller, 200 Tons | Commercial | Turnover | Assembly | FL Zone 2 | Space Cooling | District chilled water piped |  | 0 | Per Unit | [7 empty] | 134007.8991 | 128161.9169 | 5845.9822 | 0.043624 |  | 20 |  |  |  | 5845.9822 | [8 empty] | 0 | 0 | 0 | 0 | 0 | 0 | 0 | [5 empty] | 0
FL Zone 2College and UniversityTurnover |  | XXXXXXXX | Yes | Equipment | High Efficiency Chiller (Water cooled-centrifugal, 200 tons) | Water Cooled Centrifugal Chiller with Integral VFD, 200 Tons | Code-Compliant Water Cooled Centrifugal Chiller, 200 Tons | Commercial | Turnover | College and University | FL Zone 2 | Space Cooling | District chilled water piped |  | 0 | Per Unit | [7 empty] | 148669.8192 | 142184.2231 | 6485.5961 | 0.043624 |  | 20 |  |  |  | 6485.5961 | [8 empty] | 0 | 0 | 0 | 0 | 0 | 0 | 0 | [5 empty] | 0
FL Zone 2GroceryTurnover |  | XXXXXXXX | Yes | Equipment | High Efficiency Chiller (Water cooled-centrifugal, 200 tons) | Water Cooled Centrifugal Chiller with Integral VFD, 200 Tons | Code-Compliant Water Cooled Centrifugal Chiller, 200 Tons | Commercial | Turnover | Grocery | FL Zone 2 | Space Cooling | District chilled water piped |  | 0 | Per Unit | [7 empty] | 74027.3169 | 70797.9373 | 3229.3796 | 0.043624 |  | 20 |  |  |  | 3229.3796 | [8 empty] | 0 | 0 | 0 | 0 | 0 | 0 | 0 | [5 empty] | 0
FL Zone 2HealthcareTurnover |  | XXXXXXXX | Yes | Equipment | High Efficiency Chiller (Water cooled-centrifugal, 200 tons) | Water Cooled Centrifugal Chiller with Integral VFD, 200 Tons | Code-Compliant Water Cooled Centrifugal Chiller, 200 Tons | Commercial | Turnover | Healthcare | FL Zone 2 | Space Cooling | District chilled water piped |  | 0 | Per Unit | [7 empty] | 291597.9075 | 278877.1934 | 12720.7141 | 0.043624 |  | 20 |  |  |  | 12720.7141 | [8 empty] | 0 | 0 | 0 | 0 | 0 | 0 | 0 | [5 empty] | 0
FL Zone 2HospitalsTurnover |  | XXXXXXXX | Yes | Equipment | High Efficiency Chiller (Water cooled-centrifugal, 200 tons) | Water Cooled Centrifugal Chiller with Integral VFD, 200 Tons | Code-Compliant Water Cooled Centrifugal Chiller, 200 Tons | Commercial | Turnover | Hospitals | FL Zone 2 | Space Cooling | District chilled water piped |  | 0 | Per Unit | [7 empty] | 276218.271 | 264168.4807 | 12049.7903 | 0.043624 |  | 20 |  |  |  | 12049.7903 | [8 empty] | 0 | 0 | 0 | 0 | 0 | 0 | 0 | [5 empty] | 0
FL Zone 2InstitutionalTurnover |  | XXXXXXXX | Yes | Equipment | High Efficiency Chiller (Water cooled-centrifugal, 200 tons) | Water Cooled Centrifugal Chiller with Integral VFD, 200 Tons | Code-Compliant Water Cooled Centrifugal Chiller, 200 Tons | Commercial | Turnover | Institutional | FL Zone 2 | Space Cooling | District chilled water piped |  | 0 | Per Unit | [7 empty] | 72386.8223 | 69229.0079 | 3157.8144 | 0.043624 |  | 20 |  |  |  | 3157.8144 | [8 empty] | 0 | 0 | 0 | 0 | 0 | 0 | 0 | [5 empty] | 0
FL Zone 2Lodging/HospitalityTurnover |  | XXXXXXXX | Yes | Equipment | High Efficiency Chiller (Water cooled-centrifugal, 200 tons) | Water Cooled Centrifugal Chiller with Integral VFD, 200 Tons | Code-Compliant Water Cooled Centrifugal Chiller, 200 Tons | Commercial | Turnover | Lodging/Hospitality | FL Zone 2 | Space Cooling | District chilled water piped |  | 0 | Per Unit | [7 empty] | 221364.2343 | 211707.4053 | 9656.829 | 0.043624 |  | 20 |  |  |  | 9656.829 | [8 empty] | 0 | 0 | 0 | 0 | 0 | 0 | 0 | [5 empty] | 0
FL Zone 2MiscellaneousTurnover |  | XXXXXXXX | Yes | Equipment | High Efficiency Chiller (Water cooled-centrifugal, 200 tons) | Water Cooled Centrifugal Chiller with Integral VFD, 200 Tons | Code-Compliant Water Cooled Centrifugal Chiller, 200 Tons | Commercial | Turnover | Miscellaneous | FL Zone 2 | Space Cooling | District chilled water piped |  | 0 | Per Unit | [7 empty] | 74847.5642 | 71582.402 | 3265.1622 | 0.043624 |  | 20 |  |  |  | 3265.1622 | [8 empty] | 0 | 0 | 0 | 0 | 0 | 0 | 0 | [5 empty] | 0
FL Zone 2OfficesTurnover |  | XXXXXXXX | Yes | Equipment | High Efficiency Chiller (Water cooled-centrifugal, 200 tons) | Water Cooled Centrifugal Chiller with Integral VFD, 200 Tons | Code-Compliant Water Cooled Centrifugal Chiller, 200 Tons | Commercial | Turnover | Offices | FL Zone 2 | Space Cooling | District chilled water piped |  | 0 | Per Unit | [7 empty] | 150822.9683 | 144243.4429 | 6579.5255 | 0.043624 |  | 20 |  |  |  | 6579.5255 | [8 empty] | 0 | 0 | 0 | 0 | 0 | 0 | 0 | [5 empty] | 0
FL Zone 2RestaurantsTurnover |  | XXXXXXXX | Yes | Equipment | High Efficiency Chiller (Water cooled-centrifugal, 200 tons) | Water Cooled Centrifugal Chiller with Integral VFD, 200 Tons | Code-Compliant Water Cooled Centrifugal Chiller, 200 Tons | Commercial | Turnover | Restaurants | FL Zone 2 | Space Cooling | District chilled water piped |  | 0 | Per Unit | [7 empty] | 217160.467 | 207687.0238 | 9473.4432 | 0.043624 |  | 20 |  |  |  | 9473.4432 | [8 empty] | 0 | 0 | 0 | 0 | 0 | 0 | 0 | [5 empty] | 0
FL Zone 2RetailTurnover |  | XXXXXXXX | Yes | Equipment | High Efficiency Chiller (Water cooled-centrifugal, 200 tons) | Water Cooled Centrifugal Chiller with Integral VFD, 200 Tons | Code-Compliant Water Cooled Centrifugal Chiller, 200 Tons | Commercial | Turnover | Retail | FL Zone 2 | Space Cooling | District chilled water piped |  | 0 | Per Unit | [7 empty] | 170201.3103 | 162776.4209 | 7424.8894 | 0.043624 |  | 20 |  |  |  | 7424.8894 | [8 empty] | 0 | 0 | 0 | 0 | 0 | 0 | 0 | [5 empty] | 0
FL Zone 2Schools K-12Turnover |  | XXXXXXXX | Yes | Equipment | High Efficiency Chiller (Water cooled-centrifugal, 200 tons) | Water Cooled Centrifugal Chiller with Integral VFD, 200 Tons | Code-Compliant Water Cooled Centrifugal Chiller, 200 Tons | Commercial | Turnover | Schools K-12 | FL Zone 2 | Space Cooling | District chilled water piped |  | 0 | Per Unit | [7 empty] | 147952.1028 | 141497.8165 | 6454.2864 | 0.043624 |  | 20 |  |  |  | 6454.2864 | [8 empty] | 0 | 0 | 0 | 0 | 0 | 0 | 0 | [5 empty] | 0
FL Zone 2WarehouseTurnover |  | XXXXXXXX | Yes | Equipment | High Efficiency Chiller (Water cooled-centrifugal, 200 tons) | Water Cooled Centrifugal Chiller with Integral VFD, 200 Tons | Code-Compliant Water Cooled Centrifugal Chiller, 200 Tons | Commercial | Turnover | Warehouse | FL Zone 2 | Space Cooling | District chilled water piped |  | 0 | Per Unit | [7 empty] | 32502.2984 | 31084.4129 | 1417.8855 | 0.043624 |  | 20 |  |  |  | 1417.8855 | [8 empty] | 0 | 0 | 0 | 0 | 0 | 0 | 0 | [5 empty] | 0
FL Zone 2AssemblyNew |  | XXXXXXXX | Yes | Equipment | High Efficiency Chiller (Water cooled-centrifugal, 200 tons) | Water Cooled Centrifugal Chiller with Integral VFD, 200 Tons | Code-Compliant Water Cooled Centrifugal Chiller, 200 Tons | Commercial | New | Assembly | FL Zone 2 | Space Cooling | District chilled water piped |  | 0 | Per Unit | [7 empty] | 134007.8991 | 128161.9169 | 5845.9822 | 0.043624 |  | 20 |  |  |  | 5845.9822 | [8 empty] | 0 | 0 | 0 | 0 | 0 | 0 | 0 | [5 empty] | 0
FL Zone 2College and UniversityNew |  | XXXXXXXX | Yes | Equipment | High Efficiency Chiller (Water cooled-centrifugal, 200 tons) | Water Cooled Centrifugal Chiller with Integral VFD, 200 Tons | Code-Compliant Water Cooled Centrifugal Chiller, 200 Tons | Commercial | New | College and University | FL Zone 2 | Space Cooling | District chilled water piped |  | 0 | Per Unit | [7 empty] | 148669.8192 | 142184.2231 | 6485.5961 | 0.043624 |  | 20 |  |  |  | 6485.5961 | [8 empty] | 0 | 0 | 0 | 0 | 0 | 0 | 0 | [5 empty] | 0
FL Zone 2GroceryNew |  | XXXXXXXX | Yes | Equipment | High Efficiency Chiller (Water cooled-centrifugal, 200 tons) | Water Cooled Centrifugal Chiller with Integral VFD, 200 Tons | Code-Compliant Water Cooled Centrifugal Chiller, 200 Tons | Commercial | New | Grocery | FL Zone 2 | Space Cooling | District chilled water piped |  | 0 | Per Unit | [7 empty] | 74027.3169 | 70797.9373 | 3229.3796 | 0.043624 |  | 20 |  |  |  | 3229.3796 | [8 empty] | 0 | 0 | 0 | 0 | 0 | 0 | 0 | [5 empty] | 0
FL Zone 2HealthcareNew |  | XXXXXXXX | Yes | Equipment | High Efficiency Chiller (Water cooled-centrifugal, 200 tons) | Water Cooled Centrifugal Chiller with Integral VFD, 200 Tons | Code-Compliant Water Cooled Centrifugal Chiller, 200 Tons | Commercial | New | Healthcare | FL Zone 2 | Space Cooling | District chilled water piped |  | 0 | Per Unit | [7 empty] | 291597.9075 | 278877.1934 | 12720.7141 | 0.043624 |  | 20 |  |  |  | 12720.7141 | [8 empty] | 0 | 0 | 0 | 0 | 0 | 0 | 0 | [5 empty] | 0
FL Zone 2HospitalsNew |  | XXXXXXXX | Yes | Equipment | High Efficiency Chiller (Water cooled-centrifugal, 200 tons) | Water Cooled Centrifugal Chiller with Integral VFD, 200 Tons | Code-Compliant Water Cooled Centrifugal Chiller, 200 Tons | Commercial | New | Hospitals | FL Zone 2 | Space Cooling | District chilled water piped |  | 0 | Per Unit | [7 empty] | 276218.271 | 264168.4807 | 12049.7903 | 0.043624 |  | 20 |  |  |  | 12049.7903 | [8 empty] | 0 | 0 | 0 | 0 | 0 | 0 | 0 | [5 empty] | 0
FL Zone 2InstitutionalNew |  | XXXXXXXX | Yes | Equipment | High Efficiency Chiller (Water cooled-centrifugal, 200 tons) | Water Cooled Centrifugal Chiller with Integral VFD, 200 Tons | Code-Compliant Water Cooled Centrifugal Chiller, 200 Tons | Commercial | New | Institutional | FL Zone 2 | Space Cooling | District chilled water piped |  | 0 | Per Unit | [7 empty] | 72386.8223 | 69229.0079 | 3157.8144 | 0.043624 |  | 20 |  |  |  | 3157.8144 | [8 empty] | 0 | 0 | 0 | 0 | 0 | 0 | 0 | [5 empty] | 0
FL Zone 2Lodging/HospitalityNew |  | XXXXXXXX | Yes | Equipment | High Efficiency Chiller (Water cooled-centrifugal, 200 tons) | Water Cooled Centrifugal Chiller with Integral VFD, 200 Tons | Code-Compliant Water Cooled Centrifugal Chiller, 200 Tons | Commercial | New | Lodging/Hospitality | FL Zone 2 | Space Cooling | District chilled water piped |  | 0 | Per Unit | [7 empty] | 221364.2343 | 211707.4053 | 9656.829 | 0.043624 |  | 20 |  |  |  | 9656.829 | [8 empty] | 0 | 0 | 0 | 0 | 0 | 0 | 0 | [5 empty] | 0
FL Zone 2MiscellaneousNew |  | XXXXXXXX | Yes | Equipment | High Efficiency Chiller (Water cooled-centrifugal, 200 tons) | Water Cooled Centrifugal Chiller with Integral VFD, 200 Tons | Code-Compliant Water Cooled Centrifugal Chiller, 200 Tons | Commercial | New | Miscellaneous | FL Zone 2 | Space Cooling | District chilled water piped |  | 0 | Per Unit | [7 empty] | 74847.5642 | 71582.402 | 3265.1622 | 0.043624 |  | 20 |  |  |  | 3265.1622 | [8 empty] | 0 | 0 | 0 | 0 | 0 | 0 | 0 | [5 empty] | 0
FL Zone 2OfficesNew |  | XXXXXXXX | Yes | Equipment | High Efficiency Chiller (Water cooled-centrifugal, 200 tons) | Water Cooled Centrifugal Chiller with Integral VFD, 200 Tons | Code-Compliant Water Cooled Centrifugal Chiller, 200 Tons | Commercial | New | Offices | FL Zone 2 | Space Cooling | District chilled water piped |  | 0 | Per Unit | [7 empty] | 150822.9683 | 144243.4429 | 6579.5255 | 0.043624 |  | 20 |  |  |  | 6579.5255 | [8 empty] | 0 | 0 | 0 | 0 | 0 | 0 | 0 | [5 empty] | 0
FL Zone 2RestaurantsNew |  | XXXXXXXX | Yes | Equipment | High Efficiency Chiller (Water cooled-centrifugal, 200 tons) | Water Cooled Centrifugal Chiller with Integral VFD, 200 Tons | Code-Compliant Water Cooled Centrifugal Chiller, 200 Tons | Commercial | New | Restaurants | FL Zone 2 | Space Cooling | District chilled water piped |  | 0 | Per Unit | [7 empty] | 217160.467 | 207687.0238 | 9473.4432 | 0.043624 |  | 20 |  |  |  | 9473.4432 | [8 empty] | 0 | 0 | 0 | 0 | 0 | 0 | 0 | [5 empty] | 0
FL Zone 2RetailNew |  | XXXXXXXX | Yes | Equipment | High Efficiency Chiller (Water cooled-centrifugal, 200 tons) | Water Cooled Centrifugal Chiller with Integral VFD, 200 Tons | Code-Compliant Water Cooled Centrifugal Chiller, 200 Tons | Commercial | New | Retail | FL Zone 2 | Space Cooling | District chilled water piped |  | 0 | Per Unit | [7 empty] | 170201.3103 | 162776.4209 | 7424.8894 | 0.043624 |  | 20 |  |  |  | 7424.8894 | [8 empty] | 0 | 0 | 0 | 0 | 0 | 0 | 0 | [5 empty] | 0
FL Zone 2Schools K-12New |  | XXXXXXXX | Yes | Equipment | High Efficiency Chiller (Water cooled-centrifugal, 200 tons) | Water Cooled Centrifugal Chiller with Integral VFD, 200 Tons | Code-Compliant Water Cooled Centrifugal Chiller, 200 Tons | Commercial | New | Schools K-12 | FL Zone 2 | Space Cooling | District chilled water piped |  | 0 | Per Unit | [7 empty] | 147952.1028 | 141497.8165 | 6454.2864 | 0.043624 |  | 20 |  |  |  | 6454.2864 | [8 empty] | 0 | 0 | 0 | 0 | 0 | 0 | 0 | [5 empty] | 0
FL Zone 2WarehouseNew |  | XXXXXXXX | Yes | Equipment | High Efficiency Chiller (Water cooled-centrifugal, 200 tons) | Water Cooled Centrifugal Chiller with Integral VFD, 200 Tons | Code-Compliant Water Cooled Centrifugal Chiller, 200 Tons | Commercial | New | Warehouse | FL Zone 2 | Space Cooling | District chilled water piped |  | 0 | Per Unit | [7 empty] | 32502.2984 | 31084.4129 | 1417.8855 | 0.043624 |  | 20 |  |  |  | 1417.8855 | [8 empty] | 0 | 0 | 0 | 0 | 0 | 0 | 0 | [5 empty] | 0
FL Zone 2AssemblyTurnover |  | XXXXXXXX | Yes | Equipment | High Efficiency Chiller (Water cooled-positive displacement, 100 tons) | Water Cooled Positive Displacement Chiller with Integral VFD, 100 Tons | Code-Compliant Water Cooled Positive Displacement Chiller, 100 Tons | Commercial | Turnover | Assembly | FL Zone 2 | Space Cooling | Central chillers inside |  | 0 | Per Unit | [7 empty] | 69139.9815 | 67285.0064 | 1854.9751 | 0.026829 |  | 20 |  |  |  | 1854.9751 | [8 empty] | 0 | 0 | 0 | 0 | 0 | 0 | 0 | [5 empty] | 0
FL Zone 2College and UniversityTurnover |  | XXXXXXXX | Yes | Equipment | High Efficiency Chiller (Water cooled-positive displacement, 100 tons) | Water Cooled Positive Displacement Chiller with Integral VFD, 100 Tons | Code-Compliant Water Cooled Positive Displacement Chiller, 100 Tons | Commercial | Turnover | College and University | FL Zone 2 | Space Cooling | Central chillers inside |  | 0 | Per Unit | [7 empty] | 76704.6467 | 74646.7171 | 2057.9295 | 0.026829 |  | 20 |  |  |  | 2057.9295 | [8 empty] | 0 | 0 | 0 | 0 | 0 | 0 | 0 | [5 empty] | 0
FL Zone 2GroceryTurnover |  | XXXXXXXX | Yes | Equipment | High Efficiency Chiller (Water cooled-positive displacement, 100 tons) | Water Cooled Positive Displacement Chiller with Integral VFD, 100 Tons | Code-Compliant Water Cooled Positive Displacement Chiller, 100 Tons | Commercial | Turnover | Grocery | FL Zone 2 | Space Cooling | Central chillers inside |  | 0 | Per Unit | [7 empty] | 38193.6241 | 37168.9171 | 1024.707 | 0.026829 |  | 20 |  |  |  | 1024.707 | [8 empty] | 0 | 0 | 0 | 0 | 0 | 0 | 0 | [5 empty] | 0
FL Zone 2HealthcareTurnover |  | XXXXXXXX | Yes | Equipment | High Efficiency Chiller (Water cooled-positive displacement, 100 tons) | Water Cooled Positive Displacement Chiller with Integral VFD, 100 Tons | Code-Compliant Water Cooled Positive Displacement Chiller, 100 Tons | Commercial | Turnover | Healthcare | FL Zone 2 | Space Cooling | Central chillers inside |  | 0 | Per Unit | [7 empty] | 150446.907 | 146410.5265 | 4036.3804 | 0.026829 |  | 20 |  |  |  | 4036.3804 | [8 empty] | 0 | 0 | 0 | 0 | 0 | 0 | 0 | [5 empty] | 0
FL Zone 2HospitalsTurnover |  | XXXXXXXX | Yes | Equipment | High Efficiency Chiller (Water cooled-positive displacement, 100 tons) | Water Cooled Positive Displacement Chiller with Integral VFD, 100 Tons | Code-Compliant Water Cooled Positive Displacement Chiller, 100 Tons | Commercial | Turnover | Hospitals | FL Zone 2 | Space Cooling | Central chillers inside |  | 0 | Per Unit | [7 empty] | 142511.9435 | 138688.4524 | 3823.4912 | 0.026829 |  | 20 |  |  |  | 3823.4912 | [8 empty] | 0 | 0 | 0 | 0 | 0 | 0 | 0 | [5 empty] | 0
FL Zone 2InstitutionalTurnover |  | XXXXXXXX | Yes | Equipment | High Efficiency Chiller (Water cooled-positive displacement, 100 tons) | Water Cooled Positive Displacement Chiller with Integral VFD, 100 Tons | Code-Compliant Water Cooled Positive Displacement Chiller, 100 Tons | Commercial | Turnover | Institutional | FL Zone 2 | Space Cooling | Central chillers inside |  | 0 | Per Unit | [7 empty] | 37347.228 | 36345.2292 | 1001.9988 | 0.026829 |  | 20 |  |  |  | 1001.9988 | [8 empty] | 0 | 0 | 0 | 0 | 0 | 0 | 0 | [5 empty] | 0
FL Zone 2Lodging/HospitalityTurnover |  | XXXXXXXX | Yes | Equipment | High Efficiency Chiller (Water cooled-positive displacement, 100 tons) | Water Cooled Positive Displacement Chiller with Integral VFD, 100 Tons | Code-Compliant Water Cooled Positive Displacement Chiller, 100 Tons | Commercial | Turnover | Lodging/Hospitality | FL Zone 2 | Space Cooling | Central chillers inside |  | 0 | Per Unit | [7 empty] | 114210.5739 | 111146.3878 | 3064.1861 | 0.026829 |  | 20 |  |  |  | 3064.1861 | [8 empty] | 0 | 0 | 0 | 0 | 0 | 0 | 0 | [5 empty] | 0
FL Zone 2MiscellaneousTurnover |  | XXXXXXXX | Yes | Equipment | High Efficiency Chiller (Water cooled-positive displacement, 100 tons) | Water Cooled Positive Displacement Chiller with Integral VFD, 100 Tons | Code-Compliant Water Cooled Positive Displacement Chiller, 100 Tons | Commercial | Turnover | Miscellaneous | FL Zone 2 | Space Cooling | Central chillers inside |  | 0 | Per Unit | [7 empty] | 38616.8221 | 37580.761 | 1036.0611 | 0.026829 |  | 20 |  |  |  | 1036.0611 | [8 empty] | 0 | 0 | 0 | 0 | 0 | 0 | 0 | [5 empty] | 0
FL Zone 2OfficesTurnover |  | XXXXXXXX | Yes | Equipment | High Efficiency Chiller (Water cooled-positive displacement, 100 tons) | Water Cooled Positive Displacement Chiller with Integral VFD, 100 Tons | Code-Compliant Water Cooled Positive Displacement Chiller, 100 Tons | Commercial | Turnover | Offices | FL Zone 2 | Space Cooling | Central chillers inside |  | 0 | Per Unit | [7 empty] | 77815.5415 | 75727.8075 | 2087.734 | 0.026829 |  | 20 |  |  |  | 2087.734 | [8 empty] | 0 | 0 | 0 | 0 | 0 | 0 | 0 | [5 empty] | 0
FL Zone 2RestaurantsTurnover |  | XXXXXXXX | Yes | Equipment | High Efficiency Chiller (Water cooled-positive displacement, 100 tons) | Water Cooled Positive Displacement Chiller with Integral VFD, 100 Tons | Code-Compliant Water Cooled Positive Displacement Chiller, 100 Tons | Commercial | Turnover | Restaurants | FL Zone 2 | Space Cooling | Central chillers inside |  | 0 | Per Unit | [7 empty] | 112041.6839 | 109035.6875 | 3005.9964 | 0.026829 |  | 20 |  |  |  | 3005.9964 | [8 empty] | 0 | 0 | 0 | 0 | 0 | 0 | 0 | [5 empty] | 0
FL Zone 2RetailTurnover |  | XXXXXXXX | Yes | Equipment | High Efficiency Chiller (Water cooled-positive displacement, 100 tons) | Water Cooled Positive Displacement Chiller with Integral VFD, 100 Tons | Code-Compliant Water Cooled Positive Displacement Chiller, 100 Tons | Commercial | Turnover | Retail | FL Zone 2 | Space Cooling | Central chillers inside |  | 0 | Per Unit | [7 empty] | 87813.5955 | 85457.621 | 2355.9745 | 0.026829 |  | 20 |  |  |  | 2355.9745 | [8 empty] | 0 | 0 | 0 | 0 | 0 | 0 | 0 | [5 empty] | 0
FL Zone 2Schools K-12Turnover |  | XXXXXXXX | Yes | Equipment | High Efficiency Chiller (Water cooled-positive displacement, 100 tons) | Water Cooled Positive Displacement Chiller with Integral VFD, 100 Tons | Code-Compliant Water Cooled Positive Displacement Chiller, 100 Tons | Commercial | Turnover | Schools K-12 | FL Zone 2 | Space Cooling | Central chillers inside |  | 0 | Per Unit | [7 empty] | 76334.3484 | 74286.3537 | 2047.9947 | 0.026829 |  | 20 |  |  |  | 2047.9947 | [8 empty] | 0 | 0 | 0 | 0 | 0 | 0 | 0 | [5 empty] | 0
FL Zone 2WarehouseTurnover |  | XXXXXXXX | Yes | Equipment | High Efficiency Chiller (Water cooled-positive displacement, 100 tons) | Water Cooled Positive Displacement Chiller with Integral VFD, 100 Tons | Code-Compliant Water Cooled Positive Displacement Chiller, 100 Tons | Commercial | Turnover | Warehouse | FL Zone 2 | Space Cooling | Central chillers inside |  | 0 | Per Unit | [7 empty] | 16769.2228 | 16319.3168 | 449.906 | 0.026829 |  | 20 |  |  |  | 449.906 | [8 empty] | 0 | 0 | 0 | 0 | 0 | 0 | 0 | [5 empty] | 0
FL Zone 2AssemblyNew |  | XXXXXXXX | Yes | Equipment | High Efficiency Chiller (Water cooled-positive displacement, 100 tons) | Water Cooled Positive Displacement Chiller with Integral VFD, 100 Tons | Code-Compliant Water Cooled Positive Displacement Chiller, 100 Tons | Commercial | New | Assembly | FL Zone 2 | Space Cooling | Central chillers inside |  | 0 | Per Unit | [7 empty] | 69139.9815 | 67285.0064 | 1854.9751 | 0.026829 |  | 20 |  |  |  | 1854.9751 | [8 empty] | 0 | 0 | 0 | 0 | 0 | 0 | 0 | [5 empty] | 0
FL Zone 2College and UniversityNew |  | XXXXXXXX | Yes | Equipment | High Efficiency Chiller (Water cooled-positive displacement, 100 tons) | Water Cooled Positive Displacement Chiller with Integral VFD, 100 Tons | Code-Compliant Water Cooled Positive Displacement Chiller, 100 Tons | Commercial | New | College and University | FL Zone 2 | Space Cooling | Central chillers inside |  | 0 | Per Unit | [7 empty] | 76704.6467 | 74646.7171 | 2057.9295 | 0.026829 |  | 20 |  |  |  | 2057.9295 | [8 empty] | 0 | 0 | 0 | 0 | 0 | 0 | 0 | [5 empty] | 0
FL Zone 2GroceryNew |  | XXXXXXXX | Yes | Equipment | High Efficiency Chiller (Water cooled-positive displacement, 100 tons) | Water Cooled Positive Displacement Chiller with Integral VFD, 100 Tons | Code-Compliant Water Cooled Positive Displacement Chiller, 100 Tons | Commercial | New | Grocery | FL Zone 2 | Space Cooling | Central chillers inside |  | 0 | Per Unit | [7 empty] | 38193.6241 | 37168.9171 | 1024.707 | 0.026829 |  | 20 |  |  |  | 1024.707 | [8 empty] | 0 | 0 | 0 | 0 | 0 | 0 | 0 | [5 empty] | 0
FL Zone 2HealthcareNew |  | XXXXXXXX | Yes | Equipment | High Efficiency Chiller (Water cooled-positive displacement, 100 tons) | Water Cooled Positive Displacement Chiller with Integral VFD, 100 Tons | Code-Compliant Water Cooled Positive Displacement Chiller, 100 Tons | Commercial | New | Healthcare | FL Zone 2 | Space Cooling | Central chillers inside |  | 0 | Per Unit | [7 empty] | 150446.907 | 146410.5265 | 4036.3804 | 0.026829 |  | 20 |  |  |  | 4036.3804 | [8 empty] | 0 | 0 | 0 | 0 | 0 | 0 | 0 | [5 empty] | 0
FL Zone 2HospitalsNew |  | XXXXXXXX | Yes | Equipment | High Efficiency Chiller (Water cooled-positive displacement, 100 tons) | Water Cooled Positive Displacement Chiller with Integral VFD, 100 Tons | Code-Compliant Water Cooled Positive Displacement Chiller, 100 Tons | Commercial | New | Hospitals | FL Zone 2 | Space Cooling | Central chillers inside |  | 0 | Per Unit | [7 empty] | 142511.9435 | 138688.4524 | 3823.4912 | 0.026829 |  | 20 |  |  |  | 3823.4912 | [8 empty] | 0 | 0 | 0 | 0 | 0 | 0 | 0 | [5 empty] | 0
FL Zone 2InstitutionalNew |  | XXXXXXXX | Yes | Equipment | High Efficiency Chiller (Water cooled-positive displacement, 100 tons) | Water Cooled Positive Displacement Chiller with Integral VFD, 100 Tons | Code-Compliant Water Cooled Positive Displacement Chiller, 100 Tons | Commercial | New | Institutional | FL Zone 2 | Space Cooling | Central chillers inside |  | 0 | Per Unit | [7 empty] | 37347.228 | 36345.2292 | 1001.9988 | 0.026829 |  | 20 |  |  |  | 1001.9988 | [8 empty] | 0 | 0 | 0 | 0 | 0 | 0 | 0 | [5 empty] | 0
FL Zone 2Lodging/HospitalityNew |  | XXXXXXXX | Yes | Equipment | High Efficiency Chiller (Water cooled-positive displacement, 100 tons) | Water Cooled Positive Displacement Chiller with Integral VFD, 100 Tons | Code-Compliant Water Cooled Positive Displacement Chiller, 100 Tons | Commercial | New | Lodging/Hospitality | FL Zone 2 | Space Cooling | Central chillers inside |  | 0 | Per Unit | [7 empty] | 114210.5739 | 111146.3878 | 3064.1861 | 0.026829 |  | 20 |  |  |  | 3064.1861 | [8 empty] | 0 | 0 | 0 | 0 | 0 | 0 | 0 | [5 empty] | 0
FL Zone 2MiscellaneousNew |  | XXXXXXXX | Yes | Equipment | High Efficiency Chiller (Water cooled-positive displacement, 100 tons) | Water Cooled Positive Displacement Chiller with Integral VFD, 100 Tons | Code-Compliant Water Cooled Positive Displacement Chiller, 100 Tons | Commercial | New | Miscellaneous | FL Zone 2 | Space Cooling | Central chillers inside |  | 0 | Per Unit | [7 empty] | 38616.8221 | 37580.761 | 1036.0611 | 0.026829 |  | 20 |  |  |  | 1036.0611 | [8 empty] | 0 | 0 | 0 | 0 | 0 | 0 | 0 | [5 empty] | 0
FL Zone 2OfficesNew |  | XXXXXXXX | Yes | Equipment | High Efficiency Chiller (Water cooled-positive displacement, 100 tons) | Water Cooled Positive Displacement Chiller with Integral VFD, 100 Tons | Code-Compliant Water Cooled Positive Displacement Chiller, 100 Tons | Commercial | New | Offices | FL Zone 2 | Space Cooling | Central chillers inside |  | 0 | Per Unit | [7 empty] | 77815.5415 | 75727.8075 | 2087.734 | 0.026829 |  | 20 |  |  |  | 2087.734 | [8 empty] | 0 | 0 | 0 | 0 | 0 | 0 | 0 | [5 empty] | 0
FL Zone 2RestaurantsNew |  | XXXXXXXX | Yes | Equipment | High Efficiency Chiller (Water cooled-positive displacement, 100 tons) | Water Cooled Positive Displacement Chiller with Integral VFD, 100 Tons | Code-Compliant Water Cooled Positive Displacement Chiller, 100 Tons | Commercial | New | Restaurants | FL Zone 2 | Space Cooling | Central chillers inside |  | 0 | Per Unit | [7 empty] | 112041.6839 | 109035.6875 | 3005.9964 | 0.026829 |  | 20 |  |  |  | 3005.9964 | [8 empty] | 0 | 0 | 0 | 0 | 0 | 0 | 0 | [5 empty] | 0
FL Zone 2RetailNew |  | XXXXXXXX | Yes | Equipment | High Efficiency Chiller (Water cooled-positive displacement, 100 tons) | Water Cooled Positive Displacement Chiller with Integral VFD, 100 Tons | Code-Compliant Water Cooled Positive Displacement Chiller, 100 Tons | Commercial | New | Retail | FL Zone 2 | Space Cooling | Central chillers inside |  | 0 | Per Unit | [7 empty] | 87813.5955 | 85457.621 | 2355.9745 | 0.026829 |  | 20 |  |  |  | 2355.9745 | [8 empty] | 0 | 0 | 0 | 0 | 0 | 0 | 0 | [5 empty] | 0
FL Zone 2Schools K-12New |  | XXXXXXXX | Yes | Equipment | High Efficiency Chiller (Water cooled-positive displacement, 100 tons) | Water Cooled Positive Displacement Chiller with Integral VFD, 100 Tons | Code-Compliant Water Cooled Positive Displacement Chiller, 100 Tons | Commercial | New | Schools K-12 | FL Zone 2 | Space Cooling | Central chillers inside |  | 0 | Per Unit | [7 empty] | 76334.3484 | 74286.3537 | 2047.9947 | 0.026829 |  | 20 |  |  |  | 2047.9947 | [8 empty] | 0 | 0 | 0 | 0 | 0 | 0 | 0 | [5 empty] | 0
FL Zone 2WarehouseNew |  | XXXXXXXX | Yes | Equipment | High Efficiency Chiller (Water cooled-positive displacement, 100 tons) | Water Cooled Positive Displacement Chiller with Integral VFD, 100 Tons | Code-Compliant Water Cooled Positive Displacement Chiller, 100 Tons | Commercial | New | Warehouse | FL Zone 2 | Space Cooling | Central chillers inside |  | 0 | Per Unit | [7 empty] | 16769.2228 | 16319.3168 | 449.906 | 0.026829 |  | 20 |  |  |  | 449.906 | [8 empty] | 0 | 0 | 0 | 0 | 0 | 0 | 0 | [5 empty] | 0
FL Zone 2AssemblyTurnover |  | XXXXXXXX | Yes | Equipment | High Efficiency Chiller (Water cooled-positive displacement, 100 tons) | Water Cooled Positive Displacement Chiller with Integral VFD, 100 Tons | Code-Compliant Water Cooled Positive Displacement Chiller, 100 Tons | Commercial | Turnover | Assembly | FL Zone 2 | Space Cooling | District chilled water piped |  | 0 | Per Unit | [7 empty] | 69139.9815 | 67285.0064 | 1854.9751 | 0.026829 |  | 20 |  |  |  | 1854.9751 | [8 empty] | 0 | 0 | 0 | 0 | 0 | 0 | 0 | [5 empty] | 0
FL Zone 2College and UniversityTurnover |  | XXXXXXXX | Yes | Equipment | High Efficiency Chiller (Water cooled-positive displacement, 100 tons) | Water Cooled Positive Displacement Chiller with Integral VFD, 100 Tons | Code-Compliant Water Cooled Positive Displacement Chiller, 100 Tons | Commercial | Turnover | College and University | FL Zone 2 | Space Cooling | District chilled water piped |  | 0 | Per Unit | [7 empty] | 76704.6467 | 74646.7171 | 2057.9295 | 0.026829 |  | 20 |  |  |  | 2057.9295 | [8 empty] | 0 | 0 | 0 | 0 | 0 | 0 | 0 | [5 empty] | 0
FL Zone 2GroceryTurnover |  | XXXXXXXX | Yes | Equipment | High Efficiency Chiller (Water cooled-positive displacement, 100 tons) | Water Cooled Positive Displacement Chiller with Integral VFD, 100 Tons | Code-Compliant Water Cooled Positive Displacement Chiller, 100 Tons | Commercial | Turnover | Grocery | FL Zone 2 | Space Cooling | District chilled water piped |  | 0 | Per Unit | [7 empty] | 38193.6241 | 37168.9171 | 1024.707 | 0.026829 |  | 20 |  |  |  | 1024.707 | [8 empty] | 0 | 0 | 0 | 0 | 0 | 0 | 0 | [5 empty] | 0
FL Zone 2HealthcareTurnover |  | XXXXXXXX | Yes | Equipment | High Efficiency Chiller (Water cooled-positive displacement, 100 tons) | Water Cooled Positive Displacement Chiller with Integral VFD, 100 Tons | Code-Compliant Water Cooled Positive Displacement Chiller, 100 Tons | Commercial | Turnover | Healthcare | FL Zone 2 | Space Cooling | District chilled water piped |  | 0 | Per Unit | [7 empty] | 150446.907 | 146410.5265 | 4036.3804 | 0.026829 |  | 20 |  |  |  | 4036.3804 | [8 empty] | 0 | 0 | 0 | 0 | 0 | 0 | 0 | [5 empty] | 0
FL Zone 2HospitalsTurnover |  | XXXXXXXX | Yes | Equipment | High Efficiency Chiller (Water cooled-positive displacement, 100 tons) | Water Cooled Positive Displacement Chiller with Integral VFD, 100 Tons | Code-Compliant Water Cooled Positive Displacement Chiller, 100 Tons | Commercial | Turnover | Hospitals | FL Zone 2 | Space Cooling | District chilled water piped |  | 0 | Per Unit | [7 empty] | 142511.9435 | 138688.4524 | 3823.4912 | 0.026829 |  | 20 |  |  |  | 3823.4912 | [8 empty] | 0 | 0 | 0 | 0 | 0 | 0 | 0 | [5 empty] | 0
FL Zone 2InstitutionalTurnover |  | XXXXXXXX | Yes | Equipment | High Efficiency Chiller (Water cooled-positive displacement, 100 tons) | Water Cooled Positive Displacement Chiller with Integral VFD, 100 Tons | Code-Compliant Water Cooled Positive Displacement Chiller, 100 Tons | Commercial | Turnover | Institutional | FL Zone 2 | Space Cooling | District chilled water piped |  | 0 | Per Unit | [7 empty] | 37347.228 | 36345.2292 | 1001.9988 | 0.026829 |  | 20 |  |  |  | 1001.9988 | [8 empty] | 0 | 0 | 0 | 0 | 0 | 0 | 0 | [5 empty] | 0
FL Zone 2Lodging/HospitalityTurnover |  | XXXXXXXX | Yes | Equipment | High Efficiency Chiller (Water cooled-positive displacement, 100 tons) | Water Cooled Positive Displacement Chiller with Integral VFD, 100 Tons | Code-Compliant Water Cooled Positive Displacement Chiller, 100 Tons | Commercial | Turnover | Lodging/Hospitality | FL Zone 2 | Space Cooling | District chilled water piped |  | 0 | Per Unit | [7 empty] | 114210.5739 | 111146.3878 | 3064.1861 | 0.026829 |  | 20 |  |  |  | 3064.1861 | [8 empty] | 0 | 0 | 0 | 0 | 0 | 0 | 0 | [5 empty] | 0
FL Zone 2MiscellaneousTurnover |  | XXXXXXXX | Yes | Equipment | High Efficiency Chiller (Water cooled-positive displacement, 100 tons) | Water Cooled Positive Displacement Chiller with Integral VFD, 100 Tons | Code-Compliant Water Cooled Positive Displacement Chiller, 100 Tons | Commercial | Turnover | Miscellaneous | FL Zone 2 | Space Cooling | District chilled water piped |  | 0 | Per Unit | [7 empty] | 38616.8221 | 37580.761 | 1036.0611 | 0.026829 |  | 20 |  |  |  | 1036.0611 | [8 empty] | 0 | 0 | 0 | 0 | 0 | 0 | 0 | [5 empty] | 0
FL Zone 2OfficesTurnover |  | XXXXXXXX | Yes | Equipment | High Efficiency Chiller (Water cooled-positive displacement, 100 tons) | Water Cooled Positive Displacement Chiller with Integral VFD, 100 Tons | Code-Compliant Water Cooled Positive Displacement Chiller, 100 Tons | Commercial | Turnover | Offices | FL Zone 2 | Space Cooling | District chilled water piped |  | 0 | Per Unit | [7 empty] | 77815.5415 | 75727.8075 | 2087.734 | 0.026829 |  | 20 |  |  |  | 2087.734 | [8 empty] | 0 | 0 | 0 | 0 | 0 | 0 | 0 | [5 empty] | 0
FL Zone 2RestaurantsTurnover |  | XXXXXXXX | Yes | Equipment | High Efficiency Chiller (Water cooled-positive displacement, 100 tons) | Water Cooled Positive Displacement Chiller with Integral VFD, 100 Tons | Code-Compliant Water Cooled Positive Displacement Chiller, 100 Tons | Commercial | Turnover | Restaurants | FL Zone 2 | Space Cooling | District chilled water piped |  | 0 | Per Unit | [7 empty] | 112041.6839 | 109035.6875 | 3005.9964 | 0.026829 |  | 20 |  |  |  | 3005.9964 | [8 empty] | 0 | 0 | 0 | 0 | 0 | 0 | 0 | [5 empty] | 0
FL Zone 2RetailTurnover |  | XXXXXXXX | Yes | Equipment | High Efficiency Chiller (Water cooled-positive displacement, 100 tons) | Water Cooled Positive Displacement Chiller with Integral VFD, 100 Tons | Code-Compliant Water Cooled Positive Displacement Chiller, 100 Tons | Commercial | Turnover | Retail | FL Zone 2 | Space Cooling | District chilled water piped |  | 0 | Per Unit | [7 empty] | 87813.5955 | 85457.621 | 2355.9745 | 0.026829 |  | 20 |  |  |  | 2355.9745 | [8 empty] | 0 | 0 | 0 | 0 | 0 | 0 | 0 | [5 empty] | 0
FL Zone 2Schools K-12Turnover |  | XXXXXXXX | Yes | Equipment | High Efficiency Chiller (Water cooled-positive displacement, 100 tons) | Water Cooled Positive Displacement Chiller with Integral VFD, 100 Tons | Code-Compliant Water Cooled Positive Displacement Chiller, 100 Tons | Commercial | Turnover | Schools K-12 | FL Zone 2 | Space Cooling | District chilled water piped |  | 0 | Per Unit | [7 empty] | 76334.3484 | 74286.3537 | 2047.9947 | 0.026829 |  | 20 |  |  |  | 2047.9947 | [8 empty] | 0 | 0 | 0 | 0 | 0 | 0 | 0 | [5 empty] | 0
FL Zone 2WarehouseTurnover |  | XXXXXXXX | Yes | Equipment | High Efficiency Chiller (Water cooled-positive displacement, 100 tons) | Water Cooled Positive Displacement Chiller with Integral VFD, 100 Tons | Code-Compliant Water Cooled Positive Displacement Chiller, 100 Tons | Commercial | Turnover | Warehouse | FL Zone 2 | Space Cooling | District chilled water piped |  | 0 | Per Unit | [7 empty] | 16769.2228 | 16319.3168 | 449.906 | 0.026829 |  | 20 |  |  |  | 449.906 | [8 empty] | 0 | 0 | 0 | 0 | 0 | 0 | 0 | [5 empty] | 0
FL Zone 2AssemblyNew |  | XXXXXXXX | Yes | Equipment | High Efficiency Chiller (Water cooled-positive displacement, 100 tons) | Water Cooled Positive Displacement Chiller with Integral VFD, 100 Tons | Code-Compliant Water Cooled Positive Displacement Chiller, 100 Tons | Commercial | New | Assembly | FL Zone 2 | Space Cooling | District chilled water piped |  | 0 | Per Unit | [7 empty] | 69139.9815 | 67285.0064 | 1854.9751 | 0.026829 |  | 20 |  |  |  | 1854.9751 | [8 empty] | 0 | 0 | 0 | 0 | 0 | 0 | 0 | [5 empty] | 0
FL Zone 2College and UniversityNew |  | XXXXXXXX | Yes | Equipment | High Efficiency Chiller (Water cooled-positive displacement, 100 tons) | Water Cooled Positive Displacement Chiller with Integral VFD, 100 Tons | Code-Compliant Water Cooled Positive Displacement Chiller, 100 Tons | Commercial | New | College and University | FL Zone 2 | Space Cooling | District chilled water piped |  | 0 | Per Unit | [7 empty] | 76704.6467 | 74646.7171 | 2057.9295 | 0.026829 |  | 20 |  |  |  | 2057.9295 | [8 empty] | 0 | 0 | 0 | 0 | 0 | 0 | 0 | [5 empty] | 0
FL Zone 2GroceryNew |  | XXXXXXXX | Yes | Equipment | High Efficiency Chiller (Water cooled-positive displacement, 100 tons) | Water Cooled Positive Displacement Chiller with Integral VFD, 100 Tons | Code-Compliant Water Cooled Positive Displacement Chiller, 100 Tons | Commercial | New | Grocery | FL Zone 2 | Space Cooling | District chilled water piped |  | 0 | Per Unit | [7 empty] | 38193.6241 | 37168.9171 | 1024.707 | 0.026829 |  | 20 |  |  |  | 1024.707 | [8 empty] | 0 | 0 | 0 | 0 | 0 | 0 | 0 | [5 empty] | 0
FL Zone 2HealthcareNew |  | XXXXXXXX | Yes | Equipment | High Efficiency Chiller (Water cooled-positive displacement, 100 tons) | Water Cooled Positive Displacement Chiller with Integral VFD, 100 Tons | Code-Compliant Water Cooled Positive Displacement Chiller, 100 Tons | Commercial | New | Healthcare | FL Zone 2 | Space Cooling | District chilled water piped |  | 0 | Per Unit | [7 empty] | 150446.907 | 146410.5265 | 4036.3804 | 0.026829 |  | 20 |  |  |  | 4036.3804 | [8 empty] | 0 | 0 | 0 | 0 | 0 | 0 | 0 | [5 empty] | 0
FL Zone 2HospitalsNew |  | XXXXXXXX | Yes | Equipment | High Efficiency Chiller (Water cooled-positive displacement, 100 tons) | Water Cooled Positive Displacement Chiller with Integral VFD, 100 Tons | Code-Compliant Water Cooled Positive Displacement Chiller, 100 Tons | Commercial | New | Hospitals | FL Zone 2 | Space Cooling | District chilled water piped |  | 0 | Per Unit | [7 empty] | 142511.9435 | 138688.4524 | 3823.4912 | 0.026829 |  | 20 |  |  |  | 3823.4912 | [8 empty] | 0 | 0 | 0 | 0 | 0 | 0 | 0 | [5 empty] | 0
FL Zone 2InstitutionalNew |  | XXXXXXXX | Yes | Equipment | High Efficiency Chiller (Water cooled-positive displacement, 100 tons) | Water Cooled Positive Displacement Chiller with Integral VFD, 100 Tons | Code-Compliant Water Cooled Positive Displacement Chiller, 100 Tons | Commercial | New | Institutional | FL Zone 2 | Space Cooling | District chilled water piped |  | 0 | Per Unit | [7 empty] | 37347.228 | 36345.2292 | 1001.9988 | 0.026829 |  | 20 |  |  |  | 1001.9988 | [8 empty] | 0 | 0 | 0 | 0 | 0 | 0 | 0 | [5 empty] | 0
FL Zone 2Lodging/HospitalityNew |  | XXXXXXXX | Yes | Equipment | High Efficiency Chiller (Water cooled-positive displacement, 100 tons) | Water Cooled Positive Displacement Chiller with Integral VFD, 100 Tons | Code-Compliant Water Cooled Positive Displacement Chiller, 100 Tons | Commercial | New | Lodging/Hospitality | FL Zone 2 | Space Cooling | District chilled water piped |  | 0 | Per Unit | [7 empty] | 114210.5739 | 111146.3878 | 3064.1861 | 0.026829 |  | 20 |  |  |  | 3064.1861 | [8 empty] | 0 | 0 | 0 | 0 | 0 | 0 | 0 | [5 empty] | 0
FL Zone 2MiscellaneousNew |  | XXXXXXXX | Yes | Equipment | High Efficiency Chiller (Water cooled-positive displacement, 100 tons) | Water Cooled Positive Displacement Chiller with Integral VFD, 100 Tons | Code-Compliant Water Cooled Positive Displacement Chiller, 100 Tons | Commercial | New | Miscellaneous | FL Zone 2 | Space Cooling | District chilled water piped |  | 0 | Per Unit | [7 empty] | 38616.8221 | 37580.761 | 1036.0611 | 0.026829 |  | 20 |  |  |  | 1036.0611 | [8 empty] | 0 | 0 | 0 | 0 | 0 | 0 | 0 | [5 empty] | 0
FL Zone 2OfficesNew |  | XXXXXXXX | Yes | Equipment | High Efficiency Chiller (Water cooled-positive displacement, 100 tons) | Water Cooled Positive Displacement Chiller with Integral VFD, 100 Tons | Code-Compliant Water Cooled Positive Displacement Chiller, 100 Tons | Commercial | New | Offices | FL Zone 2 | Space Cooling | District chilled water piped |  | 0 | Per Unit | [7 empty] | 77815.5415 | 75727.8075 | 2087.734 | 0.026829 |  | 20 |  |  |  | 2087.734 | [8 empty] | 0 | 0 | 0 | 0 | 0 | 0 | 0 | [5 empty] | 0
FL Zone 2RestaurantsNew |  | XXXXXXXX | Yes | Equipment | High Efficiency Chiller (Water cooled-positive displacement, 100 tons) | Water Cooled Positive Displacement Chiller with Integral VFD, 100 Tons | Code-Compliant Water Cooled Positive Displacement Chiller, 100 Tons | Commercial | New | Restaurants | FL Zone 2 | Space Cooling | District chilled water piped |  | 0 | Per Unit | [7 empty] | 112041.6839 | 109035.6875 | 3005.9964 | 0.026829 |  | 20 |  |  |  | 3005.9964 | [8 empty] | 0 | 0 | 0 | 0 | 0 | 0 | 0 | [5 empty] | 0
FL Zone 2RetailNew |  | XXXXXXXX | Yes | Equipment | High Efficiency Chiller (Water cooled-positive displacement, 100 tons) | Water Cooled Positive Displacement Chiller with Integral VFD, 100 Tons | Code-Compliant Water Cooled Positive Displacement Chiller, 100 Tons | Commercial | New | Retail | FL Zone 2 | Space Cooling | District chilled water piped |  | 0 | Per Unit | [7 empty] | 87813.5955 | 85457.621 | 2355.9745 | 0.026829 |  | 20 |  |  |  | 2355.9745 | [8 empty] | 0 | 0 | 0 | 0 | 0 | 0 | 0 | [5 empty] | 0
FL Zone 2Schools K-12New |  | XXXXXXXX | Yes | Equipment | High Efficiency Chiller (Water cooled-positive displacement, 100 tons) | Water Cooled Positive Displacement Chiller with Integral VFD, 100 Tons | Code-Compliant Water Cooled Positive Displacement Chiller, 100 Tons | Commercial | New | Schools K-12 | FL Zone 2 | Space Cooling | District chilled water piped |  | 0 | Per Unit | [7 empty] | 76334.3484 | 74286.3537 | 2047.9947 | 0.026829 |  | 20 |  |  |  | 2047.9947 | [8 empty] | 0 | 0 | 0 | 0 | 0 | 0 | 0 | [5 empty] | 0
FL Zone 2WarehouseNew |  | XXXXXXXX | Yes | Equipment | High Efficiency Chiller (Water cooled-positive displacement, 100 tons) | Water Cooled Positive Displacement Chiller with Integral VFD, 100 Tons | Code-Compliant Water Cooled Positive Displacement Chiller, 100 Tons | Commercial | New | Warehouse | FL Zone 2 | Space Cooling | District chilled water piped |  | 0 | Per Unit | [7 empty] | 16769.2228 | 16319.3168 | 449.906 | 0.026829 |  | 20 |  |  |  | 449.906 | [8 empty] | 0 | 0 | 0 | 0 | 0 | 0 | 0 | [5 empty] | 0
FL Zone 2AssemblyTurnover |  | XXXXXXXX | Yes | Equipment | High Efficiency Data Center Cooling | High Efficiency CRAC (computer room air conditioner) | Standard Efficiency CRAC | Commercial | Turnover | Assembly | FL Zone 2 | Office Equipment | Servers |  | 0 | Per Unit | [7 empty] | 463559.9844 | 333763.1887 | 129796.7956 | 0.28 |  | 20 |  |  |  | 129796.7956 | [8 empty] | 0 | 0 | 0 | 0 | 0 | 0 | 0 | [5 empty] | 0
FL Zone 2College and UniversityTurnover |  | XXXXXXXX | Yes | Equipment | High Efficiency Data Center Cooling | High Efficiency CRAC (computer room air conditioner) | Standard Efficiency CRAC | Commercial | Turnover | College and University | FL Zone 2 | Office Equipment | Servers |  | 0 | Per Unit | [7 empty] | 463559.9844 | 333763.1887 | 129796.7956 | 0.28 |  | 20 |  |  |  | 129796.7956 | [8 empty] | 0 | 0 | 0 | 0 | 0 | 0 | 0 | [5 empty] | 0
FL Zone 2GroceryTurnover |  | XXXXXXXX | Yes | Equipment | High Efficiency Data Center Cooling | High Efficiency CRAC (computer room air conditioner) | Standard Efficiency CRAC | Commercial | Turnover | Grocery | FL Zone 2 | Office Equipment | Servers |  | 0 | Per Unit | [7 empty] | 463559.9844 | 333763.1887 | 129796.7956 | 0.28 |  | 20 |  |  |  | 129796.7956 | [8 empty] | 0 | 0 | 0 | 0 | 0 | 0 | 0 | [5 empty] | 0
FL Zone 2HealthcareTurnover |  | XXXXXXXX | Yes | Equipment | High Efficiency Data Center Cooling | High Efficiency CRAC (computer room air conditioner) | Standard Efficiency CRAC | Commercial | Turnover | Healthcare | FL Zone 2 | Office Equipment | Servers |  | 0 | Per Unit | [7 empty] | 463559.9844 | 333763.1887 | 129796.7956 | 0.28 |  | 20 |  |  |  | 129796.7956 | [8 empty] | 0 | 0 | 0 | 0 | 0 | 0 | 0 | [5 empty] | 0
FL Zone 2HospitalsTurnover |  | XXXXXXXX | Yes | Equipment | High Efficiency Data Center Cooling | High Efficiency CRAC (computer room air conditioner) | Standard Efficiency CRAC | Commercial | Turnover | Hospitals | FL Zone 2 | Office Equipment | Servers |  | 0 | Per Unit | [7 empty] | 463559.9844 | 333763.1887 | 129796.7956 | 0.28 |  | 20 |  |  |  | 129796.7956 | [8 empty] | 0 | 0 | 0 | 0 | 0 | 0 | 0 | [5 empty] | 0
FL Zone 2InstitutionalTurnover |  | XXXXXXXX | Yes | Equipment | High Efficiency Data Center Cooling | High Efficiency CRAC (computer room air conditioner) | Standard Efficiency CRAC | Commercial | Turnover | Institutional | FL Zone 2 | Office Equipment | Servers |  | 0 | Per Unit | [7 empty] | 463559.9844 | 333763.1887 | 129796.7956 | 0.28 |  | 20 |  |  |  | 129796.7956 | [8 empty] | 0 | 0 | 0 | 0 | 0 | 0 | 0 | [5 empty] | 0
FL Zone 2Lodging/HospitalityTurnover |  | XXXXXXXX | Yes | Equipment | High Efficiency Data Center Cooling | High Efficiency CRAC (computer room air conditioner) | Standard Efficiency CRAC | Commercial | Turnover | Lodging/Hospitality | FL Zone 2 | Office Equipment | Servers |  | 0 | Per Unit | [7 empty] | 463559.9844 | 333763.1887 | 129796.7956 | 0.28 |  | 20 |  |  |  | 129796.7956 | [8 empty] | 0 | 0 | 0 | 0 | 0 | 0 | 0 | [5 empty] | 0
FL Zone 2MiscellaneousTurnover |  | XXXXXXXX | Yes | Equipment | High Efficiency Data Center Cooling | High Efficiency CRAC (computer room air conditioner) | Standard Efficiency CRAC | Commercial | Turnover | Miscellaneous | FL Zone 2 | Office Equipment | Servers |  | 0 | Per Unit | [7 empty] | 463559.9844 | 333763.1887 | 129796.7956 | 0.28 |  | 20 |  |  |  | 129796.7956 | [8 empty] | 0 | 0 | 0 | 0 | 0 | 0 | 0 | [5 empty] | 0
FL Zone 2OfficesTurnover |  | XXXXXXXX | Yes | Equipment | High Efficiency Data Center Cooling | High Efficiency CRAC (computer room air conditioner) | Standard Efficiency CRAC | Commercial | Turnover | Offices | FL Zone 2 | Office Equipment | Servers |  | 0 | Per Unit | [7 empty] | 463559.9844 | 333763.1887 | 129796.7956 | 0.28 |  | 20 |  |  |  | 129796.7956 | [8 empty] | 0 | 0 | 0 | 0 | 0 | 0 | 0 | [5 empty] | 0
FL Zone 2RestaurantsTurnover |  | XXXXXXXX | Yes | Equipment | High Efficiency Data Center Cooling | High Efficiency CRAC (computer room air conditioner) | Standard Efficiency CRAC | Commercial | Turnover | Restaurants | FL Zone 2 | Office Equipment | Servers |  | 0 | Per Unit | [7 empty] | 463559.9844 | 333763.1887 | 129796.7956 | 0.28 |  | 20 |  |  |  | 129796.7956 | [8 empty] | 0 | 0 | 0 | 0 | 0 | 0 | 0 | [5 empty] | 0
FL Zone 2RetailTurnover |  | XXXXXXXX | Yes | Equipment | High Efficiency Data Center Cooling | High Efficiency CRAC (computer room air conditioner) | Standard Efficiency CRAC | Commercial | Turnover | Retail | FL Zone 2 | Office Equipment | Servers |  | 0 | Per Unit | [7 empty] | 463559.9844 | 333763.1887 | 129796.7956 | 0.28 |  | 20 |  |  |  | 129796.7956 | [8 empty] | 0 | 0 | 0 | 0 | 0 | 0 | 0 | [5 empty] | 0
FL Zone 2Schools K-12Turnover |  | XXXXXXXX | Yes | Equipment | High Efficiency Data Center Cooling | High Efficiency CRAC (computer room air conditioner) | Standard Efficiency CRAC | Commercial | Turnover | Schools K-12 | FL Zone 2 | Office Equipment | Servers |  | 0 | Per Unit | [7 empty] | 463559.9844 | 333763.1887 | 129796.7956 | 0.28 |  | 20 |  |  |  | 129796.7956 | [8 empty] | 0 | 0 | 0 | 0 | 0 | 0 | 0 | [5 empty] | 0
FL Zone 2WarehouseTurnover |  | XXXXXXXX | Yes | Equipment | High Efficiency Data Center Cooling | High Efficiency CRAC (computer room air conditioner) | Standard Efficiency CRAC | Commercial | Turnover | Warehouse | FL Zone 2 | Office Equipment | Servers |  | 0 | Per Unit | [7 empty] | 463559.9844 | 333763.1887 | 129796.7956 | 0.28 |  | 20 |  |  |  | 129796.7956 | [8 empty] | 0 | 0 | 0 | 0 | 0 | 0 | 0 | [5 empty] | 0
FL Zone 2AssemblyNew |  | XXXXXXXX | Yes | Equipment | High Efficiency Data Center Cooling | High Efficiency CRAC (computer room air conditioner) | Standard Efficiency CRAC | Commercial | New | Assembly | FL Zone 2 | Office Equipment | Servers |  | 0 | Per Unit | [7 empty] | 463559.9844 | 333763.1887 | 129796.7956 | 0.28 |  | 20 |  |  |  | 129796.7956 | [8 empty] | 0 | 0 | 0 | 0 | 0 | 0 | 0 | [5 empty] | 0
FL Zone 2College and UniversityNew |  | XXXXXXXX | Yes | Equipment | High Efficiency Data Center Cooling | High Efficiency CRAC (computer room air conditioner) | Standard Efficiency CRAC | Commercial | New | College and University | FL Zone 2 | Office Equipment | Servers |  | 0 | Per Unit | [7 empty] | 463559.9844 | 333763.1887 | 129796.7956 | 0.28 |  | 20 |  |  |  | 129796.7956 | [8 empty] | 0 | 0 | 0 | 0 | 0 | 0 | 0 | [5 empty] | 0
FL Zone 2GroceryNew |  | XXXXXXXX | Yes | Equipment | High Efficiency Data Center Cooling | High Efficiency CRAC (computer room air conditioner) | Standard Efficiency CRAC | Commercial | New | Grocery | FL Zone 2 | Office Equipment | Servers |  | 0 | Per Unit | [7 empty] | 463559.9844 | 333763.1887 | 129796.7956 | 0.28 |  | 20 |  |  |  | 129796.7956 | [8 empty] | 0 | 0 | 0 | 0 | 0 | 0 | 0 | [5 empty] | 0
FL Zone 2HealthcareNew |  | XXXXXXXX | Yes | Equipment | High Efficiency Data Center Cooling | High Efficiency CRAC (computer room air conditioner) | Standard Efficiency CRAC | Commercial | New | Healthcare | FL Zone 2 | Office Equipment | Servers |  | 0 | Per Unit | [7 empty] | 463559.9844 | 333763.1887 | 129796.7956 | 0.28 |  | 20 |  |  |  | 129796.7956 | [8 empty] | 0 | 0 | 0 | 0 | 0 | 0 | 0 | [5 empty] | 0
FL Zone 2HospitalsNew |  | XXXXXXXX | Yes | Equipment | High Efficiency Data Center Cooling | High Efficiency CRAC (computer room air conditioner) | Standard Efficiency CRAC | Commercial | New | Hospitals | FL Zone 2 | Office Equipment | Servers |  | 0 | Per Unit | [7 empty] | 463559.9844 | 333763.1887 | 129796.7956 | 0.28 |  | 20 |  |  |  | 129796.7956 | [8 empty] | 0 | 0 | 0 | 0 | 0 | 0 | 0 | [5 empty] | 0
FL Zone 2InstitutionalNew |  | XXXXXXXX | Yes | Equipment | High Efficiency Data Center Cooling | High Efficiency CRAC (computer room air conditioner) | Standard Efficiency CRAC | Commercial | New | Institutional | FL Zone 2 | Office Equipment | Servers |  | 0 | Per Unit | [7 empty] | 463559.9844 | 333763.1887 | 129796.7956 | 0.28 |  | 20 |  |  |  | 129796.7956 | [8 empty] | 0 | 0 | 0 | 0 | 0 | 0 | 0 | [5 empty] | 0
FL Zone 2Lodging/HospitalityNew |  | XXXXXXXX | Yes | Equipment | High Efficiency Data Center Cooling | High Efficiency CRAC (computer room air conditioner) | Standard Efficiency CRAC | Commercial | New | Lodging/Hospitality | FL Zone 2 | Office Equipment | Servers |  | 0 | Per Unit | [7 empty] | 463559.9844 | 333763.1887 | 129796.7956 | 0.28 |  | 20 |  |  |  | 129796.7956 | [8 empty] | 0 | 0 | 0 | 0 | 0 | 0 | 0 | [5 empty] | 0
FL Zone 2MiscellaneousNew |  | XXXXXXXX | Yes | Equipment | High Efficiency Data Center Cooling | High Efficiency CRAC (computer room air conditioner) | Standard Efficiency CRAC | Commercial | New | Miscellaneous | FL Zone 2 | Office Equipment | Servers |  | 0 | Per Unit | [7 empty] | 463559.9844 | 333763.1887 | 129796.7956 | 0.28 |  | 20 |  |  |  | 129796.7956 | [8 empty] | 0 | 0 | 0 | 0 | 0 | 0 | 0 | [5 empty] | 0
FL Zone 2OfficesNew |  | XXXXXXXX | Yes | Equipment | High Efficiency Data Center Cooling | High Efficiency CRAC (computer room air conditioner) | Standard Efficiency CRAC | Commercial | New | Offices | FL Zone 2 | Office Equipment | Servers |  | 0 | Per Unit | [7 empty] | 463559.9844 | 333763.1887 | 129796.7956 | 0.28 |  | 20 |  |  |  | 129796.7956 | [8 empty] | 0 | 0 | 0 | 0 | 0 | 0 | 0 | [5 empty] | 0
FL Zone 2RestaurantsNew |  | XXXXXXXX | Yes | Equipment | High Efficiency Data Center Cooling | High Efficiency CRAC (computer room air conditioner) | Standard Efficiency CRAC | Commercial | New | Restaurants | FL Zone 2 | Office Equipment | Servers |  | 0 | Per Unit | [7 empty] | 463559.9844 | 333763.1887 | 129796.7956 | 0.28 |  | 20 |  |  |  | 129796.7956 | [8 empty] | 0 | 0 | 0 | 0 | 0 | 0 | 0 | [5 empty] | 0
FL Zone 2RetailNew |  | XXXXXXXX | Yes | Equipment | High Efficiency Data Center Cooling | High Efficiency CRAC (computer room air conditioner) | Standard Efficiency CRAC | Commercial | New | Retail | FL Zone 2 | Office Equipment | Servers |  | 0 | Per Unit | [7 empty] | 463559.9844 | 333763.1887 | 129796.7956 | 0.28 |  | 20 |  |  |  | 129796.7956 | [8 empty] | 0 | 0 | 0 | 0 | 0 | 0 | 0 | [5 empty] | 0
FL Zone 2Schools K-12New |  | XXXXXXXX | Yes | Equipment | High Efficiency Data Center Cooling | High Efficiency CRAC (computer room air conditioner) | Standard Efficiency CRAC | Commercial | New | Schools K-12 | FL Zone 2 | Office Equipment | Servers |  | 0 | Per Unit | [7 empty] | 463559.9844 | 333763.1887 | 129796.7956 | 0.28 |  | 20 |  |  |  | 129796.7956 | [8 empty] | 0 | 0 | 0 | 0 | 0 | 0 | 0 | [5 empty] | 0
FL Zone 2WarehouseNew |  | XXXXXXXX | Yes | Equipment | High Efficiency Data Center Cooling | High Efficiency CRAC (computer room air conditioner) | Standard Efficiency CRAC | Commercial | New | Warehouse | FL Zone 2 | Office Equipment | Servers |  | 0 | Per Unit | [7 empty] | 463559.9844 | 333763.1887 | 129796.7956 | 0.28 |  | 20 |  |  |  | 129796.7956 | [8 empty] | 0 | 0 | 0 | 0 | 0 | 0 | 0 | [5 empty] | 0
FL Zone 2AssemblyTurnover |  | XXXXXXXX | Yes | Equipment | High Efficiency DX 135k- less than 240k BTU | High Efficiency DX Unit, 15 tons | Code-Compliant Packaged or Split DX Unit, 15 Tons | Commercial | Turnover | Assembly | FL Zone 2 | Space Cooling | Packaged air conditioning units (RTUs) |  | 0 | Per Unit | [7 empty] | 18396.4474 | 17596.6019 | 799.8455 | 0.043478 |  | 15 |  |  |  | 799.8455 | [8 empty] | 0 | 0 | 0 | 0 | 0 | 0 | 0 | [5 empty] | 0
FL Zone 2College and UniversityTurnover |  | XXXXXXXX | Yes | Equipment | High Efficiency DX 135k- less than 240k BTU | High Efficiency DX Unit, 15 tons | Code-Compliant Packaged or Split DX Unit, 15 Tons | Commercial | Turnover | College and University | FL Zone 2 | Space Cooling | Packaged air conditioning units (RTUs) |  | 0 | Per Unit | [7 empty] | 20409.2186 | 19521.8613 | 887.3573 | 0.043478 |  | 15 |  |  |  | 887.3573 | [8 empty] | 0 | 0 | 0 | 0 | 0 | 0 | 0 | [5 empty] | 0
FL Zone 2GroceryTurnover |  | XXXXXXXX | Yes | Equipment | High Efficiency DX 135k- less than 240k BTU | High Efficiency DX Unit, 15 tons | Code-Compliant Packaged or Split DX Unit, 15 Tons | Commercial | Turnover | Grocery | FL Zone 2 | Space Cooling | Packaged air conditioning units (RTUs) |  | 0 | Per Unit | [7 empty] | 10162.3833 | 9720.5406 | 441.8428 | 0.043478 |  | 15 |  |  |  | 441.8428 | [8 empty] | 0 | 0 | 0 | 0 | 0 | 0 | 0 | [5 empty] | 0
FL Zone 2HealthcareTurnover |  | XXXXXXXX | Yes | Equipment | High Efficiency DX 135k- less than 240k BTU | High Efficiency DX Unit, 15 tons | Code-Compliant Packaged or Split DX Unit, 15 Tons | Commercial | Turnover | Healthcare | FL Zone 2 | Space Cooling | Packaged air conditioning units (RTUs) |  | 0 | Per Unit | [7 empty] | 40030.2191 | 38289.7748 | 1740.4443 | 0.043478 |  | 15 |  |  |  | 1740.4443 | [8 empty] | 0 | 0 | 0 | 0 | 0 | 0 | 0 | [5 empty] | 0
FL Zone 2HospitalsTurnover |  | XXXXXXXX | Yes | Equipment | High Efficiency DX 135k- less than 240k BTU | High Efficiency DX Unit, 15 tons | Code-Compliant Packaged or Split DX Unit, 15 Tons | Commercial | Turnover | Hospitals | FL Zone 2 | Space Cooling | Packaged air conditioning units (RTUs) |  | 0 | Per Unit | [7 empty] | 37918.9207 | 36270.2719 | 1648.6487 | 0.043478 |  | 15 |  |  |  | 1648.6487 | [8 empty] | 0 | 0 | 0 | 0 | 0 | 0 | 0 | [5 empty] | 0
FL Zone 2InstitutionalTurnover |  | XXXXXXXX | Yes | Equipment | High Efficiency DX 135k- less than 240k BTU | High Efficiency DX Unit, 15 tons | Code-Compliant Packaged or Split DX Unit, 15 Tons | Commercial | Turnover | Institutional | FL Zone 2 | Space Cooling | Packaged air conditioning units (RTUs) |  | 0 | Per Unit | [7 empty] | 9937.1782 | 9505.1269 | 432.0512 | 0.043478 |  | 15 |  |  |  | 432.0512 | [8 empty] | 0 | 0 | 0 | 0 | 0 | 0 | 0 | [5 empty] | 0
FL Zone 2Lodging/HospitalityTurnover |  | XXXXXXXX | Yes | Equipment | High Efficiency DX 135k- less than 240k BTU | High Efficiency DX Unit, 15 tons | Code-Compliant Packaged or Split DX Unit, 15 Tons | Commercial | Turnover | Lodging/Hospitality | FL Zone 2 | Space Cooling | Packaged air conditioning units (RTUs) |  | 0 | Per Unit | [7 empty] | 30388.6228 | 29067.3783 | 1321.2445 | 0.043478 |  | 15 |  |  |  | 1321.2445 | [8 empty] | 0 | 0 | 0 | 0 | 0 | 0 | 0 | [5 empty] | 0
FL Zone 2MiscellaneousTurnover |  | XXXXXXXX | Yes | Equipment | High Efficiency DX 135k- less than 240k BTU | High Efficiency DX Unit, 15 tons | Code-Compliant Packaged or Split DX Unit, 15 Tons | Commercial | Turnover | Miscellaneous | FL Zone 2 | Space Cooling | Packaged air conditioning units (RTUs) |  | 0 | Per Unit | [7 empty] | 10274.9859 | 9828.2474 | 446.7385 | 0.043478 |  | 15 |  |  |  | 446.7385 | [8 empty] | 0 | 0 | 0 | 0 | 0 | 0 | 0 | [5 empty] | 0
FL Zone 2OfficesTurnover |  | XXXXXXXX | Yes | Equipment | High Efficiency DX 135k- less than 240k BTU | High Efficiency DX Unit, 15 tons | Code-Compliant Packaged or Split DX Unit, 15 Tons | Commercial | Turnover | Offices | FL Zone 2 | Space Cooling | Packaged air conditioning units (RTUs) |  | 0 | Per Unit | [7 empty] | 20704.8004 | 19804.5917 | 900.2087 | 0.043478 |  | 15 |  |  |  | 900.2087 | [8 empty] | 0 | 0 | 0 | 0 | 0 | 0 | 0 | [5 empty] | 0
FL Zone 2RestaurantsTurnover |  | XXXXXXXX | Yes | Equipment | High Efficiency DX 135k- less than 240k BTU | High Efficiency DX Unit, 15 tons | Code-Compliant Packaged or Split DX Unit, 15 Tons | Commercial | Turnover | Restaurants | FL Zone 2 | Space Cooling | Packaged air conditioning units (RTUs) |  | 0 | Per Unit | [7 empty] | 29811.5345 | 28515.3808 | 1296.1537 | 0.043478 |  | 15 |  |  |  | 1296.1537 | [8 empty] | 0 | 0 | 0 | 0 | 0 | 0 | 0 | [5 empty] | 0
FL Zone 2RetailTurnover |  | XXXXXXXX | Yes | Equipment | High Efficiency DX 135k- less than 240k BTU | High Efficiency DX Unit, 15 tons | Code-Compliant Packaged or Split DX Unit, 15 Tons | Commercial | Turnover | Retail | FL Zone 2 | Space Cooling | Packaged air conditioning units (RTUs) |  | 0 | Per Unit | [7 empty] | 23365.0365 | 22349.1653 | 1015.8712 | 0.043478 |  | 15 |  |  |  | 1015.8712 | [8 empty] | 0 | 0 | 0 | 0 | 0 | 0 | 0 | [5 empty] | 0
FL Zone 2Schools K-12Turnover |  | XXXXXXXX | Yes | Equipment | High Efficiency DX 135k- less than 240k BTU | High Efficiency DX Unit, 15 tons | Code-Compliant Packaged or Split DX Unit, 15 Tons | Commercial | Turnover | Schools K-12 | FL Zone 2 | Space Cooling | Packaged air conditioning units (RTUs) |  | 0 | Per Unit | [7 empty] | 20310.6914 | 19427.6178 | 883.0735 | 0.043478 |  | 15 |  |  |  | 883.0735 | [8 empty] | 0 | 0 | 0 | 0 | 0 | 0 | 0 | [5 empty] | 0
FL Zone 2WarehouseTurnover |  | XXXXXXXX | Yes | Equipment | High Efficiency DX 135k- less than 240k BTU | High Efficiency DX Unit, 15 tons | Code-Compliant Packaged or Split DX Unit, 15 Tons | Commercial | Turnover | Warehouse | FL Zone 2 | Space Cooling | Packaged air conditioning units (RTUs) |  | 0 | Per Unit | [7 empty] | 4461.8775 | 4267.8828 | 193.9947 | 0.043478 |  | 15 |  |  |  | 193.9947 | [8 empty] | 0 | 0 | 0 | 0 | 0 | 0 | 0 | [5 empty] | 0
FL Zone 2AssemblyNew |  | XXXXXXXX | Yes | Equipment | High Efficiency DX 135k- less than 240k BTU | High Efficiency DX Unit, 15 tons | Code-Compliant Packaged or Split DX Unit, 15 Tons | Commercial | New | Assembly | FL Zone 2 | Space Cooling | Packaged air conditioning units (RTUs) |  | 0 | Per Unit | [7 empty] | 18396.4474 | 17596.6019 | 799.8455 | 0.043478 |  | 15 |  |  |  | 799.8455 | [8 empty] | 0 | 0 | 0 | 0 | 0 | 0 | 0 | [5 empty] | 0
FL Zone 2College and UniversityNew |  | XXXXXXXX | Yes | Equipment | High Efficiency DX 135k- less than 240k BTU | High Efficiency DX Unit, 15 tons | Code-Compliant Packaged or Split DX Unit, 15 Tons | Commercial | New | College and University | FL Zone 2 | Space Cooling | Packaged air conditioning units (RTUs) |  | 0 | Per Unit | [7 empty] | 20409.2186 | 19521.8613 | 887.3573 | 0.043478 |  | 15 |  |  |  | 887.3573 | [8 empty] | 0 | 0 | 0 | 0 | 0 | 0 | 0 | [5 empty] | 0
FL Zone 2GroceryNew |  | XXXXXXXX | Yes | Equipment | High Efficiency DX 135k- less than 240k BTU | High Efficiency DX Unit, 15 tons | Code-Compliant Packaged or Split DX Unit, 15 Tons | Commercial | New | Grocery | FL Zone 2 | Space Cooling | Packaged air conditioning units (RTUs) |  | 0 | Per Unit | [7 empty] | 10162.3833 | 9720.5406 | 441.8428 | 0.043478 |  | 15 |  |  |  | 441.8428 | [8 empty] | 0 | 0 | 0 | 0 | 0 | 0 | 0 | [5 empty] | 0
FL Zone 2HealthcareNew |  | XXXXXXXX | Yes | Equipment | High Efficiency DX 135k- less than 240k BTU | High Efficiency DX Unit, 15 tons | Code-Compliant Packaged or Split DX Unit, 15 Tons | Commercial | New | Healthcare | FL Zone 2 | Space Cooling | Packaged air conditioning units (RTUs) |  | 0 | Per Unit | [7 empty] | 40030.2191 | 38289.7748 | 1740.4443 | 0.043478 |  | 15 |  |  |  | 1740.4443 | [8 empty] | 0 | 0 | 0 | 0 | 0 | 0 | 0 | [5 empty] | 0
FL Zone 2HospitalsNew |  | XXXXXXXX | Yes | Equipment | High Efficiency DX 135k- less than 240k BTU | High Efficiency DX Unit, 15 tons | Code-Compliant Packaged or Split DX Unit, 15 Tons | Commercial | New | Hospitals | FL Zone 2 | Space Cooling | Packaged air conditioning units (RTUs) |  | 0 | Per Unit | [7 empty] | 37918.9207 | 36270.2719 | 1648.6487 | 0.043478 |  | 15 |  |  |  | 1648.6487 | [8 empty] | 0 | 0 | 0 | 0 | 0 | 0 | 0 | [5 empty] | 0
FL Zone 2InstitutionalNew |  | XXXXXXXX | Yes | Equipment | High Efficiency DX 135k- less than 240k BTU | High Efficiency DX Unit, 15 tons | Code-Compliant Packaged or Split DX Unit, 15 Tons | Commercial | New | Institutional | FL Zone 2 | Space Cooling | Packaged air conditioning units (RTUs) |  | 0 | Per Unit | [7 empty] | 9937.1782 | 9505.1269 | 432.0512 | 0.043478 |  | 15 |  |  |  | 432.0512 | [8 empty] | 0 | 0 | 0 | 0 | 0 | 0 | 0 | [5 empty] | 0
FL Zone 2Lodging/HospitalityNew |  | XXXXXXXX | Yes | Equipment | High Efficiency DX 135k- less than 240k BTU | High Efficiency DX Unit, 15 tons | Code-Compliant Packaged or Split DX Unit, 15 Tons | Commercial | New | Lodging/Hospitality | FL Zone 2 | Space Cooling | Packaged air conditioning units (RTUs) |  | 0 | Per Unit | [7 empty] | 30388.6228 | 29067.3783 | 1321.2445 | 0.043478 |  | 15 |  |  |  | 1321.2445 | [8 empty] | 0 | 0 | 0 | 0 | 0 | 0 | 0 | [5 empty] | 0
FL Zone 2MiscellaneousNew |  | XXXXXXXX | Yes | Equipment | High Efficiency DX 135k- less than 240k BTU | High Efficiency DX Unit, 15 tons | Code-Compliant Packaged or Split DX Unit, 15 Tons | Commercial | New | Miscellaneous | FL Zone 2 | Space Cooling | Packaged air conditioning units (RTUs) |  | 0 | Per Unit | [7 empty] | 10274.9859 | 9828.2474 | 446.7385 | 0.043478 |  | 15 |  |  |  | 446.7385 | [8 empty] | 0 | 0 | 0 | 0 | 0 | 0 | 0 | [5 empty] | 0
FL Zone 2OfficesNew |  | XXXXXXXX | Yes | Equipment | High Efficiency DX 135k- less than 240k BTU | High Efficiency DX Unit, 15 tons | Code-Compliant Packaged or Split DX Unit, 15 Tons | Commercial | New | Offices | FL Zone 2 | Space Cooling | Packaged air conditioning units (RTUs) |  | 0 | Per Unit | [7 empty] | 20704.8004 | 19804.5917 | 900.2087 | 0.043478 |  | 15 |  |  |  | 900.2087 | [8 empty] | 0 | 0 | 0 | 0 | 0 | 0 | 0 | [5 empty] | 0
FL Zone 2RestaurantsNew |  | XXXXXXXX | Yes | Equipment | High Efficiency DX 135k- less than 240k BTU | High Efficiency DX Unit, 15 tons | Code-Compliant Packaged or Split DX Unit, 15 Tons | Commercial | New | Restaurants | FL Zone 2 | Space Cooling | Packaged air conditioning units (RTUs) |  | 0 | Per Unit | [7 empty] | 29811.5345 | 28515.3808 | 1296.1537 | 0.043478 |  | 15 |  |  |  | 1296.1537 | [8 empty] | 0 | 0 | 0 | 0 | 0 | 0 | 0 | [5 empty] | 0
FL Zone 2RetailNew |  | XXXXXXXX | Yes | Equipment | High Efficiency DX 135k- less than 240k BTU | High Efficiency DX Unit, 15 tons | Code-Compliant Packaged or Split DX Unit, 15 Tons | Commercial | New | Retail | FL Zone 2 | Space Cooling | Packaged air conditioning units (RTUs) |  | 0 | Per Unit | [7 empty] | 23365.0365 | 22349.1653 | 1015.8712 | 0.043478 |  | 15 |  |  |  | 1015.8712 | [8 empty] | 0 | 0 | 0 | 0 | 0 | 0 | 0 | [5 empty] | 0
FL Zone 2Schools K-12New |  | XXXXXXXX | Yes | Equipment | High Efficiency DX 135k- less than 240k BTU | High Efficiency DX Unit, 15 tons | Code-Compliant Packaged or Split DX Unit, 15 Tons | Commercial | New | Schools K-12 | FL Zone 2 | Space Cooling | Packaged air conditioning units (RTUs) |  | 0 | Per Unit | [7 empty] | 20310.6914 | 19427.6178 | 883.0735 | 0.043478 |  | 15 |  |  |  | 883.0735 | [8 empty] | 0 | 0 | 0 | 0 | 0 | 0 | 0 | [5 empty] | 0
FL Zone 2WarehouseNew |  | XXXXXXXX | Yes | Equipment | High Efficiency DX 135k- less than 240k BTU | High Efficiency DX Unit, 15 tons | Code-Compliant Packaged or Split DX Unit, 15 Tons | Commercial | New | Warehouse | FL Zone 2 | Space Cooling | Packaged air conditioning units (RTUs) |  | 0 | Per Unit | [7 empty] | 4461.8775 | 4267.8828 | 193.9947 | 0.043478 |  | 15 |  |  |  | 193.9947 | [8 empty] | 0 | 0 | 0 | 0 | 0 | 0 | 0 | [5 empty] | 0
FL Zone 2AssemblyTurnover |  | XXXXXXXX | Yes | Equipment | High Efficiency DX 135k- less than 240k BTU | High Efficiency DX Unit, 15 tons | Code-Compliant Packaged or Split DX Unit, 15 Tons | Commercial | Turnover | Assembly | FL Zone 2 | Space Heating | Packaged central unit |  | 0 | Per Unit | [7 empty] | 18533.9355 | 17972.3011 | 561.6344 | 0.030303 |  | 15 |  |  |  | 561.6344 | [8 empty] | 0 | 0 | 0 | 0 | 0 | 0 | 0 | [5 empty] | 0
FL Zone 2College and UniversityTurnover |  | XXXXXXXX | Yes | Equipment | High Efficiency DX 135k- less than 240k BTU | High Efficiency DX Unit, 15 tons | Code-Compliant Packaged or Split DX Unit, 15 Tons | Commercial | Turnover | College and University | FL Zone 2 | Space Heating | Packaged central unit |  | 0 | Per Unit | [7 empty] | 20561.7494 | 19938.6661 | 623.0833 | 0.030303 |  | 15 |  |  |  | 623.0833 | [8 empty] | 0 | 0 | 0 | 0 | 0 | 0 | 0 | [5 empty] | 0
FL Zone 2GroceryTurnover |  | XXXXXXXX | Yes | Equipment | High Efficiency DX 135k- less than 240k BTU | High Efficiency DX Unit, 15 tons | Code-Compliant Packaged or Split DX Unit, 15 Tons | Commercial | Turnover | Grocery | FL Zone 2 | Space Heating | Packaged central unit |  | 0 | Per Unit | [7 empty] | 10238.3332 | 9928.0806 | 310.2525 | 0.030303 |  | 15 |  |  |  | 310.2525 | [8 empty] | 0 | 0 | 0 | 0 | 0 | 0 | 0 | [5 empty] | 0
FL Zone 2HealthcareTurnover |  | XXXXXXXX | Yes | Equipment | High Efficiency DX 135k- less than 240k BTU | High Efficiency DX Unit, 15 tons | Code-Compliant Packaged or Split DX Unit, 15 Tons | Commercial | Turnover | Healthcare | FL Zone 2 | Space Heating | Packaged central unit |  | 0 | Per Unit | [7 empty] | 40329.3899 | 39107.2872 | 1222.1027 | 0.030303 |  | 15 |  |  |  | 1222.1027 | [8 empty] | 0 | 0 | 0 | 0 | 0 | 0 | 0 | [5 empty] | 0
FL Zone 2HospitalsTurnover |  | XXXXXXXX | Yes | Equipment | High Efficiency DX 135k- less than 240k BTU | High Efficiency DX Unit, 15 tons | Code-Compliant Packaged or Split DX Unit, 15 Tons | Commercial | Turnover | Hospitals | FL Zone 2 | Space Heating | Packaged central unit |  | 0 | Per Unit | [7 empty] | 38202.3124 | 37044.6665 | 1157.6458 | 0.030303 |  | 15 |  |  |  | 1157.6458 | [8 empty] | 0 | 0 | 0 | 0 | 0 | 0 | 0 | [5 empty] | 0
FL Zone 2InstitutionalTurnover |  | XXXXXXXX | Yes | Equipment | High Efficiency DX 135k- less than 240k BTU | High Efficiency DX Unit, 15 tons | Code-Compliant Packaged or Split DX Unit, 15 Tons | Commercial | Turnover | Institutional | FL Zone 2 | Space Heating | Packaged central unit |  | 0 | Per Unit | [7 empty] | 10011.4449 | 9708.0678 | 303.3771 | 0.030303 |  | 15 |  |  |  | 303.3771 | [8 empty] | 0 | 0 | 0 | 0 | 0 | 0 | 0 | [5 empty] | 0
FL Zone 2Lodging/HospitalityTurnover |  | XXXXXXXX | Yes | Equipment | High Efficiency DX 135k- less than 240k BTU | High Efficiency DX Unit, 15 tons | Code-Compliant Packaged or Split DX Unit, 15 Tons | Commercial | Turnover | Lodging/Hospitality | FL Zone 2 | Space Heating | Packaged central unit |  | 0 | Per Unit | [7 empty] | 30615.7359 | 29687.9863 | 927.7496 | 0.030303 |  | 15 |  |  |  | 927.7496 | [8 empty] | 0 | 0 | 0 | 0 | 0 | 0 | 0 | [5 empty] | 0
FL Zone 2MiscellaneousTurnover |  | XXXXXXXX | Yes | Equipment | High Efficiency DX 135k- less than 240k BTU | High Efficiency DX Unit, 15 tons | Code-Compliant Packaged or Split DX Unit, 15 Tons | Commercial | Turnover | Miscellaneous | FL Zone 2 | Space Heating | Packaged central unit |  | 0 | Per Unit | [7 empty] | 10351.7773 | 10038.0871 | 313.6902 | 0.030303 |  | 15 |  |  |  | 313.6902 | [8 empty] | 0 | 0 | 0 | 0 | 0 | 0 | 0 | [5 empty] | 0
FL Zone 2OfficesTurnover |  | XXXXXXXX | Yes | Equipment | High Efficiency DX 135k- less than 240k BTU | High Efficiency DX Unit, 15 tons | Code-Compliant Packaged or Split DX Unit, 15 Tons | Commercial | Turnover | Offices | FL Zone 2 | Space Heating | Packaged central unit |  | 0 | Per Unit | [7 empty] | 20859.5403 | 20227.433 | 632.1073 | 0.030303 |  | 15 |  |  |  | 632.1073 | [8 empty] | 0 | 0 | 0 | 0 | 0 | 0 | 0 | [5 empty] | 0
FL Zone 2RestaurantsTurnover |  | XXXXXXXX | Yes | Equipment | High Efficiency DX 135k- less than 240k BTU | High Efficiency DX Unit, 15 tons | Code-Compliant Packaged or Split DX Unit, 15 Tons | Commercial | Turnover | Restaurants | FL Zone 2 | Space Heating | Packaged central unit |  | 0 | Per Unit | [7 empty] | 30034.3347 | 29124.2033 | 910.1314 | 0.030303 |  | 15 |  |  |  | 910.1314 | [8 empty] | 0 | 0 | 0 | 0 | 0 | 0 | 0 | [5 empty] | 0
FL Zone 2RetailTurnover |  | XXXXXXXX | Yes | Equipment | High Efficiency DX 135k- less than 240k BTU | High Efficiency DX Unit, 15 tons | Code-Compliant Packaged or Split DX Unit, 15 Tons | Commercial | Turnover | Retail | FL Zone 2 | Space Heating | Packaged central unit |  | 0 | Per Unit | [7 empty] | 23539.658 | 22826.335 | 713.323 | 0.030303 |  | 15 |  |  |  | 713.323 | [8 empty] | 0 | 0 | 0 | 0 | 0 | 0 | 0 | [5 empty] | 0
FL Zone 2Schools K-12Turnover |  | XXXXXXXX | Yes | Equipment | High Efficiency DX 135k- less than 240k BTU | High Efficiency DX Unit, 15 tons | Code-Compliant Packaged or Split DX Unit, 15 Tons | Commercial | Turnover | Schools K-12 | FL Zone 2 | Space Heating | Packaged central unit |  | 0 | Per Unit | [7 empty] | 20462.4858 | 19842.4105 | 620.0753 | 0.030303 |  | 15 |  |  |  | 620.0753 | [8 empty] | 0 | 0 | 0 | 0 | 0 | 0 | 0 | [5 empty] | 0
FL Zone 2WarehouseTurnover |  | XXXXXXXX | Yes | Equipment | High Efficiency DX 135k- less than 240k BTU | High Efficiency DX Unit, 15 tons | Code-Compliant Packaged or Split DX Unit, 15 Tons | Commercial | Turnover | Warehouse | FL Zone 2 | Space Heating | Packaged central unit |  | 0 | Per Unit | [7 empty] | 4495.2238 | 4359.0049 | 136.2189 | 0.030303 |  | 15 |  |  |  | 136.2189 | [8 empty] | 0 | 0 | 0 | 0 | 0 | 0 | 0 | [5 empty] | 0
FL Zone 2AssemblyNew |  | XXXXXXXX | Yes | Equipment | High Efficiency DX 135k- less than 240k BTU | High Efficiency DX Unit, 15 tons | Code-Compliant Packaged or Split DX Unit, 15 Tons | Commercial | New | Assembly | FL Zone 2 | Space Heating | Packaged central unit |  | 0 | Per Unit | [7 empty] | 18533.9355 | 17972.3011 | 561.6344 | 0.030303 |  | 15 |  |  |  | 561.6344 | [8 empty] | 0 | 0 | 0 | 0 | 0 | 0 | 0 | [5 empty] | 0
FL Zone 2College and UniversityNew |  | XXXXXXXX | Yes | Equipment | High Efficiency DX 135k- less than 240k BTU | High Efficiency DX Unit, 15 tons | Code-Compliant Packaged or Split DX Unit, 15 Tons | Commercial | New | College and University | FL Zone 2 | Space Heating | Packaged central unit |  | 0 | Per Unit | [7 empty] | 20561.7494 | 19938.6661 | 623.0833 | 0.030303 |  | 15 |  |  |  | 623.0833 | [8 empty] | 0 | 0 | 0 | 0 | 0 | 0 | 0 | [5 empty] | 0
FL Zone 2GroceryNew |  | XXXXXXXX | Yes | Equipment | High Efficiency DX 135k- less than 240k BTU | High Efficiency DX Unit, 15 tons | Code-Compliant Packaged or Split DX Unit, 15 Tons | Commercial | New | Grocery | FL Zone 2 | Space Heating | Packaged central unit |  | 0 | Per Unit | [7 empty] | 10238.3332 | 9928.0806 | 310.2525 | 0.030303 |  | 15 |  |  |  | 310.2525 | [8 empty] | 0 | 0 | 0 | 0 | 0 | 0 | 0 | [5 empty] | 0
FL Zone 2HealthcareNew |  | XXXXXXXX | Yes | Equipment | High Efficiency DX 135k- less than 240k BTU | High Efficiency DX Unit, 15 tons | Code-Compliant Packaged or Split DX Unit, 15 Tons | Commercial | New | Healthcare | FL Zone 2 | Space Heating | Packaged central unit |  | 0 | Per Unit | [7 empty] | 40329.3899 | 39107.2872 | 1222.1027 | 0.030303 |  | 15 |  |  |  | 1222.1027 | [8 empty] | 0 | 0 | 0 | 0 | 0 | 0 | 0 | [5 empty] | 0
FL Zone 2HospitalsNew |  | XXXXXXXX | Yes | Equipment | High Efficiency DX 135k- less than 240k BTU | High Efficiency DX Unit, 15 tons | Code-Compliant Packaged or Split DX Unit, 15 Tons | Commercial | New | Hospitals | FL Zone 2 | Space Heating | Packaged central unit |  | 0 | Per Unit | [7 empty] | 38202.3124 | 37044.6665 | 1157.6458 | 0.030303 |  | 15 |  |  |  | 1157.6458 | [8 empty] | 0 | 0 | 0 | 0 | 0 | 0 | 0 | [5 empty] | 0
FL Zone 2InstitutionalNew |  | XXXXXXXX | Yes | Equipment | High Efficiency DX 135k- less than 240k BTU | High Efficiency DX Unit, 15 tons | Code-Compliant Packaged or Split DX Unit, 15 Tons | Commercial | New | Institutional | FL Zone 2 | Space Heating | Packaged central unit |  | 0 | Per Unit | [7 empty] | 10011.4449 | 9708.0678 | 303.3771 | 0.030303 |  | 15 |  |  |  | 303.3771 | [8 empty] | 0 | 0 | 0 | 0 | 0 | 0 | 0 | [5 empty] | 0
FL Zone 2Lodging/HospitalityNew |  | XXXXXXXX | Yes | Equipment | High Efficiency DX 135k- less than 240k BTU | High Efficiency DX Unit, 15 tons | Code-Compliant Packaged or Split DX Unit, 15 Tons | Commercial | New | Lodging/Hospitality | FL Zone 2 | Space Heating | Packaged central unit |  | 0 | Per Unit | [7 empty] | 30615.7359 | 29687.9863 | 927.7496 | 0.030303 |  | 15 |  |  |  | 927.7496 | [8 empty] | 0 | 0 | 0 | 0 | 0 | 0 | 0 | [5 empty] | 0
FL Zone 2MiscellaneousNew |  | XXXXXXXX | Yes | Equipment | High Efficiency DX 135k- less than 240k BTU | High Efficiency DX Unit, 15 tons | Code-Compliant Packaged or Split DX Unit, 15 Tons | Commercial | New | Miscellaneous | FL Zone 2 | Space Heating | Packaged central unit |  | 0 | Per Unit | [7 empty] | 10351.7773 | 10038.0871 | 313.6902 | 0.030303 |  | 15 |  |  |  | 313.6902 | [8 empty] | 0 | 0 | 0 | 0 | 0 | 0 | 0 | [5 empty] | 0
FL Zone 2OfficesNew |  | XXXXXXXX | Yes | Equipment | High Efficiency DX 135k- less than 240k BTU | High Efficiency DX Unit, 15 tons | Code-Compliant Packaged or Split DX Unit, 15 Tons | Commercial | New | Offices | FL Zone 2 | Space Heating | Packaged central unit |  | 0 | Per Unit | [7 empty] | 20859.5403 | 20227.433 | 632.1073 | 0.030303 |  | 15 |  |  |  | 632.1073 | [8 empty] | 0 | 0 | 0 | 0 | 0 | 0 | 0 | [5 empty] | 0
FL Zone 2RestaurantsNew |  | XXXXXXXX | Yes | Equipment | High Efficiency DX 135k- less than 240k BTU | High Efficiency DX Unit, 15 tons | Code-Compliant Packaged or Split DX Unit, 15 Tons | Commercial | New | Restaurants | FL Zone 2 | Space Heating | Packaged central unit |  | 0 | Per Unit | [7 empty] | 30034.3347 | 29124.2033 | 910.1314 | 0.030303 |  | 15 |  |  |  | 910.1314 | [8 empty] | 0 | 0 | 0 | 0 | 0 | 0 | 0 | [5 empty] | 0
FL Zone 2RetailNew |  | XXXXXXXX | Yes | Equipment | High Efficiency DX 135k- less than 240k BTU | High Efficiency DX Unit, 15 tons | Code-Compliant Packaged or Split DX Unit, 15 Tons | Commercial | New | Retail | FL Zone 2 | Space Heating | Packaged central unit |  | 0 | Per Unit | [7 empty] | 23539.658 | 22826.335 | 713.323 | 0.030303 |  | 15 |  |  |  | 713.323 | [8 empty] | 0 | 0 | 0 | 0 | 0 | 0 | 0 | [5 empty] | 0
FL Zone 2Schools K-12New |  | XXXXXXXX | Yes | Equipment | High Efficiency DX 135k- less than 240k BTU | High Efficiency DX Unit, 15 tons | Code-Compliant Packaged or Split DX Unit, 15 Tons | Commercial | New | Schools K-12 | FL Zone 2 | Space Heating | Packaged central unit |  | 0 | Per Unit | [7 empty] | 20462.4858 | 19842.4105 | 620.0753 | 0.030303 |  | 15 |  |  |  | 620.0753 | [8 empty] | 0 | 0 | 0 | 0 | 0 | 0 | 0 | [5 empty] | 0
FL Zone 2WarehouseNew |  | XXXXXXXX | Yes | Equipment | High Efficiency DX 135k- less than 240k BTU | High Efficiency DX Unit, 15 tons | Code-Compliant Packaged or Split DX Unit, 15 Tons | Commercial | New | Warehouse | FL Zone 2 | Space Heating | Packaged central unit |  | 0 | Per Unit | [7 empty] | 4495.2238 | 4359.0049 | 136.2189 | 0.030303 |  | 15 |  |  |  | 136.2189 | [8 empty] | 0 | 0 | 0 | 0 | 0 | 0 | 0 | [5 empty] | 0
FL Zone 2AssemblyTurnover |  | XXXXXXXX | Yes | Equipment | High Efficiency HID Lighting | One Pulse Start Metal Halide 200W | Average Lumen Equivalent High Intensity Discharge Fixture | Commercial | Turnover | Assembly | FL Zone 2 | Exterior Lighting | Exterior parking/lot lighting |  | 0 | Per Fixture | [7 empty] | 1416.345 | 932.176 | 484.169 | 0.34184 |  | 13 |  |  |  | 484.169 | [8 empty] | 0 | 0 | 0 | 0 | 0 | 0 | 0 | [5 empty] | 0
FL Zone 2College and UniversityTurnover |  | XXXXXXXX | Yes | Equipment | High Efficiency HID Lighting | One Pulse Start Metal Halide 200W | Average Lumen Equivalent High Intensity Discharge Fixture | Commercial | Turnover | College and University | FL Zone 2 | Exterior Lighting | Exterior parking/lot lighting |  | 0 | Per Fixture | [7 empty] | 1416.345 | 932.176 | 484.169 | 0.34184 |  | 13 |  |  |  | 484.169 | [8 empty] | 0 | 0 | 0 | 0 | 0 | 0 | 0 | [5 empty] | 0
FL Zone 2GroceryTurnover |  | XXXXXXXX | Yes | Equipment | High Efficiency HID Lighting | One Pulse Start Metal Halide 200W | Average Lumen Equivalent High Intensity Discharge Fixture | Commercial | Turnover | Grocery | FL Zone 2 | Exterior Lighting | Exterior parking/lot lighting |  | 0 | Per Fixture | [7 empty] | 1416.345 | 932.176 | 484.169 | 0.34184 |  | 13 |  |  |  | 484.169 | [8 empty] | 0 | 0 | 0 | 0 | 0 | 0 | 0 | [5 empty] | 0
FL Zone 2HealthcareTurnover |  | XXXXXXXX | Yes | Equipment | High Efficiency HID Lighting | One Pulse Start Metal Halide 200W | Average Lumen Equivalent High Intensity Discharge Fixture | Commercial | Turnover | Healthcare | FL Zone 2 | Exterior Lighting | Exterior parking/lot lighting |  | 0 | Per Fixture | [7 empty] | 1416.345 | 932.176 | 484.169 | 0.34184 |  | 13 |  |  |  | 484.169 | [8 empty] | 0 | 0 | 0 | 0 | 0 | 0 | 0 | [5 empty] | 0
FL Zone 2HospitalsTurnover |  | XXXXXXXX | Yes | Equipment | High Efficiency HID Lighting | One Pulse Start Metal Halide 200W | Average Lumen Equivalent High Intensity Discharge Fixture | Commercial | Turnover | Hospitals | FL Zone 2 | Exterior Lighting | Exterior parking/lot lighting |  | 0 | Per Fixture | [7 empty] | 1416.345 | 932.176 | 484.169 | 0.34184 |  | 13 |  |  |  | 484.169 | [8 empty] | 0 | 0 | 0 | 0 | 0 | 0 | 0 | [5 empty] | 0
FL Zone 2InstitutionalTurnover |  | XXXXXXXX | Yes | Equipment | High Efficiency HID Lighting | One Pulse Start Metal Halide 200W | Average Lumen Equivalent High Intensity Discharge Fixture | Commercial | Turnover | Institutional | FL Zone 2 | Exterior Lighting | Exterior parking/lot lighting |  | 0 | Per Fixture | [7 empty] | 1416.345 | 932.176 | 484.169 | 0.34184 |  | 13 |  |  |  | 484.169 | [8 empty] | 0 | 0 | 0 | 0 | 0 | 0 | 0 | [5 empty] | 0
FL Zone 2Lodging/HospitalityTurnover |  | XXXXXXXX | Yes | Equipment | High Efficiency HID Lighting | One Pulse Start Metal Halide 200W | Average Lumen Equivalent High Intensity Discharge Fixture | Commercial | Turnover | Lodging/Hospitality | FL Zone 2 | Exterior Lighting | Exterior parking/lot lighting |  | 0 | Per Fixture | [7 empty] | 1416.345 | 932.176 | 484.169 | 0.34184 |  | 13 |  |  |  | 484.169 | [8 empty] | 0 | 0 | 0 | 0 | 0 | 0 | 0 | [5 empty] | 0
FL Zone 2MiscellaneousTurnover |  | XXXXXXXX | Yes | Equipment | High Efficiency HID Lighting | One Pulse Start Metal Halide 200W | Average Lumen Equivalent High Intensity Discharge Fixture | Commercial | Turnover | Miscellaneous | FL Zone 2 | Exterior Lighting | Exterior parking/lot lighting |  | 0 | Per Fixture | [7 empty] | 1416.345 | 932.176 | 484.169 | 0.34184 |  | 13 |  |  |  | 484.169 | [8 empty] | 0 | 0 | 0 | 0 | 0 | 0 | 0 | [5 empty] | 0
FL Zone 2OfficesTurnover |  | XXXXXXXX | Yes | Equipment | High Efficiency HID Lighting | One Pulse Start Metal Halide 200W | Average Lumen Equivalent High Intensity Discharge Fixture | Commercial | Turnover | Offices | FL Zone 2 | Exterior Lighting | Exterior parking/lot lighting |  | 0 | Per Fixture | [7 empty] | 1416.345 | 932.176 | 484.169 | 0.34184 |  | 13 |  |  |  | 484.169 | [8 empty] | 0 | 0 | 0 | 0 | 0 | 0 | 0 | [5 empty] | 0
FL Zone 2RestaurantsTurnover |  | XXXXXXXX | Yes | Equipment | High Efficiency HID Lighting | One Pulse Start Metal Halide 200W | Average Lumen Equivalent High Intensity Discharge Fixture | Commercial | Turnover | Restaurants | FL Zone 2 | Exterior Lighting | Exterior parking/lot lighting |  | 0 | Per Fixture | [7 empty] | 1416.345 | 932.176 | 484.169 | 0.34184 |  | 13 |  |  |  | 484.169 | [8 empty] | 0 | 0 | 0 | 0 | 0 | 0 | 0 | [5 empty] | 0
FL Zone 2RetailTurnover |  | XXXXXXXX | Yes | Equipment | High Efficiency HID Lighting | One Pulse Start Metal Halide 200W | Average Lumen Equivalent High Intensity Discharge Fixture | Commercial | Turnover | Retail | FL Zone 2 | Exterior Lighting | Exterior parking/lot lighting |  | 0 | Per Fixture | [7 empty] | 1416.345 | 932.176 | 484.169 | 0.34184 |  | 13 |  |  |  | 484.169 | [8 empty] | 0 | 0 | 0 | 0 | 0 | 0 | 0 | [5 empty] | 0
FL Zone 2Schools K-12Turnover |  | XXXXXXXX | Yes | Equipment | High Efficiency HID Lighting | One Pulse Start Metal Halide 200W | Average Lumen Equivalent High Intensity Discharge Fixture | Commercial | Turnover | Schools K-12 | FL Zone 2 | Exterior Lighting | Exterior parking/lot lighting |  | 0 | Per Fixture | [7 empty] | 1416.345 | 932.176 | 484.169 | 0.34184 |  | 13 |  |  |  | 484.169 | [8 empty] | 0 | 0 | 0 | 0 | 0 | 0 | 0 | [5 empty] | 0
FL Zone 2WarehouseTurnover |  | XXXXXXXX | Yes | Equipment | High Efficiency HID Lighting | One Pulse Start Metal Halide 200W | Average Lumen Equivalent High Intensity Discharge Fixture | Commercial | Turnover | Warehouse | FL Zone 2 | Exterior Lighting | Exterior parking/lot lighting |  | 0 | Per Fixture | [7 empty] | 1416.345 | 932.176 | 484.169 | 0.34184 |  | 13 |  |  |  | 484.169 | [8 empty] | 0 | 0 | 0 | 0 | 0 | 0 | 0 | [5 empty] | 0
FL Zone 2AssemblyNew |  | XXXXXXXX | Yes | Equipment | High Efficiency HID Lighting | One Pulse Start Metal Halide 200W | Average Lumen Equivalent High Intensity Discharge Fixture | Commercial | New | Assembly | FL Zone 2 | Exterior Lighting | Exterior parking/lot lighting |  | 0 | Per Fixture | [7 empty] | 1416.345 | 932.176 | 484.169 | 0.34184 |  | 13 |  |  |  | 484.169 | [8 empty] | 0 | 0 | 0 | 0 | 0 | 0 | 0 | [5 empty] | 0
FL Zone 2College and UniversityNew |  | XXXXXXXX | Yes | Equipment | High Efficiency HID Lighting | One Pulse Start Metal Halide 200W | Average Lumen Equivalent High Intensity Discharge Fixture | Commercial | New | College and University | FL Zone 2 | Exterior Lighting | Exterior parking/lot lighting |  | 0 | Per Fixture | [7 empty] | 1416.345 | 932.176 | 484.169 | 0.34184 |  | 13 |  |  |  | 484.169 | [8 empty] | 0 | 0 | 0 | 0 | 0 | 0 | 0 | [5 empty] | 0
FL Zone 2GroceryNew |  | XXXXXXXX | Yes | Equipment | High Efficiency HID Lighting | One Pulse Start Metal Halide 200W | Average Lumen Equivalent High Intensity Discharge Fixture | Commercial | New | Grocery | FL Zone 2 | Exterior Lighting | Exterior parking/lot lighting |  | 0 | Per Fixture | [7 empty] | 1416.345 | 932.176 | 484.169 | 0.34184 |  | 13 |  |  |  | 484.169 | [8 empty] | 0 | 0 | 0 | 0 | 0 | 0 | 0 | [5 empty] | 0
FL Zone 2HealthcareNew |  | XXXXXXXX | Yes | Equipment | High Efficiency HID Lighting | One Pulse Start Metal Halide 200W | Average Lumen Equivalent High Intensity Discharge Fixture | Commercial | New | Healthcare | FL Zone 2 | Exterior Lighting | Exterior parking/lot lighting |  | 0 | Per Fixture | [7 empty] | 1416.345 | 932.176 | 484.169 | 0.34184 |  | 13 |  |  |  | 484.169 | [8 empty] | 0 | 0 | 0 | 0 | 0 | 0 | 0 | [5 empty] | 0
FL Zone 2HospitalsNew |  | XXXXXXXX | Yes | Equipment | High Efficiency HID Lighting | One Pulse Start Metal Halide 200W | Average Lumen Equivalent High Intensity Discharge Fixture | Commercial | New | Hospitals | FL Zone 2 | Exterior Lighting | Exterior parking/lot lighting |  | 0 | Per Fixture | [7 empty] | 1416.345 | 932.176 | 484.169 | 0.34184 |  | 13 |  |  |  | 484.169 | [8 empty] | 0 | 0 | 0 | 0 | 0 | 0 | 0 | [5 empty] | 0
FL Zone 2InstitutionalNew |  | XXXXXXXX | Yes | Equipment | High Efficiency HID Lighting | One Pulse Start Metal Halide 200W | Average Lumen Equivalent High Intensity Discharge Fixture | Commercial | New | Institutional | FL Zone 2 | Exterior Lighting | Exterior parking/lot lighting |  | 0 | Per Fixture | [7 empty] | 1416.345 | 932.176 | 484.169 | 0.34184 |  | 13 |  |  |  | 484.169 | [8 empty] | 0 | 0 | 0 | 0 | 0 | 0 | 0 | [5 empty] | 0
FL Zone 2Lodging/HospitalityNew |  | XXXXXXXX | Yes | Equipment | High Efficiency HID Lighting | One Pulse Start Metal Halide 200W | Average Lumen Equivalent High Intensity Discharge Fixture | Commercial | New | Lodging/Hospitality | FL Zone 2 | Exterior Lighting | Exterior parking/lot lighting |  | 0 | Per Fixture | [7 empty] | 1416.345 | 932.176 | 484.169 | 0.34184 |  | 13 |  |  |  | 484.169 | [8 empty] | 0 | 0 | 0 | 0 | 0 | 0 | 0 | [5 empty] | 0
FL Zone 2MiscellaneousNew |  | XXXXXXXX | Yes | Equipment | High Efficiency HID Lighting | One Pulse Start Metal Halide 200W | Average Lumen Equivalent High Intensity Discharge Fixture | Commercial | New | Miscellaneous | FL Zone 2 | Exterior Lighting | Exterior parking/lot lighting |  | 0 | Per Fixture | [7 empty] | 1416.345 | 932.176 | 484.169 | 0.34184 |  | 13 |  |  |  | 484.169 | [8 empty] | 0 | 0 | 0 | 0 | 0 | 0 | 0 | [5 empty] | 0
FL Zone 2OfficesNew |  | XXXXXXXX | Yes | Equipment | High Efficiency HID Lighting | One Pulse Start Metal Halide 200W | Average Lumen Equivalent High Intensity Discharge Fixture | Commercial | New | Offices | FL Zone 2 | Exterior Lighting | Exterior parking/lot lighting |  | 0 | Per Fixture | [7 empty] | 1416.345 | 932.176 | 484.169 | 0.34184 |  | 13 |  |  |  | 484.169 | [8 empty] | 0 | 0 | 0 | 0 | 0 | 0 | 0 | [5 empty] | 0
FL Zone 2RestaurantsNew |  | XXXXXXXX | Yes | Equipment | High Efficiency HID Lighting | One Pulse Start Metal Halide 200W | Average Lumen Equivalent High Intensity Discharge Fixture | Commercial | New | Restaurants | FL Zone 2 | Exterior Lighting | Exterior parking/lot lighting |  | 0 | Per Fixture | [7 empty] | 1416.345 | 932.176 | 484.169 | 0.34184 |  | 13 |  |  |  | 484.169 | [8 empty] | 0 | 0 | 0 | 0 | 0 | 0 | 0 | [5 empty] | 0
FL Zone 2RetailNew |  | XXXXXXXX | Yes | Equipment | High Efficiency HID Lighting | One Pulse Start Metal Halide 200W | Average Lumen Equivalent High Intensity Discharge Fixture | Commercial | New | Retail | FL Zone 2 | Exterior Lighting | Exterior parking/lot lighting |  | 0 | Per Fixture | [7 empty] | 1416.345 | 932.176 | 484.169 | 0.34184 |  | 13 |  |  |  | 484.169 | [8 empty] | 0 | 0 | 0 | 0 | 0 | 0 | 0 | [5 empty] | 0
FL Zone 2Schools K-12New |  | XXXXXXXX | Yes | Equipment | High Efficiency HID Lighting | One Pulse Start Metal Halide 200W | Average Lumen Equivalent High Intensity Discharge Fixture | Commercial | New | Schools K-12 | FL Zone 2 | Exterior Lighting | Exterior parking/lot lighting |  | 0 | Per Fixture | [7 empty] | 1416.345 | 932.176 | 484.169 | 0.34184 |  | 13 |  |  |  | 484.169 | [8 empty] | 0 | 0 | 0 | 0 | 0 | 0 | 0 | [5 empty] | 0
FL Zone 2WarehouseNew |  | XXXXXXXX | Yes | Equipment | High Efficiency HID Lighting | One Pulse Start Metal Halide 200W | Average Lumen Equivalent High Intensity Discharge Fixture | Commercial | New | Warehouse | FL Zone 2 | Exterior Lighting | Exterior parking/lot lighting |  | 0 | Per Fixture | [7 empty] | 1416.345 | 932.176 | 484.169 | 0.34184 |  | 13 |  |  |  | 484.169 | [8 empty] | 0 | 0 | 0 | 0 | 0 | 0 | 0 | [5 empty] | 0
FL Zone 2AssemblyTurnover |  | XXXXXXXX | Yes | Equipment | High Efficiency PTAC | High Efficiency PTAC | Code-Compliant PTAC | Commercial | Turnover | Assembly | FL Zone 2 | Space Cooling | Residential-type central air conditioners |  | 0 | Per Unit | [7 empty] | 2409.0586 | 1839.6447 | 569.4138 | 0.23636 |  | 15 |  |  |  | 569.4138 | [8 empty] | 0 | 0 | 0 | 0 | 0 | 0 | 0 | [5 empty] | 0
FL Zone 2College and UniversityTurnover |  | XXXXXXXX | Yes | Equipment | High Efficiency PTAC | High Efficiency PTAC | Code-Compliant PTAC | Commercial | Turnover | College and University | FL Zone 2 | Space Cooling | Residential-type central air conditioners |  | 0 | Per Unit | [7 empty] | 2672.6358 | 2040.9219 | 631.7139 | 0.23636 |  | 15 |  |  |  | 631.7139 | [8 empty] | 0 | 0 | 0 | 0 | 0 | 0 | 0 | [5 empty] | 0
FL Zone 2GroceryTurnover |  | XXXXXXXX | Yes | Equipment | High Efficiency PTAC | High Efficiency PTAC | Code-Compliant PTAC | Commercial | Turnover | Grocery | FL Zone 2 | Space Cooling | Residential-type central air conditioners |  | 0 | Per Unit | [7 empty] | 1330.7883 | 1016.2383 | 314.55 | 0.23636 |  | 15 |  |  |  | 314.55 | [8 empty] | 0 | 0 | 0 | 0 | 0 | 0 | 0 | [5 empty] | 0
FL Zone 2HealthcareTurnover |  | XXXXXXXX | Yes | Equipment | High Efficiency PTAC | High Efficiency PTAC | Code-Compliant PTAC | Commercial | Turnover | Healthcare | FL Zone 2 | Space Cooling | Residential-type central air conditioners |  | 0 | Per Unit | [7 empty] | 5242.0525 | 4003.0219 | 1239.0306 | 0.23636 |  | 15 |  |  |  | 1239.0306 | [8 empty] | 0 | 0 | 0 | 0 | 0 | 0 | 0 | [5 empty] | 0
FL Zone 2HospitalsTurnover |  | XXXXXXXX | Yes | Equipment | High Efficiency PTAC | High Efficiency PTAC | Code-Compliant PTAC | Commercial | Turnover | Hospitals | FL Zone 2 | Space Cooling | Residential-type central air conditioners |  | 0 | Per Unit | [7 empty] | 4965.5729 | 3791.8921 | 1173.6809 | 0.23636 |  | 15 |  |  |  | 1173.6809 | [8 empty] | 0 | 0 | 0 | 0 | 0 | 0 | 0 | [5 empty] | 0
FL Zone 2InstitutionalTurnover |  | XXXXXXXX | Yes | Equipment | High Efficiency PTAC | High Efficiency PTAC | Code-Compliant PTAC | Commercial | Turnover | Institutional | FL Zone 2 | Space Cooling | Residential-type central air conditioners |  | 0 | Per Unit | [7 empty] | 1301.2971 | 993.7178 | 307.5793 | 0.23636 |  | 15 |  |  |  | 307.5793 | [8 empty] | 0 | 0 | 0 | 0 | 0 | 0 | 0 | [5 empty] | 0
FL Zone 2Lodging/HospitalityTurnover |  | XXXXXXXX | Yes | Equipment | High Efficiency PTAC | High Efficiency PTAC | Code-Compliant PTAC | Commercial | Turnover | Lodging/Hospitality | FL Zone 2 | Space Cooling | Residential-type central air conditioners |  | 0 | Per Unit | [7 empty] | 3979.4625 | 3038.8623 | 940.6002 | 0.23636 |  | 15 |  |  |  | 940.6002 | [8 empty] | 0 | 0 | 0 | 0 | 0 | 0 | 0 | [5 empty] | 0
FL Zone 2MiscellaneousTurnover |  | XXXXXXXX | Yes | Equipment | High Efficiency PTAC | High Efficiency PTAC | Code-Compliant PTAC | Commercial | Turnover | Miscellaneous | FL Zone 2 | Space Cooling | Residential-type central air conditioners |  | 0 | Per Unit | [7 empty] | 1345.5339 | 1027.4986 | 318.0353 | 0.23636 |  | 15 |  |  |  | 318.0353 | [8 empty] | 0 | 0 | 0 | 0 | 0 | 0 | 0 | [5 empty] | 0
FL Zone 2OfficesTurnover |  | XXXXXXXX | Yes | Equipment | High Efficiency PTAC | High Efficiency PTAC | Code-Compliant PTAC | Commercial | Turnover | Offices | FL Zone 2 | Space Cooling | Residential-type central air conditioners |  | 0 | Per Unit | [7 empty] | 2711.3429 | 2070.48 | 640.8629 | 0.23636 |  | 15 |  |  |  | 640.8629 | [8 empty] | 0 | 0 | 0 | 0 | 0 | 0 | 0 | [5 empty] | 0
FL Zone 2RestaurantsTurnover |  | XXXXXXXX | Yes | Equipment | High Efficiency PTAC | High Efficiency PTAC | Code-Compliant PTAC | Commercial | Turnover | Restaurants | FL Zone 2 | Space Cooling | Residential-type central air conditioners |  | 0 | Per Unit | [7 empty] | 3903.8914 | 2981.1535 | 922.738 | 0.23636 |  | 15 |  |  |  | 922.738 | [8 empty] | 0 | 0 | 0 | 0 | 0 | 0 | 0 | [5 empty] | 0
FL Zone 2RetailTurnover |  | XXXXXXXX | Yes | Equipment | High Efficiency PTAC | High Efficiency PTAC | Code-Compliant PTAC | Commercial | Turnover | Retail | FL Zone 2 | Space Cooling | Residential-type central air conditioners |  | 0 | Per Unit | [7 empty] | 3059.7072 | 2336.5036 | 723.2035 | 0.23636 |  | 15 |  |  |  | 723.2035 | [8 empty] | 0 | 0 | 0 | 0 | 0 | 0 | 0 | [5 empty] | 0
FL Zone 2Schools K-12Turnover |  | XXXXXXXX | Yes | Equipment | High Efficiency PTAC | High Efficiency PTAC | Code-Compliant PTAC | Commercial | Turnover | Schools K-12 | FL Zone 2 | Space Cooling | Residential-type central air conditioners |  | 0 | Per Unit | [7 empty] | 2659.7334 | 2031.0691 | 628.6643 | 0.23636 |  | 15 |  |  |  | 628.6643 | [8 empty] | 0 | 0 | 0 | 0 | 0 | 0 | 0 | [5 empty] | 0
FL Zone 2WarehouseTurnover |  | XXXXXXXX | Yes | Equipment | High Efficiency PTAC | High Efficiency PTAC | Code-Compliant PTAC | Commercial | Turnover | Warehouse | FL Zone 2 | Space Cooling | Residential-type central air conditioners |  | 0 | Per Unit | [7 empty] | 584.2935 | 446.1877 | 138.1057 | 0.23636 |  | 15 |  |  |  | 138.1057 | [8 empty] | 0 | 0 | 0 | 0 | 0 | 0 | 0 | [5 empty] | 0
FL Zone 2AssemblyNew |  | XXXXXXXX | Yes | Equipment | High Efficiency PTAC | High Efficiency PTAC | Code-Compliant PTAC | Commercial | New | Assembly | FL Zone 2 | Space Cooling | Residential-type central air conditioners |  | 0 | Per Unit | [7 empty] | 2409.0586 | 1839.6447 | 569.4138 | 0.23636 |  | 15 |  |  |  | 569.4138 | [8 empty] | 0 | 0 | 0 | 0 | 0 | 0 | 0 | [5 empty] | 0
FL Zone 2College and UniversityNew |  | XXXXXXXX | Yes | Equipment | High Efficiency PTAC | High Efficiency PTAC | Code-Compliant PTAC | Commercial | New | College and University | FL Zone 2 | Space Cooling | Residential-type central air conditioners |  | 0 | Per Unit | [7 empty] | 2672.6358 | 2040.9219 | 631.7139 | 0.23636 |  | 15 |  |  |  | 631.7139 | [8 empty] | 0 | 0 | 0 | 0 | 0 | 0 | 0 | [5 empty] | 0
FL Zone 2GroceryNew |  | XXXXXXXX | Yes | Equipment | High Efficiency PTAC | High Efficiency PTAC | Code-Compliant PTAC | Commercial | New | Grocery | FL Zone 2 | Space Cooling | Residential-type central air conditioners |  | 0 | Per Unit | [7 empty] | 1330.7883 | 1016.2383 | 314.55 | 0.23636 |  | 15 |  |  |  | 314.55 | [8 empty] | 0 | 0 | 0 | 0 | 0 | 0 | 0 | [5 empty] | 0
FL Zone 2HealthcareNew |  | XXXXXXXX | Yes | Equipment | High Efficiency PTAC | High Efficiency PTAC | Code-Compliant PTAC | Commercial | New | Healthcare | FL Zone 2 | Space Cooling | Residential-type central air conditioners |  | 0 | Per Unit | [7 empty] | 5242.0525 | 4003.0219 | 1239.0306 | 0.23636 |  | 15 |  |  |  | 1239.0306 | [8 empty] | 0 | 0 | 0 | 0 | 0 | 0 | 0 | [5 empty] | 0
FL Zone 2HospitalsNew |  | XXXXXXXX | Yes | Equipment | High Efficiency PTAC | High Efficiency PTAC | Code-Compliant PTAC | Commercial | New | Hospitals | FL Zone 2 | Space Cooling | Residential-type central air conditioners |  | 0 | Per Unit | [7 empty] | 4965.5729 | 3791.8921 | 1173.6809 | 0.23636 |  | 15 |  |  |  | 1173.6809 | [8 empty] | 0 | 0 | 0 | 0 | 0 | 0 | 0 | [5 empty] | 0
FL Zone 2InstitutionalNew |  | XXXXXXXX | Yes | Equipment | High Efficiency PTAC | High Efficiency PTAC | Code-Compliant PTAC | Commercial | New | Institutional | FL Zone 2 | Space Cooling | Residential-type central air conditioners |  | 0 | Per Unit | [7 empty] | 1301.2971 | 993.7178 | 307.5793 | 0.23636 |  | 15 |  |  |  | 307.5793 | [8 empty] | 0 | 0 | 0 | 0 | 0 | 0 | 0 | [5 empty] | 0
FL Zone 2Lodging/HospitalityNew |  | XXXXXXXX | Yes | Equipment | High Efficiency PTAC | High Efficiency PTAC | Code-Compliant PTAC | Commercial | New | Lodging/Hospitality | FL Zone 2 | Space Cooling | Residential-type central air conditioners |  | 0 | Per Unit | [7 empty] | 3979.4625 | 3038.8623 | 940.6002 | 0.23636 |  | 15 |  |  |  | 940.6002 | [8 empty] | 0 | 0 | 0 | 0 | 0 | 0 | 0 | [5 empty] | 0
FL Zone 2MiscellaneousNew |  | XXXXXXXX | Yes | Equipment | High Efficiency PTAC | High Efficiency PTAC | Code-Compliant PTAC | Commercial | New | Miscellaneous | FL Zone 2 | Space Cooling | Residential-type central air conditioners |  | 0 | Per Unit | [7 empty] | 1345.5339 | 1027.4986 | 318.0353 | 0.23636 |  | 15 |  |  |  | 318.0353 | [8 empty] | 0 | 0 | 0 | 0 | 0 | 0 | 0 | [5 empty] | 0
FL Zone 2OfficesNew |  | XXXXXXXX | Yes | Equipment | High Efficiency PTAC | High Efficiency PTAC | Code-Compliant PTAC | Commercial | New | Offices | FL Zone 2 | Space Cooling | Residential-type central air conditioners |  | 0 | Per Unit | [7 empty] | 2711.3429 | 2070.48 | 640.8629 | 0.23636 |  | 15 |  |  |  | 640.8629 | [8 empty] | 0 | 0 | 0 | 0 | 0 | 0 | 0 | [5 empty] | 0
FL Zone 2RestaurantsNew |  | XXXXXXXX | Yes | Equipment | High Efficiency PTAC | High Efficiency PTAC | Code-Compliant PTAC | Commercial | New | Restaurants | FL Zone 2 | Space Cooling | Residential-type central air conditioners |  | 0 | Per Unit | [7 empty] | 3903.8914 | 2981.1535 | 922.738 | 0.23636 |  | 15 |  |  |  | 922.738 | [8 empty] | 0 | 0 | 0 | 0 | 0 | 0 | 0 | [5 empty] | 0
FL Zone 2RetailNew |  | XXXXXXXX | Yes | Equipment | High Efficiency PTAC | High Efficiency PTAC | Code-Compliant PTAC | Commercial | New | Retail | FL Zone 2 | Space Cooling | Residential-type central air conditioners |  | 0 | Per Unit | [7 empty] | 3059.7072 | 2336.5036 | 723.2035 | 0.23636 |  | 15 |  |  |  | 723.2035 | [8 empty] | 0 | 0 | 0 | 0 | 0 | 0 | 0 | [5 empty] | 0
FL Zone 2Schools K-12New |  | XXXXXXXX | Yes | Equipment | High Efficiency PTAC | High Efficiency PTAC | Code-Compliant PTAC | Commercial | New | Schools K-12 | FL Zone 2 | Space Cooling | Residential-type central air conditioners |  | 0 | Per Unit | [7 empty] | 2659.7334 | 2031.0691 | 628.6643 | 0.23636 |  | 15 |  |  |  | 628.6643 | [8 empty] | 0 | 0 | 0 | 0 | 0 | 0 | 0 | [5 empty] | 0
FL Zone 2WarehouseNew |  | XXXXXXXX | Yes | Equipment | High Efficiency PTAC | High Efficiency PTAC | Code-Compliant PTAC | Commercial | New | Warehouse | FL Zone 2 | Space Cooling | Residential-type central air conditioners |  | 0 | Per Unit | [7 empty] | 584.2935 | 446.1877 | 138.1057 | 0.23636 |  | 15 |  |  |  | 138.1057 | [8 empty] | 0 | 0 | 0 | 0 | 0 | 0 | 0 | [5 empty] | 0
FL Zone 2AssemblyTurnover |  | XXXXXXXX | Yes | Equipment | High Efficiency PTHP | High Efficiency PTHP | Code-Compliant PTHP | Commercial | Turnover | Assembly | FL Zone 2 | Space Cooling | Residential-type central air conditioners |  | 0 | Per Unit | [7 empty] | 2409.0586 | 1839.6447 | 569.4138 | 0.23636 |  | 15 |  |  |  | 569.4138 | [8 empty] | 0 | 0 | 0 | 0 | 0 | 0 | 0 | [5 empty] | 0
FL Zone 2College and UniversityTurnover |  | XXXXXXXX | Yes | Equipment | High Efficiency PTHP | High Efficiency PTHP | Code-Compliant PTHP | Commercial | Turnover | College and University | FL Zone 2 | Space Cooling | Residential-type central air conditioners |  | 0 | Per Unit | [7 empty] | 2672.6358 | 2040.9219 | 631.7139 | 0.23636 |  | 15 |  |  |  | 631.7139 | [8 empty] | 0 | 0 | 0 | 0 | 0 | 0 | 0 | [5 empty] | 0
FL Zone 2GroceryTurnover |  | XXXXXXXX | Yes | Equipment | High Efficiency PTHP | High Efficiency PTHP | Code-Compliant PTHP | Commercial | Turnover | Grocery | FL Zone 2 | Space Cooling | Residential-type central air conditioners |  | 0 | Per Unit | [7 empty] | 1330.7883 | 1016.2383 | 314.55 | 0.23636 |  | 15 |  |  |  | 314.55 | [8 empty] | 0 | 0 | 0 | 0 | 0 | 0 | 0 | [5 empty] | 0
FL Zone 2HealthcareTurnover |  | XXXXXXXX | Yes | Equipment | High Efficiency PTHP | High Efficiency PTHP | Code-Compliant PTHP | Commercial | Turnover | Healthcare | FL Zone 2 | Space Cooling | Residential-type central air conditioners |  | 0 | Per Unit | [7 empty] | 5242.0525 | 4003.0219 | 1239.0306 | 0.23636 |  | 15 |  |  |  | 1239.0306 | [8 empty] | 0 | 0 | 0 | 0 | 0 | 0 | 0 | [5 empty] | 0
FL Zone 2HospitalsTurnover |  | XXXXXXXX | Yes | Equipment | High Efficiency PTHP | High Efficiency PTHP | Code-Compliant PTHP | Commercial | Turnover | Hospitals | FL Zone 2 | Space Cooling | Residential-type central air conditioners |  | 0 | Per Unit | [7 empty] | 4965.5729 | 3791.8921 | 1173.6809 | 0.23636 |  | 15 |  |  |  | 1173.6809 | [8 empty] | 0 | 0 | 0 | 0 | 0 | 0 | 0 | [5 empty] | 0
FL Zone 2InstitutionalTurnover |  | XXXXXXXX | Yes | Equipment | High Efficiency PTHP | High Efficiency PTHP | Code-Compliant PTHP | Commercial | Turnover | Institutional | FL Zone 2 | Space Cooling | Residential-type central air conditioners |  | 0 | Per Unit | [7 empty] | 1301.2971 | 993.7178 | 307.5793 | 0.23636 |  | 15 |  |  |  | 307.5793 | [8 empty] | 0 | 0 | 0 | 0 | 0 | 0 | 0 | [5 empty] | 0
FL Zone 2Lodging/HospitalityTurnover |  | XXXXXXXX | Yes | Equipment | High Efficiency PTHP | High Efficiency PTHP | Code-Compliant PTHP | Commercial | Turnover | Lodging/Hospitality | FL Zone 2 | Space Cooling | Residential-type central air conditioners |  | 0 | Per Unit | [7 empty] | 3979.4625 | 3038.8623 | 940.6002 | 0.23636 |  | 15 |  |  |  | 940.6002 | [8 empty] | 0 | 0 | 0 | 0 | 0 | 0 | 0 | [5 empty] | 0
FL Zone 2MiscellaneousTurnover |  | XXXXXXXX | Yes | Equipment | High Efficiency PTHP | High Efficiency PTHP | Code-Compliant PTHP | Commercial | Turnover | Miscellaneous | FL Zone 2 | Space Cooling | Residential-type central air conditioners |  | 0 | Per Unit | [7 empty] | 1345.5339 | 1027.4986 | 318.0353 | 0.23636 |  | 15 |  |  |  | 318.0353 | [8 empty] | 0 | 0 | 0 | 0 | 0 | 0 | 0 | [5 empty] | 0
FL Zone 2OfficesTurnover |  | XXXXXXXX | Yes | Equipment | High Efficiency PTHP | High Efficiency PTHP | Code-Compliant PTHP | Commercial | Turnover | Offices | FL Zone 2 | Space Cooling | Residential-type central air conditioners |  | 0 | Per Unit | [7 empty] | 2711.3429 | 2070.48 | 640.8629 | 0.23636 |  | 15 |  |  |  | 640.8629 | [8 empty] | 0 | 0 | 0 | 0 | 0 | 0 | 0 | [5 empty] | 0
FL Zone 2RestaurantsTurnover |  | XXXXXXXX | Yes | Equipment | High Efficiency PTHP | High Efficiency PTHP | Code-Compliant PTHP | Commercial | Turnover | Restaurants | FL Zone 2 | Space Cooling | Residential-type central air conditioners |  | 0 | Per Unit | [7 empty] | 3903.8914 | 2981.1535 | 922.738 | 0.23636 |  | 15 |  |  |  | 922.738 | [8 empty] | 0 | 0 | 0 | 0 | 0 | 0 | 0 | [5 empty] | 0
FL Zone 2RetailTurnover |  | XXXXXXXX | Yes | Equipment | High Efficiency PTHP | High Efficiency PTHP | Code-Compliant PTHP | Commercial | Turnover | Retail | FL Zone 2 | Space Cooling | Residential-type central air conditioners |  | 0 | Per Unit | [7 empty] | 3059.7072 | 2336.5036 | 723.2035 | 0.23636 |  | 15 |  |  |  | 723.2035 | [8 empty] | 0 | 0 | 0 | 0 | 0 | 0 | 0 | [5 empty] | 0
FL Zone 2Schools K-12Turnover |  | XXXXXXXX | Yes | Equipment | High Efficiency PTHP | High Efficiency PTHP | Code-Compliant PTHP | Commercial | Turnover | Schools K-12 | FL Zone 2 | Space Cooling | Residential-type central air conditioners |  | 0 | Per Unit | [7 empty] | 2659.7334 | 2031.0691 | 628.6643 | 0.23636 |  | 15 |  |  |  | 628.6643 | [8 empty] | 0 | 0 | 0 | 0 | 0 | 0 | 0 | [5 empty] | 0
FL Zone 2WarehouseTurnover |  | XXXXXXXX | Yes | Equipment | High Efficiency PTHP | High Efficiency PTHP | Code-Compliant PTHP | Commercial | Turnover | Warehouse | FL Zone 2 | Space Cooling | Residential-type central air conditioners |  | 0 | Per Unit | [7 empty] | 584.2935 | 446.1877 | 138.1057 | 0.23636 |  | 15 |  |  |  | 138.1057 | [8 empty] | 0 | 0 | 0 | 0 | 0 | 0 | 0 | [5 empty] | 0
FL Zone 2AssemblyNew |  | XXXXXXXX | Yes | Equipment | High Efficiency PTHP | High Efficiency PTHP | Code-Compliant PTHP | Commercial | New | Assembly | FL Zone 2 | Space Cooling | Residential-type central air conditioners |  | 0 | Per Unit | [7 empty] | 2409.0586 | 1839.6447 | 569.4138 | 0.23636 |  | 15 |  |  |  | 569.4138 | [8 empty] | 0 | 0 | 0 | 0 | 0 | 0 | 0 | [5 empty] | 0
FL Zone 2College and UniversityNew |  | XXXXXXXX | Yes | Equipment | High Efficiency PTHP | High Efficiency PTHP | Code-Compliant PTHP | Commercial | New | College and University | FL Zone 2 | Space Cooling | Residential-type central air conditioners |  | 0 | Per Unit | [7 empty] | 2672.6358 | 2040.9219 | 631.7139 | 0.23636 |  | 15 |  |  |  | 631.7139 | [8 empty] | 0 | 0 | 0 | 0 | 0 | 0 | 0 | [5 empty] | 0
FL Zone 2GroceryNew |  | XXXXXXXX | Yes | Equipment | High Efficiency PTHP | High Efficiency PTHP | Code-Compliant PTHP | Commercial | New | Grocery | FL Zone 2 | Space Cooling | Residential-type central air conditioners |  | 0 | Per Unit | [7 empty] | 1330.7883 | 1016.2383 | 314.55 | 0.23636 |  | 15 |  |  |  | 314.55 | [8 empty] | 0 | 0 | 0 | 0 | 0 | 0 | 0 | [5 empty] | 0
FL Zone 2HealthcareNew |  | XXXXXXXX | Yes | Equipment | High Efficiency PTHP | High Efficiency PTHP | Code-Compliant PTHP | Commercial | New | Healthcare | FL Zone 2 | Space Cooling | Residential-type central air conditioners |  | 0 | Per Unit | [7 empty] | 5242.0525 | 4003.0219 | 1239.0306 | 0.23636 |  | 15 |  |  |  | 1239.0306 | [8 empty] | 0 | 0 | 0 | 0 | 0 | 0 | 0 | [5 empty] | 0
FL Zone 2HospitalsNew |  | XXXXXXXX | Yes | Equipment | High Efficiency PTHP | High Efficiency PTHP | Code-Compliant PTHP | Commercial | New | Hospitals | FL Zone 2 | Space Cooling | Residential-type central air conditioners |  | 0 | Per Unit | [7 empty] | 4965.5729 | 3791.8921 | 1173.6809 | 0.23636 |  | 15 |  |  |  | 1173.6809 | [8 empty] | 0 | 0 | 0 | 0 | 0 | 0 | 0 | [5 empty] | 0
FL Zone 2InstitutionalNew |  | XXXXXXXX | Yes | Equipment | High Efficiency PTHP | High Efficiency PTHP | Code-Compliant PTHP | Commercial | New | Institutional | FL Zone 2 | Space Cooling | Residential-type central air conditioners |  | 0 | Per Unit | [7 empty] | 1301.2971 | 993.7178 | 307.5793 | 0.23636 |  | 15 |  |  |  | 307.5793 | [8 empty] | 0 | 0 | 0 | 0 | 0 | 0 | 0 | [5 empty] | 0
FL Zone 2Lodging/HospitalityNew |  | XXXXXXXX | Yes | Equipment | High Efficiency PTHP | High Efficiency PTHP | Code-Compliant PTHP | Commercial | New | Lodging/Hospitality | FL Zone 2 | Space Cooling | Residential-type central air conditioners |  | 0 | Per Unit | [7 empty] | 3979.4625 | 3038.8623 | 940.6002 | 0.23636 |  | 15 |  |  |  | 940.6002 | [8 empty] | 0 | 0 | 0 | 0 | 0 | 0 | 0 | [5 empty] | 0
FL Zone 2MiscellaneousNew |  | XXXXXXXX | Yes | Equipment | High Efficiency PTHP | High Efficiency PTHP | Code-Compliant PTHP | Commercial | New | Miscellaneous | FL Zone 2 | Space Cooling | Residential-type central air conditioners |  | 0 | Per Unit | [7 empty] | 1345.5339 | 1027.4986 | 318.0353 | 0.23636 |  | 15 |  |  |  | 318.0353 | [8 empty] | 0 | 0 | 0 | 0 | 0 | 0 | 0 | [5 empty] | 0
FL Zone 2OfficesNew |  | XXXXXXXX | Yes | Equipment | High Efficiency PTHP | High Efficiency PTHP | Code-Compliant PTHP | Commercial | New | Offices | FL Zone 2 | Space Cooling | Residential-type central air conditioners |  | 0 | Per Unit | [7 empty] | 2711.3429 | 2070.48 | 640.8629 | 0.23636 |  | 15 |  |  |  | 640.8629 | [8 empty] | 0 | 0 | 0 | 0 | 0 | 0 | 0 | [5 empty] | 0
FL Zone 2RestaurantsNew |  | XXXXXXXX | Yes | Equipment | High Efficiency PTHP | High Efficiency PTHP | Code-Compliant PTHP | Commercial | New | Restaurants | FL Zone 2 | Space Cooling | Residential-type central air conditioners |  | 0 | Per Unit | [7 empty] | 3903.8914 | 2981.1535 | 922.738 | 0.23636 |  | 15 |  |  |  | 922.738 | [8 empty] | 0 | 0 | 0 | 0 | 0 | 0 | 0 | [5 empty] | 0
FL Zone 2RetailNew |  | XXXXXXXX | Yes | Equipment | High Efficiency PTHP | High Efficiency PTHP | Code-Compliant PTHP | Commercial | New | Retail | FL Zone 2 | Space Cooling | Residential-type central air conditioners |  | 0 | Per Unit | [7 empty] | 3059.7072 | 2336.5036 | 723.2035 | 0.23636 |  | 15 |  |  |  | 723.2035 | [8 empty] | 0 | 0 | 0 | 0 | 0 | 0 | 0 | [5 empty] | 0
FL Zone 2Schools K-12New |  | XXXXXXXX | Yes | Equipment | High Efficiency PTHP | High Efficiency PTHP | Code-Compliant PTHP | Commercial | New | Schools K-12 | FL Zone 2 | Space Cooling | Residential-type central air conditioners |  | 0 | Per Unit | [7 empty] | 2659.7334 | 2031.0691 | 628.6643 | 0.23636 |  | 15 |  |  |  | 628.6643 | [8 empty] | 0 | 0 | 0 | 0 | 0 | 0 | 0 | [5 empty] | 0
FL Zone 2WarehouseNew |  | XXXXXXXX | Yes | Equipment | High Efficiency PTHP | High Efficiency PTHP | Code-Compliant PTHP | Commercial | New | Warehouse | FL Zone 2 | Space Cooling | Residential-type central air conditioners |  | 0 | Per Unit | [7 empty] | 584.2935 | 446.1877 | 138.1057 | 0.23636 |  | 15 |  |  |  | 138.1057 | [8 empty] | 0 | 0 | 0 | 0 | 0 | 0 | 0 | [5 empty] | 0
FL Zone 2AssemblyTurnover |  | XXXXXXXX | Yes | Equipment | High Efficiency PTHP | High Efficiency PTHP | Code-Compliant PTHP | Commercial | Turnover | Assembly | FL Zone 2 | Space Heating | Residential/split system heat pump |  | 0 | Per Unit | [7 empty] | 255.622 | 231.6575 | 23.9646 | 0.09375 |  | 15 |  |  |  | 23.9646 | [8 empty] | 0 | 0 | 0 | 0 | 0 | 0 | 0 | [5 empty] | 0
FL Zone 2College and UniversityTurnover |  | XXXXXXXX | Yes | Equipment | High Efficiency PTHP | High Efficiency PTHP | Code-Compliant PTHP | Commercial | Turnover | College and University | FL Zone 2 | Space Heating | Residential/split system heat pump |  | 0 | Per Unit | [7 empty] | 255.622 | 231.6575 | 23.9646 | 0.09375 |  | 15 |  |  |  | 23.9646 | [8 empty] | 0 | 0 | 0 | 0 | 0 | 0 | 0 | [5 empty] | 0
FL Zone 2GroceryTurnover |  | XXXXXXXX | Yes | Equipment | High Efficiency PTHP | High Efficiency PTHP | Code-Compliant PTHP | Commercial | Turnover | Grocery | FL Zone 2 | Space Heating | Residential/split system heat pump |  | 0 | Per Unit | [7 empty] | 439.6699 | 398.4508 | 41.2191 | 0.09375 |  | 15 |  |  |  | 41.2191 | [8 empty] | 0 | 0 | 0 | 0 | 0 | 0 | 0 | [5 empty] | 0
FL Zone 2HealthcareTurnover |  | XXXXXXXX | Yes | Equipment | High Efficiency PTHP | High Efficiency PTHP | Code-Compliant PTHP | Commercial | Turnover | Healthcare | FL Zone 2 | Space Heating | Residential/split system heat pump |  | 0 | Per Unit | [7 empty] | 400.8153 | 363.2389 | 37.5764 | 0.09375 |  | 15 |  |  |  | 37.5764 | [8 empty] | 0 | 0 | 0 | 0 | 0 | 0 | 0 | [5 empty] | 0
FL Zone 2HospitalsTurnover |  | XXXXXXXX | Yes | Equipment | High Efficiency PTHP | High Efficiency PTHP | Code-Compliant PTHP | Commercial | Turnover | Hospitals | FL Zone 2 | Space Heating | Residential/split system heat pump |  | 0 | Per Unit | [7 empty] | 456.0297 | 413.2769 | 42.7528 | 0.09375 |  | 15 |  |  |  | 42.7528 | [8 empty] | 0 | 0 | 0 | 0 | 0 | 0 | 0 | [5 empty] | 0
FL Zone 2InstitutionalTurnover |  | XXXXXXXX | Yes | Equipment | High Efficiency PTHP | High Efficiency PTHP | Code-Compliant PTHP | Commercial | Turnover | Institutional | FL Zone 2 | Space Heating | Residential/split system heat pump |  | 0 | Per Unit | [7 empty] | 222.9024 | 202.0053 | 20.8971 | 0.09375 |  | 15 |  |  |  | 20.8971 | [8 empty] | 0 | 0 | 0 | 0 | 0 | 0 | 0 | [5 empty] | 0
FL Zone 2Lodging/HospitalityTurnover |  | XXXXXXXX | Yes | Equipment | High Efficiency PTHP | High Efficiency PTHP | Code-Compliant PTHP | Commercial | Turnover | Lodging/Hospitality | FL Zone 2 | Space Heating | Residential/split system heat pump |  | 0 | Per Unit | [7 empty] | 269.9369 | 244.6303 | 25.3066 | 0.09375 |  | 15 |  |  |  | 25.3066 | [8 empty] | 0 | 0 | 0 | 0 | 0 | 0 | 0 | [5 empty] | 0
FL Zone 2MiscellaneousTurnover |  | XXXXXXXX | Yes | Equipment | High Efficiency PTHP | High Efficiency PTHP | Code-Compliant PTHP | Commercial | Turnover | Miscellaneous | FL Zone 2 | Space Heating | Residential/split system heat pump |  | 0 | Per Unit | [7 empty] | 141.1034 | 127.8749 | 13.2284 | 0.09375 |  | 15 |  |  |  | 13.2284 | [8 empty] | 0 | 0 | 0 | 0 | 0 | 0 | 0 | [5 empty] | 0
FL Zone 2OfficesTurnover |  | XXXXXXXX | Yes | Equipment | High Efficiency PTHP | High Efficiency PTHP | Code-Compliant PTHP | Commercial | Turnover | Offices | FL Zone 2 | Space Heating | Residential/split system heat pump |  | 0 | Per Unit | [7 empty] | 149.2833 | 135.288 | 13.9953 | 0.09375 |  | 15 |  |  |  | 13.9953 | [8 empty] | 0 | 0 | 0 | 0 | 0 | 0 | 0 | [5 empty] | 0
FL Zone 2RestaurantsTurnover |  | XXXXXXXX | Yes | Equipment | High Efficiency PTHP | High Efficiency PTHP | Code-Compliant PTHP | Commercial | Turnover | Restaurants | FL Zone 2 | Space Heating | Residential/split system heat pump |  | 0 | Per Unit | [7 empty] | 942.734 | 854.3527 | 88.3813 | 0.09375 |  | 15 |  |  |  | 88.3813 | [8 empty] | 0 | 0 | 0 | 0 | 0 | 0 | 0 | [5 empty] | 0
FL Zone 2RetailTurnover |  | XXXXXXXX | Yes | Equipment | High Efficiency PTHP | High Efficiency PTHP | Code-Compliant PTHP | Commercial | Turnover | Retail | FL Zone 2 | Space Heating | Residential/split system heat pump |  | 0 | Per Unit | [7 empty] | 590.9981 | 535.592 | 55.4061 | 0.09375 |  | 15 |  |  |  | 55.4061 | [8 empty] | 0 | 0 | 0 | 0 | 0 | 0 | 0 | [5 empty] | 0
FL Zone 2Schools K-12Turnover |  | XXXXXXXX | Yes | Equipment | High Efficiency PTHP | High Efficiency PTHP | Code-Compliant PTHP | Commercial | Turnover | Schools K-12 | FL Zone 2 | Space Heating | Residential/split system heat pump |  | 0 | Per Unit | [7 empty] | 543.9637 | 492.9671 | 50.9966 | 0.09375 |  | 15 |  |  |  | 50.9966 | [8 empty] | 0 | 0 | 0 | 0 | 0 | 0 | 0 | [5 empty] | 0
FL Zone 2WarehouseTurnover |  | XXXXXXXX | Yes | Equipment | High Efficiency PTHP | High Efficiency PTHP | Code-Compliant PTHP | Commercial | Turnover | Warehouse | FL Zone 2 | Space Heating | Residential/split system heat pump |  | 0 | Per Unit | [7 empty] | 141.1034 | 127.8749 | 13.2284 | 0.09375 |  | 15 |  |  |  | 13.2284 | [8 empty] | 0 | 0 | 0 | 0 | 0 | 0 | 0 | [5 empty] | 0
FL Zone 2AssemblyNew |  | XXXXXXXX | Yes | Equipment | High Efficiency PTHP | High Efficiency PTHP | Code-Compliant PTHP | Commercial | New | Assembly | FL Zone 2 | Space Heating | Residential/split system heat pump |  | 0 | Per Unit | [7 empty] | 255.622 | 231.6575 | 23.9646 | 0.09375 |  | 15 |  |  |  | 23.9646 | [8 empty] | 0 | 0 | 0 | 0 | 0 | 0 | 0 | [5 empty] | 0
FL Zone 2College and UniversityNew |  | XXXXXXXX | Yes | Equipment | High Efficiency PTHP | High Efficiency PTHP | Code-Compliant PTHP | Commercial | New | College and University | FL Zone 2 | Space Heating | Residential/split system heat pump |  | 0 | Per Unit | [7 empty] | 255.622 | 231.6575 | 23.9646 | 0.09375 |  | 15 |  |  |  | 23.9646 | [8 empty] | 0 | 0 | 0 | 0 | 0 | 0 | 0 | [5 empty] | 0
FL Zone 2GroceryNew |  | XXXXXXXX | Yes | Equipment | High Efficiency PTHP | High Efficiency PTHP | Code-Compliant PTHP | Commercial | New | Grocery | FL Zone 2 | Space Heating | Residential/split system heat pump |  | 0 | Per Unit | [7 empty] | 439.6699 | 398.4508 | 41.2191 | 0.09375 |  | 15 |  |  |  | 41.2191 | [8 empty] | 0 | 0 | 0 | 0 | 0 | 0 | 0 | [5 empty] | 0
FL Zone 2HealthcareNew |  | XXXXXXXX | Yes | Equipment | High Efficiency PTHP | High Efficiency PTHP | Code-Compliant PTHP | Commercial | New | Healthcare | FL Zone 2 | Space Heating | Residential/split system heat pump |  | 0 | Per Unit | [7 empty] | 400.8153 | 363.2389 | 37.5764 | 0.09375 |  | 15 |  |  |  | 37.5764 | [8 empty] | 0 | 0 | 0 | 0 | 0 | 0 | 0 | [5 empty] | 0
FL Zone 2HospitalsNew |  | XXXXXXXX | Yes | Equipment | High Efficiency PTHP | High Efficiency PTHP | Code-Compliant PTHP | Commercial | New | Hospitals | FL Zone 2 | Space Heating | Residential/split system heat pump |  | 0 | Per Unit | [7 empty] | 456.0297 | 413.2769 | 42.7528 | 0.09375 |  | 15 |  |  |  | 42.7528 | [8 empty] | 0 | 0 | 0 | 0 | 0 | 0 | 0 | [5 empty] | 0
FL Zone 2InstitutionalNew |  | XXXXXXXX | Yes | Equipment | High Efficiency PTHP | High Efficiency PTHP | Code-Compliant PTHP | Commercial | New | Institutional | FL Zone 2 | Space Heating | Residential/split system heat pump |  | 0 | Per Unit | [7 empty] | 222.9024 | 202.0053 | 20.8971 | 0.09375 |  | 15 |  |  |  | 20.8971 | [8 empty] | 0 | 0 | 0 | 0 | 0 | 0 | 0 | [5 empty] | 0
FL Zone 2Lodging/HospitalityNew |  | XXXXXXXX | Yes | Equipment | High Efficiency PTHP | High Efficiency PTHP | Code-Compliant PTHP | Commercial | New | Lodging/Hospitality | FL Zone 2 | Space Heating | Residential/split system heat pump |  | 0 | Per Unit | [7 empty] | 269.9369 | 244.6303 | 25.3066 | 0.09375 |  | 15 |  |  |  | 25.3066 | [8 empty] | 0 | 0 | 0 | 0 | 0 | 0 | 0 | [5 empty] | 0
FL Zone 2MiscellaneousNew |  | XXXXXXXX | Yes | Equipment | High Efficiency PTHP | High Efficiency PTHP | Code-Compliant PTHP | Commercial | New | Miscellaneous | FL Zone 2 | Space Heating | Residential/split system heat pump |  | 0 | Per Unit | [7 empty] | 141.1034 | 127.8749 | 13.2284 | 0.09375 |  | 15 |  |  |  | 13.2284 | [8 empty] | 0 | 0 | 0 | 0 | 0 | 0 | 0 | [5 empty] | 0
FL Zone 2OfficesNew |  | XXXXXXXX | Yes | Equipment | High Efficiency PTHP | High Efficiency PTHP | Code-Compliant PTHP | Commercial | New | Offices | FL Zone 2 | Space Heating | Residential/split system heat pump |  | 0 | Per Unit | [7 empty] | 149.2833 | 135.288 | 13.9953 | 0.09375 |  | 15 |  |  |  | 13.9953 | [8 empty] | 0 | 0 | 0 | 0 | 0 | 0 | 0 | [5 empty] | 0
FL Zone 2RestaurantsNew |  | XXXXXXXX | Yes | Equipment | High Efficiency PTHP | High Efficiency PTHP | Code-Compliant PTHP | Commercial | New | Restaurants | FL Zone 2 | Space Heating | Residential/split system heat pump |  | 0 | Per Unit | [7 empty] | 942.734 | 854.3527 | 88.3813 | 0.09375 |  | 15 |  |  |  | 88.3813 | [8 empty] | 0 | 0 | 0 | 0 | 0 | 0 | 0 | [5 empty] | 0
FL Zone 2RetailNew |  | XXXXXXXX | Yes | Equipment | High Efficiency PTHP | High Efficiency PTHP | Code-Compliant PTHP | Commercial | New | Retail | FL Zone 2 | Space Heating | Residential/split system heat pump |  | 0 | Per Unit | [7 empty] | 590.9981 | 535.592 | 55.4061 | 0.09375 |  | 15 |  |  |  | 55.4061 | [8 empty] | 0 | 0 | 0 | 0 | 0 | 0 | 0 | [5 empty] | 0
FL Zone 2Schools K-12New |  | XXXXXXXX | Yes | Equipment | High Efficiency PTHP | High Efficiency PTHP | Code-Compliant PTHP | Commercial | New | Schools K-12 | FL Zone 2 | Space Heating | Residential/split system heat pump |  | 0 | Per Unit | [7 empty] | 543.9637 | 492.9671 | 50.9966 | 0.09375 |  | 15 |  |  |  | 50.9966 | [8 empty] | 0 | 0 | 0 | 0 | 0 | 0 | 0 | [5 empty] | 0
FL Zone 2WarehouseNew |  | XXXXXXXX | Yes | Equipment | High Efficiency PTHP | High Efficiency PTHP | Code-Compliant PTHP | Commercial | New | Warehouse | FL Zone 2 | Space Heating | Residential/split system heat pump |  | 0 | Per Unit | [7 empty] | 141.1034 | 127.8749 | 13.2284 | 0.09375 |  | 15 |  |  |  | 13.2284 | [8 empty] | 0 | 0 | 0 | 0 | 0 | 0 | 0 | [5 empty] | 0
FL Zone 2AssemblyExisting |  | XXXXXXXX | Yes | Nonequipment | High Efficiency Refrigeration Compressor | High Efficiency Refrigeration Compressors | Existing Compressor | Commercial | Existing | Assembly | FL Zone 2 | Refrigeration |  |  | 0 | Per Unit | [7 empty] | 1957.5 | 1822 | 135.5 | 0.069221 |  | 13 |  |  |  | 135.5 | [8 empty] | 0 | 0 | 0 | 0 | 0 | 0 | 0 | [5 empty] | 0
FL Zone 2College and UniversityExisting |  | XXXXXXXX | Yes | Nonequipment | High Efficiency Refrigeration Compressor | High Efficiency Refrigeration Compressors | Existing Compressor | Commercial | Existing | College and University | FL Zone 2 | Refrigeration |  |  | 0 | Per Unit | [7 empty] | 1957.5 | 1822 | 135.5 | 0.069221 |  | 13 |  |  |  | 135.5 | [8 empty] | 0 | 0 | 0 | 0 | 0 | 0 | 0 | [5 empty] | 0
FL Zone 2GroceryExisting |  | XXXXXXXX | Yes | Nonequipment | High Efficiency Refrigeration Compressor | High Efficiency Refrigeration Compressors | Existing Compressor | Commercial | Existing | Grocery | FL Zone 2 | Refrigeration |  |  | 0 | Per Unit | [7 empty] | 1957.5 | 1822 | 135.5 | 0.069221 |  | 13 |  |  |  | 135.5 | [8 empty] | 0 | 0 | 0 | 0 | 0 | 0 | 0 | [5 empty] | 0
FL Zone 2HealthcareExisting |  | XXXXXXXX | Yes | Nonequipment | High Efficiency Refrigeration Compressor | High Efficiency Refrigeration Compressors | Existing Compressor | Commercial | Existing | Healthcare | FL Zone 2 | Refrigeration |  |  | 0 | Per Unit | [7 empty] | 1957.5 | 1822 | 135.5 | 0.069221 |  | 13 |  |  |  | 135.5 | [8 empty] | 0 | 0 | 0 | 0 | 0 | 0 | 0 | [5 empty] | 0
FL Zone 2HospitalsExisting |  | XXXXXXXX | Yes | Nonequipment | High Efficiency Refrigeration Compressor | High Efficiency Refrigeration Compressors | Existing Compressor | Commercial | Existing | Hospitals | FL Zone 2 | Refrigeration |  |  | 0 | Per Unit | [7 empty] | 1957.5 | 1822 | 135.5 | 0.069221 |  | 13 |  |  |  | 135.5 | [8 empty] | 0 | 0 | 0 | 0 | 0 | 0 | 0 | [5 empty] | 0
FL Zone 2InstitutionalExisting |  | XXXXXXXX | Yes | Nonequipment | High Efficiency Refrigeration Compressor | High Efficiency Refrigeration Compressors | Existing Compressor | Commercial | Existing | Institutional | FL Zone 2 | Refrigeration |  |  | 0 | Per Unit | [7 empty] | 1957.5 | 1822 | 135.5 | 0.069221 |  | 13 |  |  |  | 135.5 | [8 empty] | 0 | 0 | 0 | 0 | 0 | 0 | 0 | [5 empty] | 0
FL Zone 2Lodging/HospitalityExisting |  | XXXXXXXX | Yes | Nonequipment | High Efficiency Refrigeration Compressor | High Efficiency Refrigeration Compressors | Existing Compressor | Commercial | Existing | Lodging/Hospitality | FL Zone 2 | Refrigeration |  |  | 0 | Per Unit | [7 empty] | 1957.5 | 1822 | 135.5 | 0.069221 |  | 13 |  |  |  | 135.5 | [8 empty] | 0 | 0 | 0 | 0 | 0 | 0 | 0 | [5 empty] | 0
FL Zone 2MiscellaneousExisting |  | XXXXXXXX | Yes | Nonequipment | High Efficiency Refrigeration Compressor | High Efficiency Refrigeration Compressors | Existing Compressor | Commercial | Existing | Miscellaneous | FL Zone 2 | Refrigeration |  |  | 0 | Per Unit | [7 empty] | 1957.5 | 1822 | 135.5 | 0.069221 |  | 13 |  |  |  | 135.5 | [8 empty] | 0 | 0 | 0 | 0 | 0 | 0 | 0 | [5 empty] | 0
FL Zone 2OfficesExisting |  | XXXXXXXX | Yes | Nonequipment | High Efficiency Refrigeration Compressor | High Efficiency Refrigeration Compressors | Existing Compressor | Commercial | Existing | Offices | FL Zone 2 | Refrigeration |  |  | 0 | Per Unit | [7 empty] | 1957.5 | 1822 | 135.5 | 0.069221 |  | 13 |  |  |  | 135.5 | [8 empty] | 0 | 0 | 0 | 0 | 0 | 0 | 0 | [5 empty] | 0
FL Zone 2RestaurantsExisting |  | XXXXXXXX | Yes | Nonequipment | High Efficiency Refrigeration Compressor | High Efficiency Refrigeration Compressors | Existing Compressor | Commercial | Existing | Restaurants | FL Zone 2 | Refrigeration |  |  | 0 | Per Unit | [7 empty] | 1957.5 | 1822 | 135.5 | 0.069221 |  | 13 |  |  |  | 135.5 | [8 empty] | 0 | 0 | 0 | 0 | 0 | 0 | 0 | [5 empty] | 0
FL Zone 2RetailExisting |  | XXXXXXXX | Yes | Nonequipment | High Efficiency Refrigeration Compressor | High Efficiency Refrigeration Compressors | Existing Compressor | Commercial | Existing | Retail | FL Zone 2 | Refrigeration |  |  | 0 | Per Unit | [7 empty] | 1957.5 | 1822 | 135.5 | 0.069221 |  | 13 |  |  |  | 135.5 | [8 empty] | 0 | 0 | 0 | 0 | 0 | 0 | 0 | [5 empty] | 0
FL Zone 2Schools K-12Existing |  | XXXXXXXX | Yes | Nonequipment | High Efficiency Refrigeration Compressor | High Efficiency Refrigeration Compressors | Existing Compressor | Commercial | Existing | Schools K-12 | FL Zone 2 | Refrigeration |  |  | 0 | Per Unit | [7 empty] | 1957.5 | 1822 | 135.5 | 0.069221 |  | 13 |  |  |  | 135.5 | [8 empty] | 0 | 0 | 0 | 0 | 0 | 0 | 0 | [5 empty] | 0
FL Zone 2WarehouseExisting |  | XXXXXXXX | Yes | Nonequipment | High Efficiency Refrigeration Compressor | High Efficiency Refrigeration Compressors | Existing Compressor | Commercial | Existing | Warehouse | FL Zone 2 | Refrigeration |  |  | 0 | Per Unit | [7 empty] | 1957.5 | 1822 | 135.5 | 0.069221 |  | 13 |  |  |  | 135.5 | [8 empty] | 0 | 0 | 0 | 0 | 0 | 0 | 0 | [5 empty] | 0
FL Zone 2AssemblyNew |  | XXXXXXXX | Yes | Nonequipment | High Efficiency Refrigeration Compressor | High Efficiency Refrigeration Compressors | Existing Compressor | Commercial | New | Assembly | FL Zone 2 | Refrigeration |  |  | 0 | Per Unit | [7 empty] | 1957.5 | 1822 | 135.5 | 0.069221 |  | 13 |  |  |  | 135.5 | [8 empty] | 0 | 0 | 0 | 0 | 0 | 0 | 0 | [5 empty] | 0
FL Zone 2College and UniversityNew |  | XXXXXXXX | Yes | Nonequipment | High Efficiency Refrigeration Compressor | High Efficiency Refrigeration Compressors | Existing Compressor | Commercial | New | College and University | FL Zone 2 | Refrigeration |  |  | 0 | Per Unit | [7 empty] | 1957.5 | 1822 | 135.5 | 0.069221 |  | 13 |  |  |  | 135.5 | [8 empty] | 0 | 0 | 0 | 0 | 0 | 0 | 0 | [5 empty] | 0
FL Zone 2GroceryNew |  | XXXXXXXX | Yes | Nonequipment | High Efficiency Refrigeration Compressor | High Efficiency Refrigeration Compressors | Existing Compressor | Commercial | New | Grocery | FL Zone 2 | Refrigeration |  |  | 0 | Per Unit | [7 empty] | 1957.5 | 1822 | 135.5 | 0.069221 |  | 13 |  |  |  | 135.5 | [8 empty] | 0 | 0 | 0 | 0 | 0 | 0 | 0 | [5 empty] | 0
FL Zone 2HealthcareNew |  | XXXXXXXX | Yes | Nonequipment | High Efficiency Refrigeration Compressor | High Efficiency Refrigeration Compressors | Existing Compressor | Commercial | New | Healthcare | FL Zone 2 | Refrigeration |  |  | 0 | Per Unit | [7 empty] | 1957.5 | 1822 | 135.5 | 0.069221 |  | 13 |  |  |  | 135.5 | [8 empty] | 0 | 0 | 0 | 0 | 0 | 0 | 0 | [5 empty] | 0
FL Zone 2HospitalsNew |  | XXXXXXXX | Yes | Nonequipment | High Efficiency Refrigeration Compressor | High Efficiency Refrigeration Compressors | Existing Compressor | Commercial | New | Hospitals | FL Zone 2 | Refrigeration |  |  | 0 | Per Unit | [7 empty] | 1957.5 | 1822 | 135.5 | 0.069221 |  | 13 |  |  |  | 135.5 | [8 empty] | 0 | 0 | 0 | 0 | 0 | 0 | 0 | [5 empty] | 0
FL Zone 2InstitutionalNew |  | XXXXXXXX | Yes | Nonequipment | High Efficiency Refrigeration Compressor | High Efficiency Refrigeration Compressors | Existing Compressor | Commercial | New | Institutional | FL Zone 2 | Refrigeration |  |  | 0 | Per Unit | [7 empty] | 1957.5 | 1822 | 135.5 | 0.069221 |  | 13 |  |  |  | 135.5 | [8 empty] | 0 | 0 | 0 | 0 | 0 | 0 | 0 | [5 empty] | 0
FL Zone 2Lodging/HospitalityNew |  | XXXXXXXX | Yes | Nonequipment | High Efficiency Refrigeration Compressor | High Efficiency Refrigeration Compressors | Existing Compressor | Commercial | New | Lodging/Hospitality | FL Zone 2 | Refrigeration |  |  | 0 | Per Unit | [7 empty] | 1957.5 | 1822 | 135.5 | 0.069221 |  | 13 |  |  |  | 135.5 | [8 empty] | 0 | 0 | 0 | 0 | 0 | 0 | 0 | [5 empty] | 0
FL Zone 2MiscellaneousNew |  | XXXXXXXX | Yes | Nonequipment | High Efficiency Refrigeration Compressor | High Efficiency Refrigeration Compressors | Existing Compressor | Commercial | New | Miscellaneous | FL Zone 2 | Refrigeration |  |  | 0 | Per Unit | [7 empty] | 1957.5 | 1822 | 135.5 | 0.069221 |  | 13 |  |  |  | 135.5 | [8 empty] | 0 | 0 | 0 | 0 | 0 | 0 | 0 | [5 empty] | 0
FL Zone 2OfficesNew |  | XXXXXXXX | Yes | Nonequipment | High Efficiency Refrigeration Compressor | High Efficiency Refrigeration Compressors | Existing Compressor | Commercial | New | Offices | FL Zone 2 | Refrigeration |  |  | 0 | Per Unit | [7 empty] | 1957.5 | 1822 | 135.5 | 0.069221 |  | 13 |  |  |  | 135.5 | [8 empty] | 0 | 0 | 0 | 0 | 0 | 0 | 0 | [5 empty] | 0
FL Zone 2RestaurantsNew |  | XXXXXXXX | Yes | Nonequipment | High Efficiency Refrigeration Compressor | High Efficiency Refrigeration Compressors | Existing Compressor | Commercial | New | Restaurants | FL Zone 2 | Refrigeration |  |  | 0 | Per Unit | [7 empty] | 1957.5 | 1822 | 135.5 | 0.069221 |  | 13 |  |  |  | 135.5 | [8 empty] | 0 | 0 | 0 | 0 | 0 | 0 | 0 | [5 empty] | 0
FL Zone 2RetailNew |  | XXXXXXXX | Yes | Nonequipment | High Efficiency Refrigeration Compressor | High Efficiency Refrigeration Compressors | Existing Compressor | Commercial | New | Retail | FL Zone 2 | Refrigeration |  |  | 0 | Per Unit | [7 empty] | 1957.5 | 1822 | 135.5 | 0.069221 |  | 13 |  |  |  | 135.5 | [8 empty] | 0 | 0 | 0 | 0 | 0 | 0 | 0 | [5 empty] | 0
FL Zone 2Schools K-12New |  | XXXXXXXX | Yes | Nonequipment | High Efficiency Refrigeration Compressor | High Efficiency Refrigeration Compressors | Existing Compressor | Commercial | New | Schools K-12 | FL Zone 2 | Refrigeration |  |  | 0 | Per Unit | [7 empty] | 1957.5 | 1822 | 135.5 | 0.069221 |  | 13 |  |  |  | 135.5 | [8 empty] | 0 | 0 | 0 | 0 | 0 | 0 | 0 | [5 empty] | 0
FL Zone 2WarehouseNew |  | XXXXXXXX | Yes | Nonequipment | High Efficiency Refrigeration Compressor | High Efficiency Refrigeration Compressors | Existing Compressor | Commercial | New | Warehouse | FL Zone 2 | Refrigeration |  |  | 0 | Per Unit | [7 empty] | 1957.5 | 1822 | 135.5 | 0.069221 |  | 13 |  |  |  | 135.5 | [8 empty] | 0 | 0 | 0 | 0 | 0 | 0 | 0 | [5 empty] | 0
FL Zone 2AssemblyExisting |  | XXXXXXXX | Yes | Nonequipment | High R-Value Glass Doors | Display Door with High R-Value, One-Door Medium Temperature Reach-In Case | Standard Door, One-Door Medium Temperature Reach-In Case | Commercial | Existing | Assembly | FL Zone 2 | Refrigeration |  |  | 0 | Per Door | [7 empty] | 735 | 560 | 175 | 0.2381 |  | 12 |  |  |  | 175 | [8 empty] | 0 | 0 | 0 | 0 | 0 | 0 | 0 | [5 empty] | 0
FL Zone 2College and UniversityExisting |  | XXXXXXXX | Yes | Nonequipment | High R-Value Glass Doors | Display Door with High R-Value, One-Door Medium Temperature Reach-In Case | Standard Door, One-Door Medium Temperature Reach-In Case | Commercial | Existing | College and University | FL Zone 2 | Refrigeration |  |  | 0 | Per Door | [7 empty] | 735 | 560 | 175 | 0.2381 |  | 12 |  |  |  | 175 | [8 empty] | 0 | 0 | 0 | 0 | 0 | 0 | 0 | [5 empty] | 0
FL Zone 2GroceryExisting |  | XXXXXXXX | Yes | Nonequipment | High R-Value Glass Doors | Display Door with High R-Value, One-Door Medium Temperature Reach-In Case | Standard Door, One-Door Medium Temperature Reach-In Case | Commercial | Existing | Grocery | FL Zone 2 | Refrigeration |  |  | 0 | Per Door | [7 empty] | 735 | 560 | 175 | 0.2381 |  | 12 |  |  |  | 175 | [8 empty] | 0 | 0 | 0 | 0 | 0 | 0 | 0 | [5 empty] | 0
FL Zone 2HealthcareExisting |  | XXXXXXXX | Yes | Nonequipment | High R-Value Glass Doors | Display Door with High R-Value, One-Door Medium Temperature Reach-In Case | Standard Door, One-Door Medium Temperature Reach-In Case | Commercial | Existing | Healthcare | FL Zone 2 | Refrigeration |  |  | 0 | Per Door | [7 empty] | 735 | 560 | 175 | 0.2381 |  | 12 |  |  |  | 175 | [8 empty] | 0 | 0 | 0 | 0 | 0 | 0 | 0 | [5 empty] | 0
FL Zone 2HospitalsExisting |  | XXXXXXXX | Yes | Nonequipment | High R-Value Glass Doors | Display Door with High R-Value, One-Door Medium Temperature Reach-In Case | Standard Door, One-Door Medium Temperature Reach-In Case | Commercial | Existing | Hospitals | FL Zone 2 | Refrigeration |  |  | 0 | Per Door | [7 empty] | 735 | 560 | 175 | 0.2381 |  | 12 |  |  |  | 175 | [8 empty] | 0 | 0 | 0 | 0 | 0 | 0 | 0 | [5 empty] | 0
FL Zone 2InstitutionalExisting |  | XXXXXXXX | Yes | Nonequipment | High R-Value Glass Doors | Display Door with High R-Value, One-Door Medium Temperature Reach-In Case | Standard Door, One-Door Medium Temperature Reach-In Case | Commercial | Existing | Institutional | FL Zone 2 | Refrigeration |  |  | 0 | Per Door | [7 empty] | 735 | 560 | 175 | 0.2381 |  | 12 |  |  |  | 175 | [8 empty] | 0 | 0 | 0 | 0 | 0 | 0 | 0 | [5 empty] | 0
FL Zone 2Lodging/HospitalityExisting |  | XXXXXXXX | Yes | Nonequipment | High R-Value Glass Doors | Display Door with High R-Value, One-Door Medium Temperature Reach-In Case | Standard Door, One-Door Medium Temperature Reach-In Case | Commercial | Existing | Lodging/Hospitality | FL Zone 2 | Refrigeration |  |  | 0 | Per Door | [7 empty] | 735 | 560 | 175 | 0.2381 |  | 12 |  |  |  | 175 | [8 empty] | 0 | 0 | 0 | 0 | 0 | 0 | 0 | [5 empty] | 0
FL Zone 2MiscellaneousExisting |  | XXXXXXXX | Yes | Nonequipment | High R-Value Glass Doors | Display Door with High R-Value, One-Door Medium Temperature Reach-In Case | Standard Door, One-Door Medium Temperature Reach-In Case | Commercial | Existing | Miscellaneous | FL Zone 2 | Refrigeration |  |  | 0 | Per Door | [7 empty] | 735 | 560 | 175 | 0.2381 |  | 12 |  |  |  | 175 | [8 empty] | 0 | 0 | 0 | 0 | 0 | 0 | 0 | [5 empty] | 0
FL Zone 2OfficesExisting |  | XXXXXXXX | Yes | Nonequipment | High R-Value Glass Doors | Display Door with High R-Value, One-Door Medium Temperature Reach-In Case | Standard Door, One-Door Medium Temperature Reach-In Case | Commercial | Existing | Offices | FL Zone 2 | Refrigeration |  |  | 0 | Per Door | [7 empty] | 735 | 560 | 175 | 0.2381 |  | 12 |  |  |  | 175 | [8 empty] | 0 | 0 | 0 | 0 | 0 | 0 | 0 | [5 empty] | 0
FL Zone 2RestaurantsExisting |  | XXXXXXXX | Yes | Nonequipment | High R-Value Glass Doors | Display Door with High R-Value, One-Door Medium Temperature Reach-In Case | Standard Door, One-Door Medium Temperature Reach-In Case | Commercial | Existing | Restaurants | FL Zone 2 | Refrigeration |  |  | 0 | Per Door | [7 empty] | 735 | 560 | 175 | 0.2381 |  | 12 |  |  |  | 175 | [8 empty] | 0 | 0 | 0 | 0 | 0 | 0 | 0 | [5 empty] | 0
FL Zone 2RetailExisting |  | XXXXXXXX | Yes | Nonequipment | High R-Value Glass Doors | Display Door with High R-Value, One-Door Medium Temperature Reach-In Case | Standard Door, One-Door Medium Temperature Reach-In Case | Commercial | Existing | Retail | FL Zone 2 | Refrigeration |  |  | 0 | Per Door | [7 empty] | 735 | 560 | 175 | 0.2381 |  | 12 |  |  |  | 175 | [8 empty] | 0 | 0 | 0 | 0 | 0 | 0 | 0 | [5 empty] | 0
FL Zone 2Schools K-12Existing |  | XXXXXXXX | Yes | Nonequipment | High R-Value Glass Doors | Display Door with High R-Value, One-Door Medium Temperature Reach-In Case | Standard Door, One-Door Medium Temperature Reach-In Case | Commercial | Existing | Schools K-12 | FL Zone 2 | Refrigeration |  |  | 0 | Per Door | [7 empty] | 735 | 560 | 175 | 0.2381 |  | 12 |  |  |  | 175 | [8 empty] | 0 | 0 | 0 | 0 | 0 | 0 | 0 | [5 empty] | 0
FL Zone 2WarehouseExisting |  | XXXXXXXX | Yes | Nonequipment | High R-Value Glass Doors | Display Door with High R-Value, One-Door Medium Temperature Reach-In Case | Standard Door, One-Door Medium Temperature Reach-In Case | Commercial | Existing | Warehouse | FL Zone 2 | Refrigeration |  |  | 0 | Per Door | [7 empty] | 735 | 560 | 175 | 0.2381 |  | 12 |  |  |  | 175 | [8 empty] | 0 | 0 | 0 | 0 | 0 | 0 | 0 | [5 empty] | 0
FL Zone 2AssemblyNew |  | XXXXXXXX | Yes | Nonequipment | High R-Value Glass Doors | Display Door with High R-Value, One-Door Medium Temperature Reach-In Case | N/A - Retrofit Only | Commercial | New | Assembly | FL Zone 2 | Refrigeration |  |  | 0 | Per Door | [7 empty] | 0 | 0 | 0 |  |  | 12 |  |  |  | 0 | [8 empty] | 0 | 0 | 0 | 0 | 0 | 0 | 0 | [5 empty] | 0
FL Zone 2College and UniversityNew |  | XXXXXXXX | Yes | Nonequipment | High R-Value Glass Doors | Display Door with High R-Value, One-Door Medium Temperature Reach-In Case | N/A - Retrofit Only | Commercial | New | College and University | FL Zone 2 | Refrigeration |  |  | 0 | Per Door | [7 empty] | 0 | 0 | 0 |  |  | 12 |  |  |  | 0 | [8 empty] | 0 | 0 | 0 | 0 | 0 | 0 | 0 | [5 empty] | 0
FL Zone 2GroceryNew |  | XXXXXXXX | Yes | Nonequipment | High R-Value Glass Doors | Display Door with High R-Value, One-Door Medium Temperature Reach-In Case | N/A - Retrofit Only | Commercial | New | Grocery | FL Zone 2 | Refrigeration |  |  | 0 | Per Door | [7 empty] | 0 | 0 | 0 |  |  | 12 |  |  |  | 0 | [8 empty] | 0 | 0 | 0 | 0 | 0 | 0 | 0 | [5 empty] | 0
FL Zone 2HealthcareNew |  | XXXXXXXX | Yes | Nonequipment | High R-Value Glass Doors | Display Door with High R-Value, One-Door Medium Temperature Reach-In Case | N/A - Retrofit Only | Commercial | New | Healthcare | FL Zone 2 | Refrigeration |  |  | 0 | Per Door | [7 empty] | 0 | 0 | 0 |  |  | 12 |  |  |  | 0 | [8 empty] | 0 | 0 | 0 | 0 | 0 | 0 | 0 | [5 empty] | 0
FL Zone 2HospitalsNew |  | XXXXXXXX | Yes | Nonequipment | High R-Value Glass Doors | Display Door with High R-Value, One-Door Medium Temperature Reach-In Case | N/A - Retrofit Only | Commercial | New | Hospitals | FL Zone 2 | Refrigeration |  |  | 0 | Per Door | [7 empty] | 0 | 0 | 0 |  |  | 12 |  |  |  | 0 | [8 empty] | 0 | 0 | 0 | 0 | 0 | 0 | 0 | [5 empty] | 0
FL Zone 2InstitutionalNew |  | XXXXXXXX | Yes | Nonequipment | High R-Value Glass Doors | Display Door with High R-Value, One-Door Medium Temperature Reach-In Case | N/A - Retrofit Only | Commercial | New | Institutional | FL Zone 2 | Refrigeration |  |  | 0 | Per Door | [7 empty] | 0 | 0 | 0 |  |  | 12 |  |  |  | 0 | [8 empty] | 0 | 0 | 0 | 0 | 0 | 0 | 0 | [5 empty] | 0
FL Zone 2Lodging/HospitalityNew |  | XXXXXXXX | Yes | Nonequipment | High R-Value Glass Doors | Display Door with High R-Value, One-Door Medium Temperature Reach-In Case | N/A - Retrofit Only | Commercial | New | Lodging/Hospitality | FL Zone 2 | Refrigeration |  |  | 0 | Per Door | [7 empty] | 0 | 0 | 0 |  |  | 12 |  |  |  | 0 | [8 empty] | 0 | 0 | 0 | 0 | 0 | 0 | 0 | [5 empty] | 0
FL Zone 2MiscellaneousNew |  | XXXXXXXX | Yes | Nonequipment | High R-Value Glass Doors | Display Door with High R-Value, One-Door Medium Temperature Reach-In Case | N/A - Retrofit Only | Commercial | New | Miscellaneous | FL Zone 2 | Refrigeration |  |  | 0 | Per Door | [7 empty] | 0 | 0 | 0 |  |  | 12 |  |  |  | 0 | [8 empty] | 0 | 0 | 0 | 0 | 0 | 0 | 0 | [5 empty] | 0
FL Zone 2OfficesNew |  | XXXXXXXX | Yes | Nonequipment | High R-Value Glass Doors | Display Door with High R-Value, One-Door Medium Temperature Reach-In Case | N/A - Retrofit Only | Commercial | New | Offices | FL Zone 2 | Refrigeration |  |  | 0 | Per Door | [7 empty] | 0 | 0 | 0 |  |  | 12 |  |  |  | 0 | [8 empty] | 0 | 0 | 0 | 0 | 0 | 0 | 0 | [5 empty] | 0
FL Zone 2RestaurantsNew |  | XXXXXXXX | Yes | Nonequipment | High R-Value Glass Doors | Display Door with High R-Value, One-Door Medium Temperature Reach-In Case | N/A - Retrofit Only | Commercial | New | Restaurants | FL Zone 2 | Refrigeration |  |  | 0 | Per Door | [7 empty] | 0 | 0 | 0 |  |  | 12 |  |  |  | 0 | [8 empty] | 0 | 0 | 0 | 0 | 0 | 0 | 0 | [5 empty] | 0
FL Zone 2RetailNew |  | XXXXXXXX | Yes | Nonequipment | High R-Value Glass Doors | Display Door with High R-Value, One-Door Medium Temperature Reach-In Case | N/A - Retrofit Only | Commercial | New | Retail | FL Zone 2 | Refrigeration |  |  | 0 | Per Door | [7 empty] | 0 | 0 | 0 |  |  | 12 |  |  |  | 0 | [8 empty] | 0 | 0 | 0 | 0 | 0 | 0 | 0 | [5 empty] | 0
FL Zone 2Schools K-12New |  | XXXXXXXX | Yes | Nonequipment | High R-Value Glass Doors | Display Door with High R-Value, One-Door Medium Temperature Reach-In Case | N/A - Retrofit Only | Commercial | New | Schools K-12 | FL Zone 2 | Refrigeration |  |  | 0 | Per Door | [7 empty] | 0 | 0 | 0 |  |  | 12 |  |  |  | 0 | [8 empty] | 0 | 0 | 0 | 0 | 0 | 0 | 0 | [5 empty] | 0
FL Zone 2WarehouseNew |  | XXXXXXXX | Yes | Nonequipment | High R-Value Glass Doors | Display Door with High R-Value, One-Door Medium Temperature Reach-In Case | N/A - Retrofit Only | Commercial | New | Warehouse | FL Zone 2 | Refrigeration |  |  | 0 | Per Door | [7 empty] | 0 | 0 | 0 |  |  | 12 |  |  |  | 0 | [8 empty] | 0 | 0 | 0 | 0 | 0 | 0 | 0 | [5 empty] | 0
FL Zone 2AssemblyTurnover |  | XXXXXXXX | Yes | Equipment | High Speed Fans | High Speed Fan, 24" - 35" Blade Diameter | Standard Speed Fan, 24" - 35" Blade Diameter | Commercial | Turnover | Assembly | FL Zone 2 | Ventilation and Circulation | Motor/Fan |  | 0 | Per Unit | [7 empty] | 4629.1782 | 4120.6164 | 508.5618 | 0.10986 |  | 7 |  |  |  | 508.5618 | [8 empty] | 0 | 0 | 0 | 0 | 0 | 0 | 0 | [5 empty] | 0
FL Zone 2College and UniversityTurnover |  | XXXXXXXX | Yes | Equipment | High Speed Fans | High Speed Fan, 24" - 35" Blade Diameter | Standard Speed Fan, 24" - 35" Blade Diameter | Commercial | Turnover | College and University | FL Zone 2 | Ventilation and Circulation | Motor/Fan |  | 0 | Per Unit | [7 empty] | 4629.1782 | 4120.6164 | 508.5618 | 0.10986 |  | 7 |  |  |  | 508.5618 | [8 empty] | 0 | 0 | 0 | 0 | 0 | 0 | 0 | [5 empty] | 0
FL Zone 2GroceryTurnover |  | XXXXXXXX | Yes | Equipment | High Speed Fans | High Speed Fan, 24" - 35" Blade Diameter | Standard Speed Fan, 24" - 35" Blade Diameter | Commercial | Turnover | Grocery | FL Zone 2 | Ventilation and Circulation | Motor/Fan |  | 0 | Per Unit | [7 empty] | 4629.1782 | 4120.6164 | 508.5618 | 0.10986 |  | 7 |  |  |  | 508.5618 | [8 empty] | 0 | 0 | 0 | 0 | 0 | 0 | 0 | [5 empty] | 0
FL Zone 2HealthcareTurnover |  | XXXXXXXX | Yes | Equipment | High Speed Fans | High Speed Fan, 24" - 35" Blade Diameter | Standard Speed Fan, 24" - 35" Blade Diameter | Commercial | Turnover | Healthcare | FL Zone 2 | Ventilation and Circulation | Motor/Fan |  | 0 | Per Unit | [7 empty] | 4629.1782 | 4120.6164 | 508.5618 | 0.10986 |  | 7 |  |  |  | 508.5618 | [8 empty] | 0 | 0 | 0 | 0 | 0 | 0 | 0 | [5 empty] | 0
FL Zone 2HospitalsTurnover |  | XXXXXXXX | Yes | Equipment | High Speed Fans | High Speed Fan, 24" - 35" Blade Diameter | Standard Speed Fan, 24" - 35" Blade Diameter | Commercial | Turnover | Hospitals | FL Zone 2 | Ventilation and Circulation | Motor/Fan |  | 0 | Per Unit | [7 empty] | 4629.1782 | 4120.6164 | 508.5618 | 0.10986 |  | 7 |  |  |  | 508.5618 | [8 empty] | 0 | 0 | 0 | 0 | 0 | 0 | 0 | [5 empty] | 0
FL Zone 2InstitutionalTurnover |  | XXXXXXXX | Yes | Equipment | High Speed Fans | High Speed Fan, 24" - 35" Blade Diameter | Standard Speed Fan, 24" - 35" Blade Diameter | Commercial | Turnover | Institutional | FL Zone 2 | Ventilation and Circulation | Motor/Fan |  | 0 | Per Unit | [7 empty] | 4629.1782 | 4120.6164 | 508.5618 | 0.10986 |  | 7 |  |  |  | 508.5618 | [8 empty] | 0 | 0 | 0 | 0 | 0 | 0 | 0 | [5 empty] | 0
FL Zone 2Lodging/HospitalityTurnover |  | XXXXXXXX | Yes | Equipment | High Speed Fans | High Speed Fan, 24" - 35" Blade Diameter | Standard Speed Fan, 24" - 35" Blade Diameter | Commercial | Turnover | Lodging/Hospitality | FL Zone 2 | Ventilation and Circulation | Motor/Fan |  | 0 | Per Unit | [7 empty] | 4629.1782 | 4120.6164 | 508.5618 | 0.10986 |  | 7 |  |  |  | 508.5618 | [8 empty] | 0 | 0 | 0 | 0 | 0 | 0 | 0 | [5 empty] | 0
FL Zone 2MiscellaneousTurnover |  | XXXXXXXX | Yes | Equipment | High Speed Fans | High Speed Fan, 24" - 35" Blade Diameter | Standard Speed Fan, 24" - 35" Blade Diameter | Commercial | Turnover | Miscellaneous | FL Zone 2 | Ventilation and Circulation | Motor/Fan |  | 0 | Per Unit | [7 empty] | 4629.1782 | 4120.6164 | 508.5618 | 0.10986 |  | 7 |  |  |  | 508.5618 | [8 empty] | 0 | 0 | 0 | 0 | 0 | 0 | 0 | [5 empty] | 0
FL Zone 2OfficesTurnover |  | XXXXXXXX | Yes | Equipment | High Speed Fans | High Speed Fan, 24" - 35" Blade Diameter | Standard Speed Fan, 24" - 35" Blade Diameter | Commercial | Turnover | Offices | FL Zone 2 | Ventilation and Circulation | Motor/Fan |  | 0 | Per Unit | [7 empty] | 4629.1782 | 4120.6164 | 508.5618 | 0.10986 |  | 7 |  |  |  | 508.5618 | [8 empty] | 0 | 0 | 0 | 0 | 0 | 0 | 0 | [5 empty] | 0
FL Zone 2RestaurantsTurnover |  | XXXXXXXX | Yes | Equipment | High Speed Fans | High Speed Fan, 24" - 35" Blade Diameter | Standard Speed Fan, 24" - 35" Blade Diameter | Commercial | Turnover | Restaurants | FL Zone 2 | Ventilation and Circulation | Motor/Fan |  | 0 | Per Unit | [7 empty] | 4629.1782 | 4120.6164 | 508.5618 | 0.10986 |  | 7 |  |  |  | 508.5618 | [8 empty] | 0 | 0 | 0 | 0 | 0 | 0 | 0 | [5 empty] | 0
FL Zone 2RetailTurnover |  | XXXXXXXX | Yes | Equipment | High Speed Fans | High Speed Fan, 24" - 35" Blade Diameter | Standard Speed Fan, 24" - 35" Blade Diameter | Commercial | Turnover | Retail | FL Zone 2 | Ventilation and Circulation | Motor/Fan |  | 0 | Per Unit | [7 empty] | 4629.1782 | 4120.6164 | 508.5618 | 0.10986 |  | 7 |  |  |  | 508.5618 | [8 empty] | 0 | 0 | 0 | 0 | 0 | 0 | 0 | [5 empty] | 0
FL Zone 2Schools K-12Turnover |  | XXXXXXXX | Yes | Equipment | High Speed Fans | High Speed Fan, 24" - 35" Blade Diameter | Standard Speed Fan, 24" - 35" Blade Diameter | Commercial | Turnover | Schools K-12 | FL Zone 2 | Ventilation and Circulation | Motor/Fan |  | 0 | Per Unit | [7 empty] | 4629.1782 | 4120.6164 | 508.5618 | 0.10986 |  | 7 |  |  |  | 508.5618 | [8 empty] | 0 | 0 | 0 | 0 | 0 | 0 | 0 | [5 empty] | 0
FL Zone 2WarehouseTurnover |  | XXXXXXXX | Yes | Equipment | High Speed Fans | High Speed Fan, 24" - 35" Blade Diameter | Standard Speed Fan, 24" - 35" Blade Diameter | Commercial | Turnover | Warehouse | FL Zone 2 | Ventilation and Circulation | Motor/Fan |  | 0 | Per Unit | [7 empty] | 4629.1782 | 4120.6164 | 508.5618 | 0.10986 |  | 7 |  |  |  | 508.5618 | [8 empty] | 0 | 0 | 0 | 0 | 0 | 0 | 0 | [5 empty] | 0
FL Zone 2AssemblyNew |  | XXXXXXXX | Yes | Equipment | High Speed Fans | High Speed Fan, 24" - 35" Blade Diameter | Standard Speed Fan, 24" - 35" Blade Diameter | Commercial | New | Assembly | FL Zone 2 | Ventilation and Circulation | Motor/Fan |  | 0 | Per Unit | [7 empty] | 4629.1782 | 4120.6164 | 508.5618 | 0.10986 |  | 7 |  |  |  | 508.5618 | [8 empty] | 0 | 0 | 0 | 0 | 0 | 0 | 0 | [5 empty] | 0
FL Zone 2College and UniversityNew |  | XXXXXXXX | Yes | Equipment | High Speed Fans | High Speed Fan, 24" - 35" Blade Diameter | Standard Speed Fan, 24" - 35" Blade Diameter | Commercial | New | College and University | FL Zone 2 | Ventilation and Circulation | Motor/Fan |  | 0 | Per Unit | [7 empty] | 4629.1782 | 4120.6164 | 508.5618 | 0.10986 |  | 7 |  |  |  | 508.5618 | [8 empty] | 0 | 0 | 0 | 0 | 0 | 0 | 0 | [5 empty] | 0
FL Zone 2GroceryNew |  | XXXXXXXX | Yes | Equipment | High Speed Fans | High Speed Fan, 24" - 35" Blade Diameter | Standard Speed Fan, 24" - 35" Blade Diameter | Commercial | New | Grocery | FL Zone 2 | Ventilation and Circulation | Motor/Fan |  | 0 | Per Unit | [7 empty] | 4629.1782 | 4120.6164 | 508.5618 | 0.10986 |  | 7 |  |  |  | 508.5618 | [8 empty] | 0 | 0 | 0 | 0 | 0 | 0 | 0 | [5 empty] | 0
FL Zone 2HealthcareNew |  | XXXXXXXX | Yes | Equipment | High Speed Fans | High Speed Fan, 24" - 35" Blade Diameter | Standard Speed Fan, 24" - 35" Blade Diameter | Commercial | New | Healthcare | FL Zone 2 | Ventilation and Circulation | Motor/Fan |  | 0 | Per Unit | [7 empty] | 4629.1782 | 4120.6164 | 508.5618 | 0.10986 |  | 7 |  |  |  | 508.5618 | [8 empty] | 0 | 0 | 0 | 0 | 0 | 0 | 0 | [5 empty] | 0
FL Zone 2HospitalsNew |  | XXXXXXXX | Yes | Equipment | High Speed Fans | High Speed Fan, 24" - 35" Blade Diameter | Standard Speed Fan, 24" - 35" Blade Diameter | Commercial | New | Hospitals | FL Zone 2 | Ventilation and Circulation | Motor/Fan |  | 0 | Per Unit | [7 empty] | 4629.1782 | 4120.6164 | 508.5618 | 0.10986 |  | 7 |  |  |  | 508.5618 | [8 empty] | 0 | 0 | 0 | 0 | 0 | 0 | 0 | [5 empty] | 0
FL Zone 2InstitutionalNew |  | XXXXXXXX | Yes | Equipment | High Speed Fans | High Speed Fan, 24" - 35" Blade Diameter | Standard Speed Fan, 24" - 35" Blade Diameter | Commercial | New | Institutional | FL Zone 2 | Ventilation and Circulation | Motor/Fan |  | 0 | Per Unit | [7 empty] | 4629.1782 | 4120.6164 | 508.5618 | 0.10986 |  | 7 |  |  |  | 508.5618 | [8 empty] | 0 | 0 | 0 | 0 | 0 | 0 | 0 | [5 empty] | 0
FL Zone 2Lodging/HospitalityNew |  | XXXXXXXX | Yes | Equipment | High Speed Fans | High Speed Fan, 24" - 35" Blade Diameter | Standard Speed Fan, 24" - 35" Blade Diameter | Commercial | New | Lodging/Hospitality | FL Zone 2 | Ventilation and Circulation | Motor/Fan |  | 0 | Per Unit | [7 empty] | 4629.1782 | 4120.6164 | 508.5618 | 0.10986 |  | 7 |  |  |  | 508.5618 | [8 empty] | 0 | 0 | 0 | 0 | 0 | 0 | 0 | [5 empty] | 0
FL Zone 2MiscellaneousNew |  | XXXXXXXX | Yes | Equipment | High Speed Fans | High Speed Fan, 24" - 35" Blade Diameter | Standard Speed Fan, 24" - 35" Blade Diameter | Commercial | New | Miscellaneous | FL Zone 2 | Ventilation and Circulation | Motor/Fan |  | 0 | Per Unit | [7 empty] | 4629.1782 | 4120.6164 | 508.5618 | 0.10986 |  | 7 |  |  |  | 508.5618 | [8 empty] | 0 | 0 | 0 | 0 | 0 | 0 | 0 | [5 empty] | 0
FL Zone 2OfficesNew |  | XXXXXXXX | Yes | Equipment | High Speed Fans | High Speed Fan, 24" - 35" Blade Diameter | Standard Speed Fan, 24" - 35" Blade Diameter | Commercial | New | Offices | FL Zone 2 | Ventilation and Circulation | Motor/Fan |  | 0 | Per Unit | [7 empty] | 4629.1782 | 4120.6164 | 508.5618 | 0.10986 |  | 7 |  |  |  | 508.5618 | [8 empty] | 0 | 0 | 0 | 0 | 0 | 0 | 0 | [5 empty] | 0
FL Zone 2RestaurantsNew |  | XXXXXXXX | Yes | Equipment | High Speed Fans | High Speed Fan, 24" - 35" Blade Diameter | Standard Speed Fan, 24" - 35" Blade Diameter | Commercial | New | Restaurants | FL Zone 2 | Ventilation and Circulation | Motor/Fan |  | 0 | Per Unit | [7 empty] | 4629.1782 | 4120.6164 | 508.5618 | 0.10986 |  | 7 |  |  |  | 508.5618 | [8 empty] | 0 | 0 | 0 | 0 | 0 | 0 | 0 | [5 empty] | 0
FL Zone 2RetailNew |  | XXXXXXXX | Yes | Equipment | High Speed Fans | High Speed Fan, 24" - 35" Blade Diameter | Standard Speed Fan, 24" - 35" Blade Diameter | Commercial | New | Retail | FL Zone 2 | Ventilation and Circulation | Motor/Fan |  | 0 | Per Unit | [7 empty] | 4629.1782 | 4120.6164 | 508.5618 | 0.10986 |  | 7 |  |  |  | 508.5618 | [8 empty] | 0 | 0 | 0 | 0 | 0 | 0 | 0 | [5 empty] | 0
FL Zone 2Schools K-12New |  | XXXXXXXX | Yes | Equipment | High Speed Fans | High Speed Fan, 24" - 35" Blade Diameter | Standard Speed Fan, 24" - 35" Blade Diameter | Commercial | New | Schools K-12 | FL Zone 2 | Ventilation and Circulation | Motor/Fan |  | 0 | Per Unit | [7 empty] | 4629.1782 | 4120.6164 | 508.5618 | 0.10986 |  | 7 |  |  |  | 508.5618 | [8 empty] | 0 | 0 | 0 | 0 | 0 | 0 | 0 | [5 empty] | 0
FL Zone 2WarehouseNew |  | XXXXXXXX | Yes | Equipment | High Speed Fans | High Speed Fan, 24" - 35" Blade Diameter | Standard Speed Fan, 24" - 35" Blade Diameter | Commercial | New | Warehouse | FL Zone 2 | Ventilation and Circulation | Motor/Fan |  | 0 | Per Unit | [7 empty] | 4629.1782 | 4120.6164 | 508.5618 | 0.10986 |  | 7 |  |  |  | 508.5618 | [8 empty] | 0 | 0 | 0 | 0 | 0 | 0 | 0 | [5 empty] | 0
FL Zone 2AssemblyExisting |  | XXXXXXXX | Yes | Nonequipment | Hot Water Circulation Pump Control | Recirculation Pump with Demand Control Mechanism | Uncontrolled Recirculation Pump | Commercial | Existing | Assembly | FL Zone 2 | Domestic Hot Water |  |  | 0 | Per Hot Water Circulation Pump | [7 empty] | 7518.6978 | 6867.6978 | 651 | 0.086584 |  | 15 |  |  |  | 651 | [8 empty] | 0 | 0 | 0 | 0 | 0 | 0 | 0 | [5 empty] | 0
FL Zone 2College and UniversityExisting |  | XXXXXXXX | Yes | Nonequipment | Hot Water Circulation Pump Control | Recirculation Pump with Demand Control Mechanism | Uncontrolled Recirculation Pump | Commercial | Existing | College and University | FL Zone 2 | Domestic Hot Water |  |  | 0 | Per Hot Water Circulation Pump | [7 empty] | 172930.0493 | 166420.0493 | 6510 | 0.037645 |  | 15 |  |  |  | 6510 | [8 empty] | 0 | 0 | 0 | 0 | 0 | 0 | 0 | [5 empty] | 0
FL Zone 2GroceryExisting |  | XXXXXXXX | Yes | Nonequipment | Hot Water Circulation Pump Control | Recirculation Pump with Demand Control Mechanism | Uncontrolled Recirculation Pump | Commercial | Existing | Grocery | FL Zone 2 | Domestic Hot Water |  |  | 0 | Per Hot Water Circulation Pump | [7 empty] | 15037.3956 | 14386.3956 | 651 | 0.043292 |  | 15 |  |  |  | 651 | [8 empty] | 0 | 0 | 0 | 0 | 0 | 0 | 0 | [5 empty] | 0
FL Zone 2HealthcareExisting |  | XXXXXXXX | Yes | Nonequipment | Hot Water Circulation Pump Control | Recirculation Pump with Demand Control Mechanism | Uncontrolled Recirculation Pump | Commercial | Existing | Healthcare | FL Zone 2 | Domestic Hot Water |  |  | 0 | Per Hot Water Circulation Pump | [7 empty] | 10024.9304 | 9373.9304 | 651 | 0.064938 |  | 15 |  |  |  | 651 | [8 empty] | 0 | 0 | 0 | 0 | 0 | 0 | 0 | [5 empty] | 0
FL Zone 2HospitalsExisting |  | XXXXXXXX | Yes | Nonequipment | Hot Water Circulation Pump Control | Recirculation Pump with Demand Control Mechanism | Uncontrolled Recirculation Pump | Commercial | Existing | Hospitals | FL Zone 2 | Domestic Hot Water |  |  | 0 | Per Hot Water Circulation Pump | [7 empty] | 303254.1444 | 293489.1444 | 9765 | 0.032201 |  | 15 |  |  |  | 9765 | [8 empty] | 0 | 0 | 0 | 0 | 0 | 0 | 0 | [5 empty] | 0
FL Zone 2InstitutionalExisting |  | XXXXXXXX | Yes | Nonequipment | Hot Water Circulation Pump Control | Recirculation Pump with Demand Control Mechanism | Uncontrolled Recirculation Pump | Commercial | Existing | Institutional | FL Zone 2 | Domestic Hot Water |  |  | 0 | Per Hot Water Circulation Pump | [7 empty] | 601495.8236 | 585220.8236 | 16275 | 0.027058 |  | 15 |  |  |  | 16275 | [8 empty] | 0 | 0 | 0 | 0 | 0 | 0 | 0 | [5 empty] | 0
FL Zone 2Lodging/HospitalityExisting |  | XXXXXXXX | Yes | Nonequipment | Hot Water Circulation Pump Control | Recirculation Pump with Demand Control Mechanism | Uncontrolled Recirculation Pump | Commercial | Existing | Lodging/Hospitality | FL Zone 2 | Domestic Hot Water |  |  | 0 | Per Hot Water Circulation Pump | [7 empty] | 72179.4988 | 70226.4988 | 1953 | 0.027058 |  | 15 |  |  |  | 1953 | [8 empty] | 0 | 0 | 0 | 0 | 0 | 0 | 0 | [5 empty] | 0
FL Zone 2MiscellaneousExisting |  | XXXXXXXX | Yes | Nonequipment | Hot Water Circulation Pump Control | Recirculation Pump with Demand Control Mechanism | Uncontrolled Recirculation Pump | Commercial | Existing | Miscellaneous | FL Zone 2 | Domestic Hot Water |  |  | 0 | Per Hot Water Circulation Pump | [7 empty] | 451121.8677 | 438101.8677 | 13020 | 0.028861 |  | 15 |  |  |  | 13020 | [8 empty] | 0 | 0 | 0 | 0 | 0 | 0 | 0 | [5 empty] | 0
FL Zone 2OfficesExisting |  | XXXXXXXX | Yes | Nonequipment | Hot Water Circulation Pump Control | Recirculation Pump with Demand Control Mechanism | Uncontrolled Recirculation Pump | Commercial | Existing | Offices | FL Zone 2 | Domestic Hot Water |  |  | 0 | Per Hot Water Circulation Pump | [7 empty] | 62655.815 | 60702.815 | 1953 | 0.03117 |  | 15 |  |  |  | 1953 | [8 empty] | 0 | 0 | 0 | 0 | 0 | 0 | 0 | [5 empty] | 0
FL Zone 2RestaurantsExisting |  | XXXXXXXX | Yes | Nonequipment | Hot Water Circulation Pump Control | Recirculation Pump with Demand Control Mechanism | Uncontrolled Recirculation Pump | Commercial | Existing | Restaurants | FL Zone 2 | Domestic Hot Water |  |  | 0 | Per Hot Water Circulation Pump | [7 empty] | 25062.326 | 23760.326 | 1302 | 0.05195 |  | 15 |  |  |  | 1302 | [8 empty] | 0 | 0 | 0 | 0 | 0 | 0 | 0 | [5 empty] | 0
FL Zone 2RetailExisting |  | XXXXXXXX | Yes | Nonequipment | Hot Water Circulation Pump Control | Recirculation Pump with Demand Control Mechanism | Uncontrolled Recirculation Pump | Commercial | Existing | Retail | FL Zone 2 | Domestic Hot Water |  |  | 0 | Per Hot Water Circulation Pump | [7 empty] | 44661.0649 | 42708.0649 | 1953 | 0.043729 |  | 15 |  |  |  | 1953 | [8 empty] | 0 | 0 | 0 | 0 | 0 | 0 | 0 | [5 empty] | 0
FL Zone 2Schools K-12Existing |  | XXXXXXXX | Yes | Nonequipment | Hot Water Circulation Pump Control | Recirculation Pump with Demand Control Mechanism | Uncontrolled Recirculation Pump | Commercial | Existing | Schools K-12 | FL Zone 2 | Domestic Hot Water |  |  | 0 | Per Hot Water Circulation Pump | [7 empty] | 3132.8594 | 2481.8594 | 651 | 0.2078 |  | 15 |  |  |  | 651 | [8 empty] | 0 | 0 | 0 | 0 | 0 | 0 | 0 | [5 empty] | 0
FL Zone 2WarehouseExisting |  | XXXXXXXX | Yes | Nonequipment | Hot Water Circulation Pump Control | Recirculation Pump with Demand Control Mechanism | Uncontrolled Recirculation Pump | Commercial | Existing | Warehouse | FL Zone 2 | Domestic Hot Water |  |  | 0 | Per Hot Water Circulation Pump | [7 empty] | 15037.3956 | 14386.3956 | 651 | 0.043292 |  | 15 |  |  |  | 651 | [8 empty] | 0 | 0 | 0 | 0 | 0 | 0 | 0 | [5 empty] | 0
FL Zone 2AssemblyNew |  | XXXXXXXX | Yes | Nonequipment | Hot Water Circulation Pump Control | Recirculation Pump with Demand Control Mechanism | Uncontrolled Recirculation Pump | Commercial | New | Assembly | FL Zone 2 | Domestic Hot Water |  |  | 0 | Per Hot Water Circulation Pump | [7 empty] | 7192.4897 | 6541.4897 | 651 | 0.090511 |  | 15 |  |  |  | 651 | [8 empty] | 0 | 0 | 0 | 0 | 0 | 0 | 0 | [5 empty] | 0
FL Zone 2College and UniversityNew |  | XXXXXXXX | Yes | Nonequipment | Hot Water Circulation Pump Control | Recirculation Pump with Demand Control Mechanism | Uncontrolled Recirculation Pump | Commercial | New | College and University | FL Zone 2 | Domestic Hot Water |  |  | 0 | Per Hot Water Circulation Pump | [7 empty] | 165427.2641 | 158917.2641 | 6510 | 0.039353 |  | 15 |  |  |  | 6510 | [8 empty] | 0 | 0 | 0 | 0 | 0 | 0 | 0 | [5 empty] | 0
FL Zone 2GroceryNew |  | XXXXXXXX | Yes | Nonequipment | Hot Water Circulation Pump Control | Recirculation Pump with Demand Control Mechanism | Uncontrolled Recirculation Pump | Commercial | New | Grocery | FL Zone 2 | Domestic Hot Water |  |  | 0 | Per Hot Water Circulation Pump | [7 empty] | 14384.9795 | 13733.9795 | 651 | 0.045256 |  | 15 |  |  |  | 651 | [8 empty] | 0 | 0 | 0 | 0 | 0 | 0 | 0 | [5 empty] | 0
FL Zone 2HealthcareNew |  | XXXXXXXX | Yes | Nonequipment | Hot Water Circulation Pump Control | Recirculation Pump with Demand Control Mechanism | Uncontrolled Recirculation Pump | Commercial | New | Healthcare | FL Zone 2 | Domestic Hot Water |  |  | 0 | Per Hot Water Circulation Pump | [7 empty] | 9589.9863 | 8938.9863 | 651 | 0.067883 |  | 15 |  |  |  | 651 | [8 empty] | 0 | 0 | 0 | 0 | 0 | 0 | 0 | [5 empty] | 0
FL Zone 2HospitalsNew |  | XXXXXXXX | Yes | Nonequipment | Hot Water Circulation Pump Control | Recirculation Pump with Demand Control Mechanism | Uncontrolled Recirculation Pump | Commercial | New | Hospitals | FL Zone 2 | Domestic Hot Water |  |  | 0 | Per Hot Water Circulation Pump | [7 empty] | 290097.0863 | 280332.0863 | 9765 | 0.033661 |  | 15 |  |  |  | 9765 | [8 empty] | 0 | 0 | 0 | 0 | 0 | 0 | 0 | [5 empty] | 0
FL Zone 2InstitutionalNew |  | XXXXXXXX | Yes | Nonequipment | Hot Water Circulation Pump Control | Recirculation Pump with Demand Control Mechanism | Uncontrolled Recirculation Pump | Commercial | New | Institutional | FL Zone 2 | Domestic Hot Water |  |  | 0 | Per Hot Water Circulation Pump | [7 empty] | 575399.1794 | 559124.1794 | 16275 | 0.028285 |  | 15 |  |  |  | 16275 | [8 empty] | 0 | 0 | 0 | 0 | 0 | 0 | 0 | [5 empty] | 0
FL Zone 2Lodging/HospitalityNew |  | XXXXXXXX | Yes | Nonequipment | Hot Water Circulation Pump Control | Recirculation Pump with Demand Control Mechanism | Uncontrolled Recirculation Pump | Commercial | New | Lodging/Hospitality | FL Zone 2 | Domestic Hot Water |  |  | 0 | Per Hot Water Circulation Pump | [7 empty] | 69047.9015 | 67094.9015 | 1953 | 0.028285 |  | 15 |  |  |  | 1953 | [8 empty] | 0 | 0 | 0 | 0 | 0 | 0 | 0 | [5 empty] | 0
FL Zone 2MiscellaneousNew |  | XXXXXXXX | Yes | Nonequipment | Hot Water Circulation Pump Control | Recirculation Pump with Demand Control Mechanism | Uncontrolled Recirculation Pump | Commercial | New | Miscellaneous | FL Zone 2 | Domestic Hot Water |  |  | 0 | Per Hot Water Circulation Pump | [7 empty] | 431549.3845 | 418529.3845 | 13020 | 0.03017 |  | 15 |  |  |  | 13020 | [8 empty] | 0 | 0 | 0 | 0 | 0 | 0 | 0 | [5 empty] | 0
FL Zone 2OfficesNew |  | XXXXXXXX | Yes | Nonequipment | Hot Water Circulation Pump Control | Recirculation Pump with Demand Control Mechanism | Uncontrolled Recirculation Pump | Commercial | New | Offices | FL Zone 2 | Domestic Hot Water |  |  | 0 | Per Hot Water Circulation Pump | [7 empty] | 59937.4145 | 57984.4145 | 1953 | 0.032584 |  | 15 |  |  |  | 1953 | [8 empty] | 0 | 0 | 0 | 0 | 0 | 0 | 0 | [5 empty] | 0
FL Zone 2RestaurantsNew |  | XXXXXXXX | Yes | Nonequipment | Hot Water Circulation Pump Control | Recirculation Pump with Demand Control Mechanism | Uncontrolled Recirculation Pump | Commercial | New | Restaurants | FL Zone 2 | Domestic Hot Water |  |  | 0 | Per Hot Water Circulation Pump | [7 empty] | 23974.9658 | 22672.9658 | 1302 | 0.054307 |  | 15 |  |  |  | 1302 | [8 empty] | 0 | 0 | 0 | 0 | 0 | 0 | 0 | [5 empty] | 0
FL Zone 2RetailNew |  | XXXXXXXX | Yes | Nonequipment | Hot Water Circulation Pump Control | Recirculation Pump with Demand Control Mechanism | Uncontrolled Recirculation Pump | Commercial | New | Retail | FL Zone 2 | Domestic Hot Water |  |  | 0 | Per Hot Water Circulation Pump | [7 empty] | 42723.3891 | 40770.3891 | 1953 | 0.045713 |  | 15 |  |  |  | 1953 | [8 empty] | 0 | 0 | 0 | 0 | 0 | 0 | 0 | [5 empty] | 0
FL Zone 2Schools K-12New |  | XXXXXXXX | Yes | Nonequipment | Hot Water Circulation Pump Control | Recirculation Pump with Demand Control Mechanism | Uncontrolled Recirculation Pump | Commercial | New | Schools K-12 | FL Zone 2 | Domestic Hot Water |  |  | 0 | Per Hot Water Circulation Pump | [7 empty] | 2996.9364 | 2345.9364 | 651 | 0.21722 |  | 15 |  |  |  | 651 | [8 empty] | 0 | 0 | 0 | 0 | 0 | 0 | 0 | [5 empty] | 0
FL Zone 2WarehouseNew |  | XXXXXXXX | Yes | Nonequipment | Hot Water Circulation Pump Control | Recirculation Pump with Demand Control Mechanism | Uncontrolled Recirculation Pump | Commercial | New | Warehouse | FL Zone 2 | Domestic Hot Water |  |  | 0 | Per Hot Water Circulation Pump | [7 empty] | 14384.9795 | 13733.9795 | 651 | 0.045256 |  | 15 |  |  |  | 651 | [8 empty] | 0 | 0 | 0 | 0 | 0 | 0 | 0 | [5 empty] | 0
FL Zone 2AssemblyExisting |  | XXXXXXXX | Yes | Nonequipment | Hot Water Pipe Insulation | 1' of Insulated Pipe in Unconditioned Spaces, Insulation of R-4 | 1' of Pipe in Unconditioned Spaces with Code Minimum of 1"of Insulation | Commercial | Existing | Assembly | FL Zone 2 | Domestic Hot Water |  |  | 0 | Per 60 Linear ft | [7 empty] | 7518.6978 | 6163.1058 | 1355.592 | 0.1803 |  | 13 |  |  |  | 1355.592 | [8 empty] | 0 | 0 | 0 | 0 | 0 | 0 | 0 | [5 empty] | 0
FL Zone 2College and UniversityExisting |  | XXXXXXXX | Yes | Nonequipment | Hot Water Pipe Insulation | 1' of Insulated Pipe in Unconditioned Spaces, Insulation of R-4 | 1' of Pipe in Unconditioned Spaces with Code Minimum of 1"of Insulation | Commercial | Existing | College and University | FL Zone 2 | Domestic Hot Water |  |  | 0 | Per 60 Linear ft | [7 empty] | 172930.0493 | 159374.129 | 13555.9203 | 0.07839 |  | 13 |  |  |  | 13555.9203 | [8 empty] | 0 | 0 | 0 | 0 | 0 | 0 | 0 | [5 empty] | 0
FL Zone 2GroceryExisting |  | XXXXXXXX | Yes | Nonequipment | Hot Water Pipe Insulation | 1' of Insulated Pipe in Unconditioned Spaces, Insulation of R-4 | 1' of Pipe in Unconditioned Spaces with Code Minimum of 1"of Insulation | Commercial | Existing | Grocery | FL Zone 2 | Domestic Hot Water |  |  | 0 | Per 60 Linear ft | [7 empty] | 15037.3956 | 13681.8036 | 1355.592 | 0.090148 |  | 13 |  |  |  | 1355.592 | [8 empty] | 0 | 0 | 0 | 0 | 0 | 0 | 0 | [5 empty] | 0
FL Zone 2HealthcareExisting |  | XXXXXXXX | Yes | Nonequipment | Hot Water Pipe Insulation | 1' of Insulated Pipe in Unconditioned Spaces, Insulation of R-4 | 1' of Pipe in Unconditioned Spaces with Code Minimum of 1"of Insulation | Commercial | Existing | Healthcare | FL Zone 2 | Domestic Hot Water |  |  | 0 | Per 60 Linear ft | [7 empty] | 10024.9304 | 8669.3384 | 1355.592 | 0.13522 |  | 13 |  |  |  | 1355.592 | [8 empty] | 0 | 0 | 0 | 0 | 0 | 0 | 0 | [5 empty] | 0
FL Zone 2HospitalsExisting |  | XXXXXXXX | Yes | Nonequipment | Hot Water Pipe Insulation | 1' of Insulated Pipe in Unconditioned Spaces, Insulation of R-4 | 1' of Pipe in Unconditioned Spaces with Code Minimum of 1"of Insulation | Commercial | Existing | Hospitals | FL Zone 2 | Domestic Hot Water |  |  | 0 | Per 60 Linear ft | [7 empty] | 303254.1444 | 282920.264 | 20333.8804 | 0.067052 |  | 13 |  |  |  | 20333.8804 | [8 empty] | 0 | 0 | 0 | 0 | 0 | 0 | 0 | [5 empty] | 0
FL Zone 2InstitutionalExisting |  | XXXXXXXX | Yes | Nonequipment | Hot Water Pipe Insulation | 1' of Insulated Pipe in Unconditioned Spaces, Insulation of R-4 | 1' of Pipe in Unconditioned Spaces with Code Minimum of 1"of Insulation | Commercial | Existing | Institutional | FL Zone 2 | Domestic Hot Water |  |  | 0 | Per 60 Linear ft | [7 empty] | 601495.8236 | 567606.0229 | 33889.8007 | 0.056343 |  | 13 |  |  |  | 33889.8007 | [8 empty] | 0 | 0 | 0 | 0 | 0 | 0 | 0 | [5 empty] | 0
FL Zone 2Lodging/HospitalityExisting |  | XXXXXXXX | Yes | Nonequipment | Hot Water Pipe Insulation | 1' of Insulated Pipe in Unconditioned Spaces, Insulation of R-4 | 1' of Pipe in Unconditioned Spaces with Code Minimum of 1"of Insulation | Commercial | Existing | Lodging/Hospitality | FL Zone 2 | Domestic Hot Water |  |  | 0 | Per 60 Linear ft | [7 empty] | 72179.4988 | 68112.7227 | 4066.7761 | 0.056343 |  | 13 |  |  |  | 4066.7761 | [8 empty] | 0 | 0 | 0 | 0 | 0 | 0 | 0 | [5 empty] | 0
FL Zone 2MiscellaneousExisting |  | XXXXXXXX | Yes | Nonequipment | Hot Water Pipe Insulation | 1' of Insulated Pipe in Unconditioned Spaces, Insulation of R-4 | 1' of Pipe in Unconditioned Spaces with Code Minimum of 1"of Insulation | Commercial | Existing | Miscellaneous | FL Zone 2 | Domestic Hot Water |  |  | 0 | Per 60 Linear ft | [7 empty] | 451121.8677 | 424010.0271 | 27111.8406 | 0.060099 |  | 13 |  |  |  | 27111.8406 | [8 empty] | 0 | 0 | 0 | 0 | 0 | 0 | 0 | [5 empty] | 0
FL Zone 2OfficesExisting |  | XXXXXXXX | Yes | Nonequipment | Hot Water Pipe Insulation | 1' of Insulated Pipe in Unconditioned Spaces, Insulation of R-4 | 1' of Pipe in Unconditioned Spaces with Code Minimum of 1"of Insulation | Commercial | Existing | Offices | FL Zone 2 | Domestic Hot Water |  |  | 0 | Per 60 Linear ft | [7 empty] | 62655.815 | 58589.0389 | 4066.7761 | 0.064907 |  | 13 |  |  |  | 4066.7761 | [8 empty] | 0 | 0 | 0 | 0 | 0 | 0 | 0 | [5 empty] | 0
FL Zone 2RestaurantsExisting |  | XXXXXXXX | Yes | Nonequipment | Hot Water Pipe Insulation | 1' of Insulated Pipe in Unconditioned Spaces, Insulation of R-4 | 1' of Pipe in Unconditioned Spaces with Code Minimum of 1"of Insulation | Commercial | Existing | Restaurants | FL Zone 2 | Domestic Hot Water |  |  | 0 | Per 60 Linear ft | [7 empty] | 25062.326 | 22351.1419 | 2711.1841 | 0.10818 |  | 13 |  |  |  | 2711.1841 | [8 empty] | 0 | 0 | 0 | 0 | 0 | 0 | 0 | [5 empty] | 0
FL Zone 2RetailExisting |  | XXXXXXXX | Yes | Nonequipment | Hot Water Pipe Insulation | 1' of Insulated Pipe in Unconditioned Spaces, Insulation of R-4 | 1' of Pipe in Unconditioned Spaces with Code Minimum of 1"of Insulation | Commercial | Existing | Retail | FL Zone 2 | Domestic Hot Water |  |  | 0 | Per 60 Linear ft | [7 empty] | 44661.0649 | 40594.2888 | 4066.7761 | 0.091059 |  | 13 |  |  |  | 4066.7761 | [8 empty] | 0 | 0 | 0 | 0 | 0 | 0 | 0 | [5 empty] | 0
FL Zone 2Schools K-12Existing |  | XXXXXXXX | Yes | Nonequipment | Hot Water Pipe Insulation | 1' of Insulated Pipe in Unconditioned Spaces, Insulation of R-4 | 1' of Pipe in Unconditioned Spaces with Code Minimum of 1"of Insulation | Commercial | Existing | Schools K-12 | FL Zone 2 | Domestic Hot Water |  |  | 0 | Per 60 Linear ft | [7 empty] | 3132.8594 | 1777.2674 | 1355.592 | 0.4327 |  | 13 |  |  |  | 1355.592 | [8 empty] | 0 | 0 | 0 | 0 | 0 | 0 | 0 | [5 empty] | 0
FL Zone 2WarehouseExisting |  | XXXXXXXX | Yes | Nonequipment | Hot Water Pipe Insulation | 1' of Insulated Pipe in Unconditioned Spaces, Insulation of R-4 | 1' of Pipe in Unconditioned Spaces with Code Minimum of 1"of Insulation | Commercial | Existing | Warehouse | FL Zone 2 | Domestic Hot Water |  |  | 0 | Per 60 Linear ft | [7 empty] | 15037.3956 | 13681.8036 | 1355.592 | 0.090148 |  | 13 |  |  |  | 1355.592 | [8 empty] | 0 | 0 | 0 | 0 | 0 | 0 | 0 | [5 empty] | 0
FL Zone 2AssemblyNew |  | XXXXXXXX | Yes | Nonequipment | Hot Water Pipe Insulation | 1' of Insulated Pipe in Unconditioned Spaces, Insulation of R-4 | 1' of Pipe in Unconditioned Spaces with Code Minimum of 1"of Insulation | Commercial | New | Assembly | FL Zone 2 | Domestic Hot Water |  |  | 0 | Per 60 Linear ft | [7 empty] | 7192.4897 | 5836.8977 | 1355.592 | 0.18847 |  | 13 |  |  |  | 1355.592 | [8 empty] | 0 | 0 | 0 | 0 | 0 | 0 | 0 | [5 empty] | 0
FL Zone 2College and UniversityNew |  | XXXXXXXX | Yes | Nonequipment | Hot Water Pipe Insulation | 1' of Insulated Pipe in Unconditioned Spaces, Insulation of R-4 | 1' of Pipe in Unconditioned Spaces with Code Minimum of 1"of Insulation | Commercial | New | College and University | FL Zone 2 | Domestic Hot Water |  |  | 0 | Per 60 Linear ft | [7 empty] | 165427.2641 | 151871.3438 | 13555.9203 | 0.081945 |  | 13 |  |  |  | 13555.9203 | [8 empty] | 0 | 0 | 0 | 0 | 0 | 0 | 0 | [5 empty] | 0
FL Zone 2GroceryNew |  | XXXXXXXX | Yes | Nonequipment | Hot Water Pipe Insulation | 1' of Insulated Pipe in Unconditioned Spaces, Insulation of R-4 | 1' of Pipe in Unconditioned Spaces with Code Minimum of 1"of Insulation | Commercial | New | Grocery | FL Zone 2 | Domestic Hot Water |  |  | 0 | Per 60 Linear ft | [7 empty] | 14384.9795 | 13029.3875 | 1355.592 | 0.094237 |  | 13 |  |  |  | 1355.592 | [8 empty] | 0 | 0 | 0 | 0 | 0 | 0 | 0 | [5 empty] | 0
FL Zone 2HealthcareNew |  | XXXXXXXX | Yes | Nonequipment | Hot Water Pipe Insulation | 1' of Insulated Pipe in Unconditioned Spaces, Insulation of R-4 | 1' of Pipe in Unconditioned Spaces with Code Minimum of 1"of Insulation | Commercial | New | Healthcare | FL Zone 2 | Domestic Hot Water |  |  | 0 | Per 60 Linear ft | [7 empty] | 9589.9863 | 8234.3943 | 1355.592 | 0.14135 |  | 13 |  |  |  | 1355.592 | [8 empty] | 0 | 0 | 0 | 0 | 0 | 0 | 0 | [5 empty] | 0
FL Zone 2HospitalsNew |  | XXXXXXXX | Yes | Nonequipment | Hot Water Pipe Insulation | 1' of Insulated Pipe in Unconditioned Spaces, Insulation of R-4 | 1' of Pipe in Unconditioned Spaces with Code Minimum of 1"of Insulation | Commercial | New | Hospitals | FL Zone 2 | Domestic Hot Water |  |  | 0 | Per 60 Linear ft | [7 empty] | 290097.0863 | 269763.2058 | 20333.8804 | 0.070093 |  | 13 |  |  |  | 20333.8804 | [8 empty] | 0 | 0 | 0 | 0 | 0 | 0 | 0 | [5 empty] | 0
FL Zone 2InstitutionalNew |  | XXXXXXXX | Yes | Nonequipment | Hot Water Pipe Insulation | 1' of Insulated Pipe in Unconditioned Spaces, Insulation of R-4 | 1' of Pipe in Unconditioned Spaces with Code Minimum of 1"of Insulation | Commercial | New | Institutional | FL Zone 2 | Domestic Hot Water |  |  | 0 | Per 60 Linear ft | [7 empty] | 575399.1794 | 541509.3787 | 33889.8007 | 0.058898 |  | 13 |  |  |  | 33889.8007 | [8 empty] | 0 | 0 | 0 | 0 | 0 | 0 | 0 | [5 empty] | 0
FL Zone 2Lodging/HospitalityNew |  | XXXXXXXX | Yes | Nonequipment | Hot Water Pipe Insulation | 1' of Insulated Pipe in Unconditioned Spaces, Insulation of R-4 | 1' of Pipe in Unconditioned Spaces with Code Minimum of 1"of Insulation | Commercial | New | Lodging/Hospitality | FL Zone 2 | Domestic Hot Water |  |  | 0 | Per 60 Linear ft | [7 empty] | 69047.9015 | 64981.1254 | 4066.7761 | 0.058898 |  | 13 |  |  |  | 4066.7761 | [8 empty] | 0 | 0 | 0 | 0 | 0 | 0 | 0 | [5 empty] | 0
FL Zone 2MiscellaneousNew |  | XXXXXXXX | Yes | Nonequipment | Hot Water Pipe Insulation | 1' of Insulated Pipe in Unconditioned Spaces, Insulation of R-4 | 1' of Pipe in Unconditioned Spaces with Code Minimum of 1"of Insulation | Commercial | New | Miscellaneous | FL Zone 2 | Domestic Hot Water |  |  | 0 | Per 60 Linear ft | [7 empty] | 431549.3845 | 404437.544 | 27111.8406 | 0.062824 |  | 13 |  |  |  | 27111.8406 | [8 empty] | 0 | 0 | 0 | 0 | 0 | 0 | 0 | [5 empty] | 0
FL Zone 2OfficesNew |  | XXXXXXXX | Yes | Nonequipment | Hot Water Pipe Insulation | 1' of Insulated Pipe in Unconditioned Spaces, Insulation of R-4 | 1' of Pipe in Unconditioned Spaces with Code Minimum of 1"of Insulation | Commercial | New | Offices | FL Zone 2 | Domestic Hot Water |  |  | 0 | Per 60 Linear ft | [7 empty] | 59937.4145 | 55870.6384 | 4066.7761 | 0.06785 |  | 13 |  |  |  | 4066.7761 | [8 empty] | 0 | 0 | 0 | 0 | 0 | 0 | 0 | [5 empty] | 0
FL Zone 2RestaurantsNew |  | XXXXXXXX | Yes | Nonequipment | Hot Water Pipe Insulation | 1' of Insulated Pipe in Unconditioned Spaces, Insulation of R-4 | 1' of Pipe in Unconditioned Spaces with Code Minimum of 1"of Insulation | Commercial | New | Restaurants | FL Zone 2 | Domestic Hot Water |  |  | 0 | Per 60 Linear ft | [7 empty] | 23974.9658 | 21263.7818 | 2711.1841 | 0.11308 |  | 13 |  |  |  | 2711.1841 | [8 empty] | 0 | 0 | 0 | 0 | 0 | 0 | 0 | [5 empty] | 0
FL Zone 2RetailNew |  | XXXXXXXX | Yes | Nonequipment | Hot Water Pipe Insulation | 1' of Insulated Pipe in Unconditioned Spaces, Insulation of R-4 | 1' of Pipe in Unconditioned Spaces with Code Minimum of 1"of Insulation | Commercial | New | Retail | FL Zone 2 | Domestic Hot Water |  |  | 0 | Per 60 Linear ft | [7 empty] | 42723.3891 | 38656.613 | 4066.7761 | 0.095189 |  | 13 |  |  |  | 4066.7761 | [8 empty] | 0 | 0 | 0 | 0 | 0 | 0 | 0 | [5 empty] | 0
FL Zone 2Schools K-12New |  | XXXXXXXX | Yes | Nonequipment | Hot Water Pipe Insulation | 1' of Insulated Pipe in Unconditioned Spaces, Insulation of R-4 | 1' of Pipe in Unconditioned Spaces with Code Minimum of 1"of Insulation | Commercial | New | Schools K-12 | FL Zone 2 | Domestic Hot Water |  |  | 0 | Per 60 Linear ft | [7 empty] | 2996.9364 | 1641.3444 | 1355.592 | 0.45233 |  | 13 |  |  |  | 1355.592 | [8 empty] | 0 | 0 | 0 | 0 | 0 | 0 | 0 | [5 empty] | 0
FL Zone 2WarehouseNew |  | XXXXXXXX | Yes | Nonequipment | Hot Water Pipe Insulation | 1' of Insulated Pipe in Unconditioned Spaces, Insulation of R-4 | 1' of Pipe in Unconditioned Spaces with Code Minimum of 1"of Insulation | Commercial | New | Warehouse | FL Zone 2 | Domestic Hot Water |  |  | 0 | Per 60 Linear ft | [7 empty] | 14384.9795 | 13029.3875 | 1355.592 | 0.094237 |  | 13 |  |  |  | 1355.592 | [8 empty] | 0 | 0 | 0 | 0 | 0 | 0 | 0 | [5 empty] | 0
FL Zone 2AssemblyExisting |  | XXXXXXXX | Yes | Nonequipment | Hotel Card Energy Control Systems | Guest Room HVAC Unit Controlled by Hotel-Key-Card Activated Energy Control System | Guest Room HVAC Unit, Manually Controlled by Guest | Commercial | Existing | Assembly | FL Zone 2 | Space Cooling |  |  | 0 | Per end use consumption | [7 empty] | 0 | 0 | 0 |  |  | 15 |  |  |  | 0 | [8 empty] | 0 | 0 | 0 | 0 | 0 | 0 | 0 | [5 empty] | 0
FL Zone 2College and UniversityExisting |  | XXXXXXXX | Yes | Nonequipment | Hotel Card Energy Control Systems | Guest Room HVAC Unit Controlled by Hotel-Key-Card Activated Energy Control System | Guest Room HVAC Unit, Manually Controlled by Guest | Commercial | Existing | College and University | FL Zone 2 | Space Cooling |  |  | 0 | Per end use consumption | [7 empty] | 0 | 0 | 0 |  |  | 15 |  |  |  | 0 | [8 empty] | 0 | 0 | 0 | 0 | 0 | 0 | 0 | [5 empty] | 0
FL Zone 2GroceryExisting |  | XXXXXXXX | Yes | Nonequipment | Hotel Card Energy Control Systems | Guest Room HVAC Unit Controlled by Hotel-Key-Card Activated Energy Control System | Guest Room HVAC Unit, Manually Controlled by Guest | Commercial | Existing | Grocery | FL Zone 2 | Space Cooling |  |  | 0 | Per end use consumption | [7 empty] | 0 | 0 | 0 |  |  | 15 |  |  |  | 0 | [8 empty] | 0 | 0 | 0 | 0 | 0 | 0 | 0 | [5 empty] | 0
FL Zone 2HealthcareExisting |  | XXXXXXXX | Yes | Nonequipment | Hotel Card Energy Control Systems | Guest Room HVAC Unit Controlled by Hotel-Key-Card Activated Energy Control System | Guest Room HVAC Unit, Manually Controlled by Guest | Commercial | Existing | Healthcare | FL Zone 2 | Space Cooling |  |  | 0 | Per end use consumption | [7 empty] | 0 | 0 | 0 |  |  | 15 |  |  |  | 0 | [8 empty] | 0 | 0 | 0 | 0 | 0 | 0 | 0 | [5 empty] | 0
FL Zone 2HospitalsExisting |  | XXXXXXXX | Yes | Nonequipment | Hotel Card Energy Control Systems | Guest Room HVAC Unit Controlled by Hotel-Key-Card Activated Energy Control System | Guest Room HVAC Unit, Manually Controlled by Guest | Commercial | Existing | Hospitals | FL Zone 2 | Space Cooling |  |  | 0 | Per end use consumption | [7 empty] | 0 | 0 | 0 |  |  | 15 |  |  |  | 0 | [8 empty] | 0 | 0 | 0 | 0 | 0 | 0 | 0 | [5 empty] | 0
FL Zone 2InstitutionalExisting |  | XXXXXXXX | Yes | Nonequipment | Hotel Card Energy Control Systems | Guest Room HVAC Unit Controlled by Hotel-Key-Card Activated Energy Control System | Guest Room HVAC Unit, Manually Controlled by Guest | Commercial | Existing | Institutional | FL Zone 2 | Space Cooling |  |  | 0 | Per end use consumption | [7 empty] | 0 | 0 | 0 |  |  | 15 |  |  |  | 0 | [8 empty] | 0 | 0 | 0 | 0 | 0 | 0 | 0 | [5 empty] | 0
FL Zone 2Lodging/HospitalityExisting |  | XXXXXXXX | Yes | Nonequipment | Hotel Card Energy Control Systems | Guest Room HVAC Unit Controlled by Hotel-Key-Card Activated Energy Control System | Guest Room HVAC Unit, Manually Controlled by Guest | Commercial | Existing | Lodging/Hospitality | FL Zone 2 | Space Cooling |  |  | 0 | Per end use consumption | [7 empty] | 7958.925 | 7433.1684 | 525.7566 | 0.066059 |  | 15 |  |  |  | 525.7566 | [8 empty] | 0 | 0 | 0 | 0 | 0 | 0 | 0 | [5 empty] | 0
FL Zone 2MiscellaneousExisting |  | XXXXXXXX | Yes | Nonequipment | Hotel Card Energy Control Systems | Guest Room HVAC Unit Controlled by Hotel-Key-Card Activated Energy Control System | Guest Room HVAC Unit, Manually Controlled by Guest | Commercial | Existing | Miscellaneous | FL Zone 2 | Space Cooling |  |  | 0 | Per end use consumption | [7 empty] | 0 | 0 | 0 |  |  | 15 |  |  |  | 0 | [8 empty] | 0 | 0 | 0 | 0 | 0 | 0 | 0 | [5 empty] | 0
FL Zone 2OfficesExisting |  | XXXXXXXX | Yes | Nonequipment | Hotel Card Energy Control Systems | Guest Room HVAC Unit Controlled by Hotel-Key-Card Activated Energy Control System | Guest Room HVAC Unit, Manually Controlled by Guest | Commercial | Existing | Offices | FL Zone 2 | Space Cooling |  |  | 0 | Per end use consumption | [7 empty] | 0 | 0 | 0 |  |  | 15 |  |  |  | 0 | [8 empty] | 0 | 0 | 0 | 0 | 0 | 0 | 0 | [5 empty] | 0
FL Zone 2RestaurantsExisting |  | XXXXXXXX | Yes | Nonequipment | Hotel Card Energy Control Systems | Guest Room HVAC Unit Controlled by Hotel-Key-Card Activated Energy Control System | Guest Room HVAC Unit, Manually Controlled by Guest | Commercial | Existing | Restaurants | FL Zone 2 | Space Cooling |  |  | 0 | Per end use consumption | [7 empty] | 0 | 0 | 0 |  |  | 15 |  |  |  | 0 | [8 empty] | 0 | 0 | 0 | 0 | 0 | 0 | 0 | [5 empty] | 0
FL Zone 2RetailExisting |  | XXXXXXXX | Yes | Nonequipment | Hotel Card Energy Control Systems | Guest Room HVAC Unit Controlled by Hotel-Key-Card Activated Energy Control System | Guest Room HVAC Unit, Manually Controlled by Guest | Commercial | Existing | Retail | FL Zone 2 | Space Cooling |  |  | 0 | Per end use consumption | [7 empty] | 0 | 0 | 0 |  |  | 15 |  |  |  | 0 | [8 empty] | 0 | 0 | 0 | 0 | 0 | 0 | 0 | [5 empty] | 0
FL Zone 2Schools K-12Existing |  | XXXXXXXX | Yes | Nonequipment | Hotel Card Energy Control Systems | Guest Room HVAC Unit Controlled by Hotel-Key-Card Activated Energy Control System | Guest Room HVAC Unit, Manually Controlled by Guest | Commercial | Existing | Schools K-12 | FL Zone 2 | Space Cooling |  |  | 0 | Per end use consumption | [7 empty] | 0 | 0 | 0 |  |  | 15 |  |  |  | 0 | [8 empty] | 0 | 0 | 0 | 0 | 0 | 0 | 0 | [5 empty] | 0
FL Zone 2WarehouseExisting |  | XXXXXXXX | Yes | Nonequipment | Hotel Card Energy Control Systems | Guest Room HVAC Unit Controlled by Hotel-Key-Card Activated Energy Control System | Guest Room HVAC Unit, Manually Controlled by Guest | Commercial | Existing | Warehouse | FL Zone 2 | Space Cooling |  |  | 0 | Per end use consumption | [7 empty] | 0 | 0 | 0 |  |  | 15 |  |  |  | 0 | [8 empty] | 0 | 0 | 0 | 0 | 0 | 0 | 0 | [5 empty] | 0
FL Zone 2AssemblyNew |  | XXXXXXXX | Yes | Nonequipment | Hotel Card Energy Control Systems | Guest Room HVAC Unit Controlled by Hotel-Key-Card Activated Energy Control System | Guest Room HVAC Unit, Manually Controlled by Guest | Commercial | New | Assembly | FL Zone 2 | Space Cooling |  |  | 0 | Per end use consumption | [7 empty] | 0 | 0 | 0 |  |  | 15 |  |  |  | 0 | [8 empty] | 0 | 0 | 0 | 0 | 0 | 0 | 0 | [5 empty] | 0
FL Zone 2College and UniversityNew |  | XXXXXXXX | Yes | Nonequipment | Hotel Card Energy Control Systems | Guest Room HVAC Unit Controlled by Hotel-Key-Card Activated Energy Control System | Guest Room HVAC Unit, Manually Controlled by Guest | Commercial | New | College and University | FL Zone 2 | Space Cooling |  |  | 0 | Per end use consumption | [7 empty] | 0 | 0 | 0 |  |  | 15 |  |  |  | 0 | [8 empty] | 0 | 0 | 0 | 0 | 0 | 0 | 0 | [5 empty] | 0
FL Zone 2GroceryNew |  | XXXXXXXX | Yes | Nonequipment | Hotel Card Energy Control Systems | Guest Room HVAC Unit Controlled by Hotel-Key-Card Activated Energy Control System | Guest Room HVAC Unit, Manually Controlled by Guest | Commercial | New | Grocery | FL Zone 2 | Space Cooling |  |  | 0 | Per end use consumption | [7 empty] | 0 | 0 | 0 |  |  | 15 |  |  |  | 0 | [8 empty] | 0 | 0 | 0 | 0 | 0 | 0 | 0 | [5 empty] | 0
FL Zone 2HealthcareNew |  | XXXXXXXX | Yes | Nonequipment | Hotel Card Energy Control Systems | Guest Room HVAC Unit Controlled by Hotel-Key-Card Activated Energy Control System | Guest Room HVAC Unit, Manually Controlled by Guest | Commercial | New | Healthcare | FL Zone 2 | Space Cooling |  |  | 0 | Per end use consumption | [7 empty] | 0 | 0 | 0 |  |  | 15 |  |  |  | 0 | [8 empty] | 0 | 0 | 0 | 0 | 0 | 0 | 0 | [5 empty] | 0
FL Zone 2HospitalsNew |  | XXXXXXXX | Yes | Nonequipment | Hotel Card Energy Control Systems | Guest Room HVAC Unit Controlled by Hotel-Key-Card Activated Energy Control System | Guest Room HVAC Unit, Manually Controlled by Guest | Commercial | New | Hospitals | FL Zone 2 | Space Cooling |  |  | 0 | Per end use consumption | [7 empty] | 0 | 0 | 0 |  |  | 15 |  |  |  | 0 | [8 empty] | 0 | 0 | 0 | 0 | 0 | 0 | 0 | [5 empty] | 0
FL Zone 2InstitutionalNew |  | XXXXXXXX | Yes | Nonequipment | Hotel Card Energy Control Systems | Guest Room HVAC Unit Controlled by Hotel-Key-Card Activated Energy Control System | Guest Room HVAC Unit, Manually Controlled by Guest | Commercial | New | Institutional | FL Zone 2 | Space Cooling |  |  | 0 | Per end use consumption | [7 empty] | 0 | 0 | 0 |  |  | 15 |  |  |  | 0 | [8 empty] | 0 | 0 | 0 | 0 | 0 | 0 | 0 | [5 empty] | 0
FL Zone 2Lodging/HospitalityNew |  | XXXXXXXX | Yes | Nonequipment | Hotel Card Energy Control Systems | Guest Room HVAC Unit Controlled by Hotel-Key-Card Activated Energy Control System | Guest Room HVAC Unit, Manually Controlled by Guest | Commercial | New | Lodging/Hospitality | FL Zone 2 | Space Cooling |  |  | 0 | Per end use consumption | [7 empty] | 7958.925 | 7433.1684 | 525.7566 | 0.066059 |  | 15 |  |  |  | 525.7566 | [8 empty] | 0 | 0 | 0 | 0 | 0 | 0 | 0 | [5 empty] | 0
FL Zone 2MiscellaneousNew |  | XXXXXXXX | Yes | Nonequipment | Hotel Card Energy Control Systems | Guest Room HVAC Unit Controlled by Hotel-Key-Card Activated Energy Control System | Guest Room HVAC Unit, Manually Controlled by Guest | Commercial | New | Miscellaneous | FL Zone 2 | Space Cooling |  |  | 0 | Per end use consumption | [7 empty] | 0 | 0 | 0 |  |  | 15 |  |  |  | 0 | [8 empty] | 0 | 0 | 0 | 0 | 0 | 0 | 0 | [5 empty] | 0
FL Zone 2OfficesNew |  | XXXXXXXX | Yes | Nonequipment | Hotel Card Energy Control Systems | Guest Room HVAC Unit Controlled by Hotel-Key-Card Activated Energy Control System | Guest Room HVAC Unit, Manually Controlled by Guest | Commercial | New | Offices | FL Zone 2 | Space Cooling |  |  | 0 | Per end use consumption | [7 empty] | 0 | 0 | 0 |  |  | 15 |  |  |  | 0 | [8 empty] | 0 | 0 | 0 | 0 | 0 | 0 | 0 | [5 empty] | 0
FL Zone 2RestaurantsNew |  | XXXXXXXX | Yes | Nonequipment | Hotel Card Energy Control Systems | Guest Room HVAC Unit Controlled by Hotel-Key-Card Activated Energy Control System | Guest Room HVAC Unit, Manually Controlled by Guest | Commercial | New | Restaurants | FL Zone 2 | Space Cooling |  |  | 0 | Per end use consumption | [7 empty] | 0 | 0 | 0 |  |  | 15 |  |  |  | 0 | [8 empty] | 0 | 0 | 0 | 0 | 0 | 0 | 0 | [5 empty] | 0
FL Zone 2RetailNew |  | XXXXXXXX | Yes | Nonequipment | Hotel Card Energy Control Systems | Guest Room HVAC Unit Controlled by Hotel-Key-Card Activated Energy Control System | Guest Room HVAC Unit, Manually Controlled by Guest | Commercial | New | Retail | FL Zone 2 | Space Cooling |  |  | 0 | Per end use consumption | [7 empty] | 0 | 0 | 0 |  |  | 15 |  |  |  | 0 | [8 empty] | 0 | 0 | 0 | 0 | 0 | 0 | 0 | [5 empty] | 0
FL Zone 2Schools K-12New |  | XXXXXXXX | Yes | Nonequipment | Hotel Card Energy Control Systems | Guest Room HVAC Unit Controlled by Hotel-Key-Card Activated Energy Control System | Guest Room HVAC Unit, Manually Controlled by Guest | Commercial | New | Schools K-12 | FL Zone 2 | Space Cooling |  |  | 0 | Per end use consumption | [7 empty] | 0 | 0 | 0 |  |  | 15 |  |  |  | 0 | [8 empty] | 0 | 0 | 0 | 0 | 0 | 0 | 0 | [5 empty] | 0
FL Zone 2WarehouseNew |  | XXXXXXXX | Yes | Nonequipment | Hotel Card Energy Control Systems | Guest Room HVAC Unit Controlled by Hotel-Key-Card Activated Energy Control System | Guest Room HVAC Unit, Manually Controlled by Guest | Commercial | New | Warehouse | FL Zone 2 | Space Cooling |  |  | 0 | Per end use consumption | [7 empty] | 0 | 0 | 0 |  |  | 15 |  |  |  | 0 | [8 empty] | 0 | 0 | 0 | 0 | 0 | 0 | 0 | [5 empty] | 0
FL Zone 2AssemblyExisting |  | XXXXXXXX | Yes | Nonequipment | Hotel Card Energy Control Systems | Guest Room HVAC Unit Controlled by Hotel-Key-Card Activated Energy Control System | Guest Room HVAC Unit, Manually Controlled by Guest | Commercial | Existing | Assembly | FL Zone 2 | Space Heating |  |  | 0 | Per end use consumption | [7 empty] | 0 | 0 | 0 |  |  | 15 |  |  |  | 0 | [8 empty] | 0 | 0 | 0 | 0 | 0 | 0 | 0 | [5 empty] | 0
FL Zone 2College and UniversityExisting |  | XXXXXXXX | Yes | Nonequipment | Hotel Card Energy Control Systems | Guest Room HVAC Unit Controlled by Hotel-Key-Card Activated Energy Control System | Guest Room HVAC Unit, Manually Controlled by Guest | Commercial | Existing | College and University | FL Zone 2 | Space Heating |  |  | 0 | Per end use consumption | [7 empty] | 0 | 0 | 0 |  |  | 15 |  |  |  | 0 | [8 empty] | 0 | 0 | 0 | 0 | 0 | 0 | 0 | [5 empty] | 0
FL Zone 2GroceryExisting |  | XXXXXXXX | Yes | Nonequipment | Hotel Card Energy Control Systems | Guest Room HVAC Unit Controlled by Hotel-Key-Card Activated Energy Control System | Guest Room HVAC Unit, Manually Controlled by Guest | Commercial | Existing | Grocery | FL Zone 2 | Space Heating |  |  | 0 | Per end use consumption | [7 empty] | 0 | 0 | 0 |  |  | 15 |  |  |  | 0 | [8 empty] | 0 | 0 | 0 | 0 | 0 | 0 | 0 | [5 empty] | 0
FL Zone 2HealthcareExisting |  | XXXXXXXX | Yes | Nonequipment | Hotel Card Energy Control Systems | Guest Room HVAC Unit Controlled by Hotel-Key-Card Activated Energy Control System | Guest Room HVAC Unit, Manually Controlled by Guest | Commercial | Existing | Healthcare | FL Zone 2 | Space Heating |  |  | 0 | Per end use consumption | [7 empty] | 0 | 0 | 0 |  |  | 15 |  |  |  | 0 | [8 empty] | 0 | 0 | 0 | 0 | 0 | 0 | 0 | [5 empty] | 0
FL Zone 2HospitalsExisting |  | XXXXXXXX | Yes | Nonequipment | Hotel Card Energy Control Systems | Guest Room HVAC Unit Controlled by Hotel-Key-Card Activated Energy Control System | Guest Room HVAC Unit, Manually Controlled by Guest | Commercial | Existing | Hospitals | FL Zone 2 | Space Heating |  |  | 0 | Per end use consumption | [7 empty] | 0 | 0 | 0 |  |  | 15 |  |  |  | 0 | [8 empty] | 0 | 0 | 0 | 0 | 0 | 0 | 0 | [5 empty] | 0
FL Zone 2InstitutionalExisting |  | XXXXXXXX | Yes | Nonequipment | Hotel Card Energy Control Systems | Guest Room HVAC Unit Controlled by Hotel-Key-Card Activated Energy Control System | Guest Room HVAC Unit, Manually Controlled by Guest | Commercial | Existing | Institutional | FL Zone 2 | Space Heating |  |  | 0 | Per end use consumption | [7 empty] | 0 | 0 | 0 |  |  | 15 |  |  |  | 0 | [8 empty] | 0 | 0 | 0 | 0 | 0 | 0 | 0 | [5 empty] | 0
FL Zone 2Lodging/HospitalityExisting |  | XXXXXXXX | Yes | Nonequipment | Hotel Card Energy Control Systems | Guest Room HVAC Unit Controlled by Hotel-Key-Card Activated Energy Control System | Guest Room HVAC Unit, Manually Controlled by Guest | Commercial | Existing | Lodging/Hospitality | FL Zone 2 | Space Heating |  |  | 0 | Per end use consumption | [7 empty] | 539.8737 | 504.2103 | 35.6634 | 0.066059 |  | 15 |  |  |  | 35.6634 | [8 empty] | 0 | 0 | 0 | 0 | 0 | 0 | 0 | [5 empty] | 0
FL Zone 2MiscellaneousExisting |  | XXXXXXXX | Yes | Nonequipment | Hotel Card Energy Control Systems | Guest Room HVAC Unit Controlled by Hotel-Key-Card Activated Energy Control System | Guest Room HVAC Unit, Manually Controlled by Guest | Commercial | Existing | Miscellaneous | FL Zone 2 | Space Heating |  |  | 0 | Per end use consumption | [7 empty] | 0 | 0 | 0 |  |  | 15 |  |  |  | 0 | [8 empty] | 0 | 0 | 0 | 0 | 0 | 0 | 0 | [5 empty] | 0
FL Zone 2OfficesExisting |  | XXXXXXXX | Yes | Nonequipment | Hotel Card Energy Control Systems | Guest Room HVAC Unit Controlled by Hotel-Key-Card Activated Energy Control System | Guest Room HVAC Unit, Manually Controlled by Guest | Commercial | Existing | Offices | FL Zone 2 | Space Heating |  |  | 0 | Per end use consumption | [7 empty] | 0 | 0 | 0 |  |  | 15 |  |  |  | 0 | [8 empty] | 0 | 0 | 0 | 0 | 0 | 0 | 0 | [5 empty] | 0
FL Zone 2RestaurantsExisting |  | XXXXXXXX | Yes | Nonequipment | Hotel Card Energy Control Systems | Guest Room HVAC Unit Controlled by Hotel-Key-Card Activated Energy Control System | Guest Room HVAC Unit, Manually Controlled by Guest | Commercial | Existing | Restaurants | FL Zone 2 | Space Heating |  |  | 0 | Per end use consumption | [7 empty] | 0 | 0 | 0 |  |  | 15 |  |  |  | 0 | [8 empty] | 0 | 0 | 0 | 0 | 0 | 0 | 0 | [5 empty] | 0
FL Zone 2RetailExisting |  | XXXXXXXX | Yes | Nonequipment | Hotel Card Energy Control Systems | Guest Room HVAC Unit Controlled by Hotel-Key-Card Activated Energy Control System | Guest Room HVAC Unit, Manually Controlled by Guest | Commercial | Existing | Retail | FL Zone 2 | Space Heating |  |  | 0 | Per end use consumption | [7 empty] | 0 | 0 | 0 |  |  | 15 |  |  |  | 0 | [8 empty] | 0 | 0 | 0 | 0 | 0 | 0 | 0 | [5 empty] | 0
FL Zone 2Schools K-12Existing |  | XXXXXXXX | Yes | Nonequipment | Hotel Card Energy Control Systems | Guest Room HVAC Unit Controlled by Hotel-Key-Card Activated Energy Control System | Guest Room HVAC Unit, Manually Controlled by Guest | Commercial | Existing | Schools K-12 | FL Zone 2 | Space Heating |  |  | 0 | Per end use consumption | [7 empty] | 0 | 0 | 0 |  |  | 15 |  |  |  | 0 | [8 empty] | 0 | 0 | 0 | 0 | 0 | 0 | 0 | [5 empty] | 0
FL Zone 2WarehouseExisting |  | XXXXXXXX | Yes | Nonequipment | Hotel Card Energy Control Systems | Guest Room HVAC Unit Controlled by Hotel-Key-Card Activated Energy Control System | Guest Room HVAC Unit, Manually Controlled by Guest | Commercial | Existing | Warehouse | FL Zone 2 | Space Heating |  |  | 0 | Per end use consumption | [7 empty] | 0 | 0 | 0 |  |  | 15 |  |  |  | 0 | [8 empty] | 0 | 0 | 0 | 0 | 0 | 0 | 0 | [5 empty] | 0
FL Zone 2AssemblyNew |  | XXXXXXXX | Yes | Nonequipment | Hotel Card Energy Control Systems | Guest Room HVAC Unit Controlled by Hotel-Key-Card Activated Energy Control System | Guest Room HVAC Unit, Manually Controlled by Guest | Commercial | New | Assembly | FL Zone 2 | Space Heating |  |  | 0 | Per end use consumption | [7 empty] | 0 | 0 | 0 |  |  | 15 |  |  |  | 0 | [8 empty] | 0 | 0 | 0 | 0 | 0 | 0 | 0 | [5 empty] | 0
FL Zone 2College and UniversityNew |  | XXXXXXXX | Yes | Nonequipment | Hotel Card Energy Control Systems | Guest Room HVAC Unit Controlled by Hotel-Key-Card Activated Energy Control System | Guest Room HVAC Unit, Manually Controlled by Guest | Commercial | New | College and University | FL Zone 2 | Space Heating |  |  | 0 | Per end use consumption | [7 empty] | 0 | 0 | 0 |  |  | 15 |  |  |  | 0 | [8 empty] | 0 | 0 | 0 | 0 | 0 | 0 | 0 | [5 empty] | 0
FL Zone 2GroceryNew |  | XXXXXXXX | Yes | Nonequipment | Hotel Card Energy Control Systems | Guest Room HVAC Unit Controlled by Hotel-Key-Card Activated Energy Control System | Guest Room HVAC Unit, Manually Controlled by Guest | Commercial | New | Grocery | FL Zone 2 | Space Heating |  |  | 0 | Per end use consumption | [7 empty] | 0 | 0 | 0 |  |  | 15 |  |  |  | 0 | [8 empty] | 0 | 0 | 0 | 0 | 0 | 0 | 0 | [5 empty] | 0
FL Zone 2HealthcareNew |  | XXXXXXXX | Yes | Nonequipment | Hotel Card Energy Control Systems | Guest Room HVAC Unit Controlled by Hotel-Key-Card Activated Energy Control System | Guest Room HVAC Unit, Manually Controlled by Guest | Commercial | New | Healthcare | FL Zone 2 | Space Heating |  |  | 0 | Per end use consumption | [7 empty] | 0 | 0 | 0 |  |  | 15 |  |  |  | 0 | [8 empty] | 0 | 0 | 0 | 0 | 0 | 0 | 0 | [5 empty] | 0
FL Zone 2HospitalsNew |  | XXXXXXXX | Yes | Nonequipment | Hotel Card Energy Control Systems | Guest Room HVAC Unit Controlled by Hotel-Key-Card Activated Energy Control System | Guest Room HVAC Unit, Manually Controlled by Guest | Commercial | New | Hospitals | FL Zone 2 | Space Heating |  |  | 0 | Per end use consumption | [7 empty] | 0 | 0 | 0 |  |  | 15 |  |  |  | 0 | [8 empty] | 0 | 0 | 0 | 0 | 0 | 0 | 0 | [5 empty] | 0
FL Zone 2InstitutionalNew |  | XXXXXXXX | Yes | Nonequipment | Hotel Card Energy Control Systems | Guest Room HVAC Unit Controlled by Hotel-Key-Card Activated Energy Control System | Guest Room HVAC Unit, Manually Controlled by Guest | Commercial | New | Institutional | FL Zone 2 | Space Heating |  |  | 0 | Per end use consumption | [7 empty] | 0 | 0 | 0 |  |  | 15 |  |  |  | 0 | [8 empty] | 0 | 0 | 0 | 0 | 0 | 0 | 0 | [5 empty] | 0
FL Zone 2Lodging/HospitalityNew |  | XXXXXXXX | Yes | Nonequipment | Hotel Card Energy Control Systems | Guest Room HVAC Unit Controlled by Hotel-Key-Card Activated Energy Control System | Guest Room HVAC Unit, Manually Controlled by Guest | Commercial | New | Lodging/Hospitality | FL Zone 2 | Space Heating |  |  | 0 | Per end use consumption | [7 empty] | 539.8737 | 504.2103 | 35.6634 | 0.066059 |  | 15 |  |  |  | 35.6634 | [8 empty] | 0 | 0 | 0 | 0 | 0 | 0 | 0 | [5 empty] | 0
FL Zone 2MiscellaneousNew |  | XXXXXXXX | Yes | Nonequipment | Hotel Card Energy Control Systems | Guest Room HVAC Unit Controlled by Hotel-Key-Card Activated Energy Control System | Guest Room HVAC Unit, Manually Controlled by Guest | Commercial | New | Miscellaneous | FL Zone 2 | Space Heating |  |  | 0 | Per end use consumption | [7 empty] | 0 | 0 | 0 |  |  | 15 |  |  |  | 0 | [8 empty] | 0 | 0 | 0 | 0 | 0 | 0 | 0 | [5 empty] | 0
FL Zone 2OfficesNew |  | XXXXXXXX | Yes | Nonequipment | Hotel Card Energy Control Systems | Guest Room HVAC Unit Controlled by Hotel-Key-Card Activated Energy Control System | Guest Room HVAC Unit, Manually Controlled by Guest | Commercial | New | Offices | FL Zone 2 | Space Heating |  |  | 0 | Per end use consumption | [7 empty] | 0 | 0 | 0 |  |  | 15 |  |  |  | 0 | [8 empty] | 0 | 0 | 0 | 0 | 0 | 0 | 0 | [5 empty] | 0
FL Zone 2RestaurantsNew |  | XXXXXXXX | Yes | Nonequipment | Hotel Card Energy Control Systems | Guest Room HVAC Unit Controlled by Hotel-Key-Card Activated Energy Control System | Guest Room HVAC Unit, Manually Controlled by Guest | Commercial | New | Restaurants | FL Zone 2 | Space Heating |  |  | 0 | Per end use consumption | [7 empty] | 0 | 0 | 0 |  |  | 15 |  |  |  | 0 | [8 empty] | 0 | 0 | 0 | 0 | 0 | 0 | 0 | [5 empty] | 0
FL Zone 2RetailNew |  | XXXXXXXX | Yes | Nonequipment | Hotel Card Energy Control Systems | Guest Room HVAC Unit Controlled by Hotel-Key-Card Activated Energy Control System | Guest Room HVAC Unit, Manually Controlled by Guest | Commercial | New | Retail | FL Zone 2 | Space Heating |  |  | 0 | Per end use consumption | [7 empty] | 0 | 0 | 0 |  |  | 15 |  |  |  | 0 | [8 empty] | 0 | 0 | 0 | 0 | 0 | 0 | 0 | [5 empty] | 0
FL Zone 2Schools K-12New |  | XXXXXXXX | Yes | Nonequipment | Hotel Card Energy Control Systems | Guest Room HVAC Unit Controlled by Hotel-Key-Card Activated Energy Control System | Guest Room HVAC Unit, Manually Controlled by Guest | Commercial | New | Schools K-12 | FL Zone 2 | Space Heating |  |  | 0 | Per end use consumption | [7 empty] | 0 | 0 | 0 |  |  | 15 |  |  |  | 0 | [8 empty] | 0 | 0 | 0 | 0 | 0 | 0 | 0 | [5 empty] | 0
FL Zone 2WarehouseNew |  | XXXXXXXX | Yes | Nonequipment | Hotel Card Energy Control Systems | Guest Room HVAC Unit Controlled by Hotel-Key-Card Activated Energy Control System | Guest Room HVAC Unit, Manually Controlled by Guest | Commercial | New | Warehouse | FL Zone 2 | Space Heating |  |  | 0 | Per end use consumption | [7 empty] | 0 | 0 | 0 |  |  | 15 |  |  |  | 0 | [8 empty] | 0 | 0 | 0 | 0 | 0 | 0 | 0 | [5 empty] | 0
FL Zone 2AssemblyExisting |  | XXXXXXXX | Yes | Nonequipment | HVAC tune-up | PTAC/PTHP system tune-up, including coil cleaning, refrigerant charging, and other diagnostics | Existing PTAC/PTHP without Regular Maintenance/tune-up | Commercial | Existing | Assembly | FL Zone 2 | Space Cooling |  |  | 0 | Per Unit | [7 empty] | 2409.0586 | 2288.6057 | 120.4529 | 0.05 |  | 5 |  |  |  | 120.4529 | [8 empty] | 0 | 0 | 0 | 0 | 0 | 0 | 0 | [5 empty] | 0
FL Zone 2College and UniversityExisting |  | XXXXXXXX | Yes | Nonequipment | HVAC tune-up | PTAC/PTHP system tune-up, including coil cleaning, refrigerant charging, and other diagnostics | Existing PTAC/PTHP without Regular Maintenance/tune-up | Commercial | Existing | College and University | FL Zone 2 | Space Cooling |  |  | 0 | Per Unit | [7 empty] | 2672.6358 | 2539.004 | 133.6318 | 0.05 |  | 5 |  |  |  | 133.6318 | [8 empty] | 0 | 0 | 0 | 0 | 0 | 0 | 0 | [5 empty] | 0
FL Zone 2GroceryExisting |  | XXXXXXXX | Yes | Nonequipment | HVAC tune-up | PTAC/PTHP system tune-up, including coil cleaning, refrigerant charging, and other diagnostics | Existing PTAC/PTHP without Regular Maintenance/tune-up | Commercial | Existing | Grocery | FL Zone 2 | Space Cooling |  |  | 0 | Per Unit | [7 empty] | 1330.7883 | 1264.2489 | 66.5394 | 0.05 |  | 5 |  |  |  | 66.5394 | [8 empty] | 0 | 0 | 0 | 0 | 0 | 0 | 0 | [5 empty] | 0
FL Zone 2HealthcareExisting |  | XXXXXXXX | Yes | Nonequipment | HVAC tune-up | PTAC/PTHP system tune-up, including coil cleaning, refrigerant charging, and other diagnostics | Existing PTAC/PTHP without Regular Maintenance/tune-up | Commercial | Existing | Healthcare | FL Zone 2 | Space Cooling |  |  | 0 | Per Unit | [7 empty] | 5242.0525 | 4979.9499 | 262.1026 | 0.05 |  | 5 |  |  |  | 262.1026 | [8 empty] | 0 | 0 | 0 | 0 | 0 | 0 | 0 | [5 empty] | 0
FL Zone 2HospitalsExisting |  | XXXXXXXX | Yes | Nonequipment | HVAC tune-up | PTAC/PTHP system tune-up, including coil cleaning, refrigerant charging, and other diagnostics | Existing PTAC/PTHP without Regular Maintenance/tune-up | Commercial | Existing | Hospitals | FL Zone 2 | Space Cooling |  |  | 0 | Per Unit | [7 empty] | 4965.5729 | 4717.2943 | 248.2786 | 0.05 |  | 5 |  |  |  | 248.2786 | [8 empty] | 0 | 0 | 0 | 0 | 0 | 0 | 0 | [5 empty] | 0
FL Zone 2InstitutionalExisting |  | XXXXXXXX | Yes | Nonequipment | HVAC tune-up | PTAC/PTHP system tune-up, including coil cleaning, refrigerant charging, and other diagnostics | Existing PTAC/PTHP without Regular Maintenance/tune-up | Commercial | Existing | Institutional | FL Zone 2 | Space Cooling |  |  | 0 | Per Unit | [7 empty] | 1301.2971 | 1236.2323 | 65.0649 | 0.05 |  | 5 |  |  |  | 65.0649 | [8 empty] | 0 | 0 | 0 | 0 | 0 | 0 | 0 | [5 empty] | 0
FL Zone 2Lodging/HospitalityExisting |  | XXXXXXXX | Yes | Nonequipment | HVAC tune-up | PTAC/PTHP system tune-up, including coil cleaning, refrigerant charging, and other diagnostics | Existing PTAC/PTHP without Regular Maintenance/tune-up | Commercial | Existing | Lodging/Hospitality | FL Zone 2 | Space Cooling |  |  | 0 | Per Unit | [7 empty] | 3979.4625 | 3780.4894 | 198.9731 | 0.05 |  | 5 |  |  |  | 198.9731 | [8 empty] | 0 | 0 | 0 | 0 | 0 | 0 | 0 | [5 empty] | 0
FL Zone 2MiscellaneousExisting |  | XXXXXXXX | Yes | Nonequipment | HVAC tune-up | PTAC/PTHP system tune-up, including coil cleaning, refrigerant charging, and other diagnostics | Existing PTAC/PTHP without Regular Maintenance/tune-up | Commercial | Existing | Miscellaneous | FL Zone 2 | Space Cooling |  |  | 0 | Per Unit | [7 empty] | 1345.5339 | 1278.2572 | 67.2767 | 0.05 |  | 5 |  |  |  | 67.2767 | [8 empty] | 0 | 0 | 0 | 0 | 0 | 0 | 0 | [5 empty] | 0
FL Zone 2OfficesExisting |  | XXXXXXXX | Yes | Nonequipment | HVAC tune-up | PTAC/PTHP system tune-up, including coil cleaning, refrigerant charging, and other diagnostics | Existing PTAC/PTHP without Regular Maintenance/tune-up | Commercial | Existing | Offices | FL Zone 2 | Space Cooling |  |  | 0 | Per Unit | [7 empty] | 2711.3429 | 2575.7758 | 135.5671 | 0.05 |  | 5 |  |  |  | 135.5671 | [8 empty] | 0 | 0 | 0 | 0 | 0 | 0 | 0 | [5 empty] | 0
FL Zone 2RestaurantsExisting |  | XXXXXXXX | Yes | Nonequipment | HVAC tune-up | PTAC/PTHP system tune-up, including coil cleaning, refrigerant charging, and other diagnostics | Existing PTAC/PTHP without Regular Maintenance/tune-up | Commercial | Existing | Restaurants | FL Zone 2 | Space Cooling |  |  | 0 | Per Unit | [7 empty] | 3903.8914 | 3708.6969 | 195.1946 | 0.05 |  | 5 |  |  |  | 195.1946 | [8 empty] | 0 | 0 | 0 | 0 | 0 | 0 | 0 | [5 empty] | 0
FL Zone 2RetailExisting |  | XXXXXXXX | Yes | Nonequipment | HVAC tune-up | PTAC/PTHP system tune-up, including coil cleaning, refrigerant charging, and other diagnostics | Existing PTAC/PTHP without Regular Maintenance/tune-up | Commercial | Existing | Retail | FL Zone 2 | Space Cooling |  |  | 0 | Per Unit | [7 empty] | 3059.7072 | 2906.7218 | 152.9854 | 0.05 |  | 5 |  |  |  | 152.9854 | [8 empty] | 0 | 0 | 0 | 0 | 0 | 0 | 0 | [5 empty] | 0
FL Zone 2Schools K-12Existing |  | XXXXXXXX | Yes | Nonequipment | HVAC tune-up | PTAC/PTHP system tune-up, including coil cleaning, refrigerant charging, and other diagnostics | Existing PTAC/PTHP without Regular Maintenance/tune-up | Commercial | Existing | Schools K-12 | FL Zone 2 | Space Cooling |  |  | 0 | Per Unit | [7 empty] | 2659.7334 | 2526.7467 | 132.9867 | 0.05 |  | 5 |  |  |  | 132.9867 | [8 empty] | 0 | 0 | 0 | 0 | 0 | 0 | 0 | [5 empty] | 0
FL Zone 2WarehouseExisting |  | XXXXXXXX | Yes | Nonequipment | HVAC tune-up | PTAC/PTHP system tune-up, including coil cleaning, refrigerant charging, and other diagnostics | Existing PTAC/PTHP without Regular Maintenance/tune-up | Commercial | Existing | Warehouse | FL Zone 2 | Space Cooling |  |  | 0 | Per Unit | [7 empty] | 584.2935 | 555.0788 | 29.2147 | 0.05 |  | 5 |  |  |  | 29.2147 | [8 empty] | 0 | 0 | 0 | 0 | 0 | 0 | 0 | [5 empty] | 0
FL Zone 2AssemblyNew |  | XXXXXXXX | Yes | Nonequipment | HVAC tune-up | PTAC/PTHP system tune-up, including coil cleaning, refrigerant charging, and other diagnostics | Existing PTAC/PTHP without Regular Maintenance/tune-up | Commercial | New | Assembly | FL Zone 2 | Space Cooling |  |  | 0 | Per Unit | [7 empty] | 2409.0586 | 2288.6057 | 120.4529 | 0.05 |  | 5 |  |  |  | 120.4529 | [8 empty] | 0 | 0 | 0 | 0 | 0 | 0 | 0 | [5 empty] | 0
FL Zone 2College and UniversityNew |  | XXXXXXXX | Yes | Nonequipment | HVAC tune-up | PTAC/PTHP system tune-up, including coil cleaning, refrigerant charging, and other diagnostics | Existing PTAC/PTHP without Regular Maintenance/tune-up | Commercial | New | College and University | FL Zone 2 | Space Cooling |  |  | 0 | Per Unit | [7 empty] | 2672.6358 | 2539.004 | 133.6318 | 0.05 |  | 5 |  |  |  | 133.6318 | [8 empty] | 0 | 0 | 0 | 0 | 0 | 0 | 0 | [5 empty] | 0
FL Zone 2GroceryNew |  | XXXXXXXX | Yes | Nonequipment | HVAC tune-up | PTAC/PTHP system tune-up, including coil cleaning, refrigerant charging, and other diagnostics | Existing PTAC/PTHP without Regular Maintenance/tune-up | Commercial | New | Grocery | FL Zone 2 | Space Cooling |  |  | 0 | Per Unit | [7 empty] | 1330.7883 | 1264.2489 | 66.5394 | 0.05 |  | 5 |  |  |  | 66.5394 | [8 empty] | 0 | 0 | 0 | 0 | 0 | 0 | 0 | [5 empty] | 0
FL Zone 2HealthcareNew |  | XXXXXXXX | Yes | Nonequipment | HVAC tune-up | PTAC/PTHP system tune-up, including coil cleaning, refrigerant charging, and other diagnostics | Existing PTAC/PTHP without Regular Maintenance/tune-up | Commercial | New | Healthcare | FL Zone 2 | Space Cooling |  |  | 0 | Per Unit | [7 empty] | 5242.0525 | 4979.9499 | 262.1026 | 0.05 |  | 5 |  |  |  | 262.1026 | [8 empty] | 0 | 0 | 0 | 0 | 0 | 0 | 0 | [5 empty] | 0
FL Zone 2HospitalsNew |  | XXXXXXXX | Yes | Nonequipment | HVAC tune-up | PTAC/PTHP system tune-up, including coil cleaning, refrigerant charging, and other diagnostics | Existing PTAC/PTHP without Regular Maintenance/tune-up | Commercial | New | Hospitals | FL Zone 2 | Space Cooling |  |  | 0 | Per Unit | [7 empty] | 4965.5729 | 4717.2943 | 248.2786 | 0.05 |  | 5 |  |  |  | 248.2786 | [8 empty] | 0 | 0 | 0 | 0 | 0 | 0 | 0 | [5 empty] | 0
FL Zone 2InstitutionalNew |  | XXXXXXXX | Yes | Nonequipment | HVAC tune-up | PTAC/PTHP system tune-up, including coil cleaning, refrigerant charging, and other diagnostics | Existing PTAC/PTHP without Regular Maintenance/tune-up | Commercial | New | Institutional | FL Zone 2 | Space Cooling |  |  | 0 | Per Unit | [7 empty] | 1301.2971 | 1236.2323 | 65.0649 | 0.05 |  | 5 |  |  |  | 65.0649 | [8 empty] | 0 | 0 | 0 | 0 | 0 | 0 | 0 | [5 empty] | 0
FL Zone 2Lodging/HospitalityNew |  | XXXXXXXX | Yes | Nonequipment | HVAC tune-up | PTAC/PTHP system tune-up, including coil cleaning, refrigerant charging, and other diagnostics | Existing PTAC/PTHP without Regular Maintenance/tune-up | Commercial | New | Lodging/Hospitality | FL Zone 2 | Space Cooling |  |  | 0 | Per Unit | [7 empty] | 3979.4625 | 3780.4894 | 198.9731 | 0.05 |  | 5 |  |  |  | 198.9731 | [8 empty] | 0 | 0 | 0 | 0 | 0 | 0 | 0 | [5 empty] | 0
FL Zone 2MiscellaneousNew |  | XXXXXXXX | Yes | Nonequipment | HVAC tune-up | PTAC/PTHP system tune-up, including coil cleaning, refrigerant charging, and other diagnostics | Existing PTAC/PTHP without Regular Maintenance/tune-up | Commercial | New | Miscellaneous | FL Zone 2 | Space Cooling |  |  | 0 | Per Unit | [7 empty] | 1345.5339 | 1278.2572 | 67.2767 | 0.05 |  | 5 |  |  |  | 67.2767 | [8 empty] | 0 | 0 | 0 | 0 | 0 | 0 | 0 | [5 empty] | 0
FL Zone 2OfficesNew |  | XXXXXXXX | Yes | Nonequipment | HVAC tune-up | PTAC/PTHP system tune-up, including coil cleaning, refrigerant charging, and other diagnostics | Existing PTAC/PTHP without Regular Maintenance/tune-up | Commercial | New | Offices | FL Zone 2 | Space Cooling |  |  | 0 | Per Unit | [7 empty] | 2711.3429 | 2575.7758 | 135.5671 | 0.05 |  | 5 |  |  |  | 135.5671 | [8 empty] | 0 | 0 | 0 | 0 | 0 | 0 | 0 | [5 empty] | 0
FL Zone 2RestaurantsNew |  | XXXXXXXX | Yes | Nonequipment | HVAC tune-up | PTAC/PTHP system tune-up, including coil cleaning, refrigerant charging, and other diagnostics | Existing PTAC/PTHP without Regular Maintenance/tune-up | Commercial | New | Restaurants | FL Zone 2 | Space Cooling |  |  | 0 | Per Unit | [7 empty] | 3903.8914 | 3708.6969 | 195.1946 | 0.05 |  | 5 |  |  |  | 195.1946 | [8 empty] | 0 | 0 | 0 | 0 | 0 | 0 | 0 | [5 empty] | 0
FL Zone 2RetailNew |  | XXXXXXXX | Yes | Nonequipment | HVAC tune-up | PTAC/PTHP system tune-up, including coil cleaning, refrigerant charging, and other diagnostics | Existing PTAC/PTHP without Regular Maintenance/tune-up | Commercial | New | Retail | FL Zone 2 | Space Cooling |  |  | 0 | Per Unit | [7 empty] | 3059.7072 | 2906.7218 | 152.9854 | 0.05 |  | 5 |  |  |  | 152.9854 | [8 empty] | 0 | 0 | 0 | 0 | 0 | 0 | 0 | [5 empty] | 0
FL Zone 2Schools K-12New |  | XXXXXXXX | Yes | Nonequipment | HVAC tune-up | PTAC/PTHP system tune-up, including coil cleaning, refrigerant charging, and other diagnostics | Existing PTAC/PTHP without Regular Maintenance/tune-up | Commercial | New | Schools K-12 | FL Zone 2 | Space Cooling |  |  | 0 | Per Unit | [7 empty] | 2659.7334 | 2526.7467 | 132.9867 | 0.05 |  | 5 |  |  |  | 132.9867 | [8 empty] | 0 | 0 | 0 | 0 | 0 | 0 | 0 | [5 empty] | 0
FL Zone 2WarehouseNew |  | XXXXXXXX | Yes | Nonequipment | HVAC tune-up | PTAC/PTHP system tune-up, including coil cleaning, refrigerant charging, and other diagnostics | Existing PTAC/PTHP without Regular Maintenance/tune-up | Commercial | New | Warehouse | FL Zone 2 | Space Cooling |  |  | 0 | Per Unit | [7 empty] | 584.2935 | 555.0788 | 29.2147 | 0.05 |  | 5 |  |  |  | 29.2147 | [8 empty] | 0 | 0 | 0 | 0 | 0 | 0 | 0 | [5 empty] | 0
FL Zone 2AssemblyExisting |  | XXXXXXXX | Yes | Nonequipment | HVAC tune-up_RTU | Rooftop Unit (RTU) System tune-up, including coil cleaning, refrigerant charging, and other diagnostics | Existing typical RTU without Regular Maintenance/tune-up | Commercial | Existing | Assembly | FL Zone 2 | Space Cooling |  |  | 0 | Per Unit | [7 empty] | 15686.1986 | 14901.8887 | 784.3099 | 0.05 |  | 5 |  |  |  | 602.2646 | [8 empty] | 0 | 0 | 0 | 0 | 0 | 0 | 0 | [5 empty] | 0
FL Zone 2College and UniversityExisting |  | XXXXXXXX | Yes | Nonequipment | HVAC tune-up_RTU | Rooftop Unit (RTU) System tune-up, including coil cleaning, refrigerant charging, and other diagnostics | Existing typical RTU without Regular Maintenance/tune-up | Commercial | Existing | College and University | FL Zone 2 | Space Cooling |  |  | 0 | Per Unit | [7 empty] | 17402.4392 | 16532.3172 | 870.122 | 0.05 |  | 5 |  |  |  | 668.1589 | [8 empty] | 0 | 0 | 0 | 0 | 0 | 0 | 0 | [5 empty] | 0
FL Zone 2GroceryExisting |  | XXXXXXXX | Yes | Nonequipment | HVAC tune-up_RTU | Rooftop Unit (RTU) System tune-up, including coil cleaning, refrigerant charging, and other diagnostics | Existing typical RTU without Regular Maintenance/tune-up | Commercial | Existing | Grocery | FL Zone 2 | Space Cooling |  |  | 0 | Per Unit | [7 empty] | 8665.2145 | 8231.9538 | 433.2607 | 0.05 |  | 5 |  |  |  | 332.6971 | [8 empty] | 0 | 0 | 0 | 0 | 0 | 0 | 0 | [5 empty] | 0
FL Zone 2HealthcareExisting |  | XXXXXXXX | Yes | Nonequipment | HVAC tune-up_RTU | Rooftop Unit (RTU) System tune-up, including coil cleaning, refrigerant charging, and other diagnostics | Existing typical RTU without Regular Maintenance/tune-up | Commercial | Existing | Healthcare | FL Zone 2 | Space Cooling |  |  | 0 | Per Unit | [7 empty] | 34132.7841 | 32426.1449 | 1706.6392 | 0.05 |  | 5 |  |  |  | 1310.5131 | [8 empty] | 0 | 0 | 0 | 0 | 0 | 0 | 0 | [5 empty] | 0
FL Zone 2HospitalsExisting |  | XXXXXXXX | Yes | Nonequipment | HVAC tune-up_RTU | Rooftop Unit (RTU) System tune-up, including coil cleaning, refrigerant charging, and other diagnostics | Existing typical RTU without Regular Maintenance/tune-up | Commercial | Existing | Hospitals | FL Zone 2 | Space Cooling |  |  | 0 | Per Unit | [7 empty] | 32332.5318 | 30715.9052 | 1616.6266 | 0.05 |  | 5 |  |  |  | 1241.3932 | [8 empty] | 0 | 0 | 0 | 0 | 0 | 0 | 0 | [5 empty] | 0
FL Zone 2InstitutionalExisting |  | XXXXXXXX | Yes | Nonequipment | HVAC tune-up_RTU | Rooftop Unit (RTU) System tune-up, including coil cleaning, refrigerant charging, and other diagnostics | Existing typical RTU without Regular Maintenance/tune-up | Commercial | Existing | Institutional | FL Zone 2 | Space Cooling |  |  | 0 | Per Unit | [7 empty] | 8473.1876 | 8049.5282 | 423.6594 | 0.05 |  | 5 |  |  |  | 325.3243 | [8 empty] | 0 | 0 | 0 | 0 | 0 | 0 | 0 | [5 empty] | 0
FL Zone 2Lodging/HospitalityExisting |  | XXXXXXXX | Yes | Nonequipment | HVAC tune-up_RTU | Rooftop Unit (RTU) System tune-up, including coil cleaning, refrigerant charging, and other diagnostics | Existing typical RTU without Regular Maintenance/tune-up | Commercial | Existing | Lodging/Hospitality | FL Zone 2 | Space Cooling |  |  | 0 | Per Unit | [7 empty] | 25911.6318 | 24616.0502 | 1295.5816 | 0.05 |  | 5 |  |  |  | 994.8656 | [8 empty] | 0 | 0 | 0 | 0 | 0 | 0 | 0 | [5 empty] | 0
FL Zone 2MiscellaneousExisting |  | XXXXXXXX | Yes | Nonequipment | HVAC tune-up_RTU | Rooftop Unit (RTU) System tune-up, including coil cleaning, refrigerant charging, and other diagnostics | Existing typical RTU without Regular Maintenance/tune-up | Commercial | Existing | Miscellaneous | FL Zone 2 | Space Cooling |  |  | 0 | Per Unit | [7 empty] | 8761.228 | 8323.1666 | 438.0614 | 0.05 |  | 5 |  |  |  | 336.3835 | [8 empty] | 0 | 0 | 0 | 0 | 0 | 0 | 0 | [5 empty] | 0
FL Zone 2OfficesExisting |  | XXXXXXXX | Yes | Nonequipment | HVAC tune-up_RTU | Rooftop Unit (RTU) System tune-up, including coil cleaning, refrigerant charging, and other diagnostics | Existing typical RTU without Regular Maintenance/tune-up | Commercial | Existing | Offices | FL Zone 2 | Space Cooling |  |  | 0 | Per Unit | [7 empty] | 17654.4745 | 16771.7508 | 882.7237 | 0.05 |  | 5 |  |  |  | 677.8357 | [8 empty] | 0 | 0 | 0 | 0 | 0 | 0 | 0 | [5 empty] | 0
FL Zone 2RestaurantsExisting |  | XXXXXXXX | Yes | Nonequipment | HVAC tune-up_RTU | Rooftop Unit (RTU) System tune-up, including coil cleaning, refrigerant charging, and other diagnostics | Existing typical RTU without Regular Maintenance/tune-up | Commercial | Existing | Restaurants | FL Zone 2 | Space Cooling |  |  | 0 | Per Unit | [7 empty] | 25419.5629 | 24148.5847 | 1270.9781 | 0.05 |  | 5 |  |  |  | 975.9729 | [8 empty] | 0 | 0 | 0 | 0 | 0 | 0 | 0 | [5 empty] | 0
FL Zone 2RetailExisting |  | XXXXXXXX | Yes | Nonequipment | HVAC tune-up_RTU | Rooftop Unit (RTU) System tune-up, including coil cleaning, refrigerant charging, and other diagnostics | Existing typical RTU without Regular Maintenance/tune-up | Commercial | Existing | Retail | FL Zone 2 | Space Cooling |  |  | 0 | Per Unit | [7 empty] | 19922.7924 | 18926.6528 | 996.1396 | 0.05 |  | 5 |  |  |  | 764.9268 | [8 empty] | 0 | 0 | 0 | 0 | 0 | 0 | 0 | [5 empty] | 0
FL Zone 2Schools K-12Existing |  | XXXXXXXX | Yes | Nonequipment | HVAC tune-up_RTU | Rooftop Unit (RTU) System tune-up, including coil cleaning, refrigerant charging, and other diagnostics | Existing typical RTU without Regular Maintenance/tune-up | Commercial | Existing | Schools K-12 | FL Zone 2 | Space Cooling |  |  | 0 | Per Unit | [7 empty] | 17318.4274 | 16452.506 | 865.9214 | 0.05 |  | 5 |  |  |  | 664.9333 | [8 empty] | 0 | 0 | 0 | 0 | 0 | 0 | 0 | [5 empty] | 0
FL Zone 2WarehouseExisting |  | XXXXXXXX | Yes | Nonequipment | HVAC tune-up_RTU | Rooftop Unit (RTU) System tune-up, including coil cleaning, refrigerant charging, and other diagnostics | Existing typical RTU without Regular Maintenance/tune-up | Commercial | Existing | Warehouse | FL Zone 2 | Space Cooling |  |  | 0 | Per Unit | [7 empty] | 3804.5333 | 3614.3066 | 190.2267 | 0.05 |  | 5 |  |  |  | 146.0734 | [8 empty] | 0 | 0 | 0 | 0 | 0 | 0 | 0 | [5 empty] | 0
FL Zone 2AssemblyNew |  | XXXXXXXX | Yes | Nonequipment | HVAC tune-up_RTU | Rooftop Unit (RTU) System tune-up, including coil cleaning, refrigerant charging, and other diagnostics | Existing typical RTU without Regular Maintenance/tune-up | Commercial | New | Assembly | FL Zone 2 | Space Cooling |  |  | 0 | Per Unit | [7 empty] | 15686.1986 | 14901.8887 | 784.3099 | 0.05 |  | 5 |  |  |  | 602.2646 | [8 empty] | 0 | 0 | 0 | 0 | 0 | 0 | 0 | [5 empty] | 0
FL Zone 2College and UniversityNew |  | XXXXXXXX | Yes | Nonequipment | HVAC tune-up_RTU | Rooftop Unit (RTU) System tune-up, including coil cleaning, refrigerant charging, and other diagnostics | Existing typical RTU without Regular Maintenance/tune-up | Commercial | New | College and University | FL Zone 2 | Space Cooling |  |  | 0 | Per Unit | [7 empty] | 17402.4392 | 16532.3172 | 870.122 | 0.05 |  | 5 |  |  |  | 668.1589 | [8 empty] | 0 | 0 | 0 | 0 | 0 | 0 | 0 | [5 empty] | 0
FL Zone 2GroceryNew |  | XXXXXXXX | Yes | Nonequipment | HVAC tune-up_RTU | Rooftop Unit (RTU) System tune-up, including coil cleaning, refrigerant charging, and other diagnostics | Existing typical RTU without Regular Maintenance/tune-up | Commercial | New | Grocery | FL Zone 2 | Space Cooling |  |  | 0 | Per Unit | [7 empty] | 8665.2145 | 8231.9538 | 433.2607 | 0.05 |  | 5 |  |  |  | 332.6971 | [8 empty] | 0 | 0 | 0 | 0 | 0 | 0 | 0 | [5 empty] | 0
FL Zone 2HealthcareNew |  | XXXXXXXX | Yes | Nonequipment | HVAC tune-up_RTU | Rooftop Unit (RTU) System tune-up, including coil cleaning, refrigerant charging, and other diagnostics | Existing typical RTU without Regular Maintenance/tune-up | Commercial | New | Healthcare | FL Zone 2 | Space Cooling |  |  | 0 | Per Unit | [7 empty] | 34132.7841 | 32426.1449 | 1706.6392 | 0.05 |  | 5 |  |  |  | 1310.5131 | [8 empty] | 0 | 0 | 0 | 0 | 0 | 0 | 0 | [5 empty] | 0
FL Zone 2HospitalsNew |  | XXXXXXXX | Yes | Nonequipment | HVAC tune-up_RTU | Rooftop Unit (RTU) System tune-up, including coil cleaning, refrigerant charging, and other diagnostics | Existing typical RTU without Regular Maintenance/tune-up | Commercial | New | Hospitals | FL Zone 2 | Space Cooling |  |  | 0 | Per Unit | [7 empty] | 32332.5318 | 30715.9052 | 1616.6266 | 0.05 |  | 5 |  |  |  | 1241.3932 | [8 empty] | 0 | 0 | 0 | 0 | 0 | 0 | 0 | [5 empty] | 0
FL Zone 2InstitutionalNew |  | XXXXXXXX | Yes | Nonequipment | HVAC tune-up_RTU | Rooftop Unit (RTU) System tune-up, including coil cleaning, refrigerant charging, and other diagnostics | Existing typical RTU without Regular Maintenance/tune-up | Commercial | New | Institutional | FL Zone 2 | Space Cooling |  |  | 0 | Per Unit | [7 empty] | 8473.1876 | 8049.5282 | 423.6594 | 0.05 |  | 5 |  |  |  | 325.3243 | [8 empty] | 0 | 0 | 0 | 0 | 0 | 0 | 0 | [5 empty] | 0
FL Zone 2Lodging/HospitalityNew |  | XXXXXXXX | Yes | Nonequipment | HVAC tune-up_RTU | Rooftop Unit (RTU) System tune-up, including coil cleaning, refrigerant charging, and other diagnostics | Existing typical RTU without Regular Maintenance/tune-up | Commercial | New | Lodging/Hospitality | FL Zone 2 | Space Cooling |  |  | 0 | Per Unit | [7 empty] | 25911.6318 | 24616.0502 | 1295.5816 | 0.05 |  | 5 |  |  |  | 994.8656 | [8 empty] | 0 | 0 | 0 | 0 | 0 | 0 | 0 | [5 empty] | 0
FL Zone 2MiscellaneousNew |  | XXXXXXXX | Yes | Nonequipment | HVAC tune-up_RTU | Rooftop Unit (RTU) System tune-up, including coil cleaning, refrigerant charging, and other diagnostics | Existing typical RTU without Regular Maintenance/tune-up | Commercial | New | Miscellaneous | FL Zone 2 | Space Cooling |  |  | 0 | Per Unit | [7 empty] | 8761.228 | 8323.1666 | 438.0614 | 0.05 |  | 5 |  |  |  | 336.3835 | [8 empty] | 0 | 0 | 0 | 0 | 0 | 0 | 0 | [5 empty] | 0
FL Zone 2OfficesNew |  | XXXXXXXX | Yes | Nonequipment | HVAC tune-up_RTU | Rooftop Unit (RTU) System tune-up, including coil cleaning, refrigerant charging, and other diagnostics | Existing typical RTU without Regular Maintenance/tune-up | Commercial | New | Offices | FL Zone 2 | Space Cooling |  |  | 0 | Per Unit | [7 empty] | 17654.4745 | 16771.7508 | 882.7237 | 0.05 |  | 5 |  |  |  | 677.8357 | [8 empty] | 0 | 0 | 0 | 0 | 0 | 0 | 0 | [5 empty] | 0
FL Zone 2RestaurantsNew |  | XXXXXXXX | Yes | Nonequipment | HVAC tune-up_RTU | Rooftop Unit (RTU) System tune-up, including coil cleaning, refrigerant charging, and other diagnostics | Existing typical RTU without Regular Maintenance/tune-up | Commercial | New | Restaurants | FL Zone 2 | Space Cooling |  |  | 0 | Per Unit | [7 empty] | 25419.5629 | 24148.5847 | 1270.9781 | 0.05 |  | 5 |  |  |  | 975.9729 | [8 empty] | 0 | 0 | 0 | 0 | 0 | 0 | 0 | [5 empty] | 0
FL Zone 2RetailNew |  | XXXXXXXX | Yes | Nonequipment | HVAC tune-up_RTU | Rooftop Unit (RTU) System tune-up, including coil cleaning, refrigerant charging, and other diagnostics | Existing typical RTU without Regular Maintenance/tune-up | Commercial | New | Retail | FL Zone 2 | Space Cooling |  |  | 0 | Per Unit | [7 empty] | 19922.7924 | 18926.6528 | 996.1396 | 0.05 |  | 5 |  |  |  | 764.9268 | [8 empty] | 0 | 0 | 0 | 0 | 0 | 0 | 0 | [5 empty] | 0
FL Zone 2Schools K-12New |  | XXXXXXXX | Yes | Nonequipment | HVAC tune-up_RTU | Rooftop Unit (RTU) System tune-up, including coil cleaning, refrigerant charging, and other diagnostics | Existing typical RTU without Regular Maintenance/tune-up | Commercial | New | Schools K-12 | FL Zone 2 | Space Cooling |  |  | 0 | Per Unit | [7 empty] | 17318.4274 | 16452.506 | 865.9214 | 0.05 |  | 5 |  |  |  | 664.9333 | [8 empty] | 0 | 0 | 0 | 0 | 0 | 0 | 0 | [5 empty] | 0
FL Zone 2WarehouseNew |  | XXXXXXXX | Yes | Nonequipment | HVAC tune-up_RTU | Rooftop Unit (RTU) System tune-up, including coil cleaning, refrigerant charging, and other diagnostics | Existing typical RTU without Regular Maintenance/tune-up | Commercial | New | Warehouse | FL Zone 2 | Space Cooling |  |  | 0 | Per Unit | [7 empty] | 3804.5333 | 3614.3066 | 190.2267 | 0.05 |  | 5 |  |  |  | 146.0734 | [8 empty] | 0 | 0 | 0 | 0 | 0 | 0 | 0 | [5 empty] | 0
FL Zone 2AssemblyTurnover |  | XXXXXXXX | Yes | Equipment | Induction Cooktops | Efficient Induction Cooktop | One Standard Electric Cooktop | Commercial | Turnover | Assembly | FL Zone 2 | Cooking | Cooking Other |  | 0 | Per Unit | [7 empty] | 10488.15 | 8513.91 | 1974.24 | 0.18824 |  | 10 |  |  |  | 1974.24 | [8 empty] | 0 | 0 | 0 | 0 | 0 | 0 | 0 | [5 empty] | 0
FL Zone 2College and UniversityTurnover |  | XXXXXXXX | Yes | Equipment | Induction Cooktops | Efficient Induction Cooktop | One Standard Electric Cooktop | Commercial | Turnover | College and University | FL Zone 2 | Cooking | Cooking Other |  | 0 | Per Unit | [7 empty] | 10488.15 | 8513.91 | 1974.24 | 0.18824 |  | 10 |  |  |  | 1974.24 | [8 empty] | 0 | 0 | 0 | 0 | 0 | 0 | 0 | [5 empty] | 0
FL Zone 2GroceryTurnover |  | XXXXXXXX | Yes | Equipment | Induction Cooktops | Efficient Induction Cooktop | One Standard Electric Cooktop | Commercial | Turnover | Grocery | FL Zone 2 | Cooking | Cooking Other |  | 0 | Per Unit | [7 empty] | 10488.15 | 8513.91 | 1974.24 | 0.18824 |  | 10 |  |  |  | 1974.24 | [8 empty] | 0 | 0 | 0 | 0 | 0 | 0 | 0 | [5 empty] | 0
FL Zone 2HealthcareTurnover |  | XXXXXXXX | Yes | Equipment | Induction Cooktops | Efficient Induction Cooktop | One Standard Electric Cooktop | Commercial | Turnover | Healthcare | FL Zone 2 | Cooking | Cooking Other |  | 0 | Per Unit | [7 empty] | 10488.15 | 8513.91 | 1974.24 | 0.18824 |  | 10 |  |  |  | 1974.24 | [8 empty] | 0 | 0 | 0 | 0 | 0 | 0 | 0 | [5 empty] | 0
FL Zone 2HospitalsTurnover |  | XXXXXXXX | Yes | Equipment | Induction Cooktops | Efficient Induction Cooktop | One Standard Electric Cooktop | Commercial | Turnover | Hospitals | FL Zone 2 | Cooking | Cooking Other |  | 0 | Per Unit | [7 empty] | 10488.15 | 8513.91 | 1974.24 | 0.18824 |  | 10 |  |  |  | 1974.24 | [8 empty] | 0 | 0 | 0 | 0 | 0 | 0 | 0 | [5 empty] | 0
FL Zone 2InstitutionalTurnover |  | XXXXXXXX | Yes | Equipment | Induction Cooktops | Efficient Induction Cooktop | One Standard Electric Cooktop | Commercial | Turnover | Institutional | FL Zone 2 | Cooking | Cooking Other |  | 0 | Per Unit | [7 empty] | 10488.15 | 8513.91 | 1974.24 | 0.18824 |  | 10 |  |  |  | 1974.24 | [8 empty] | 0 | 0 | 0 | 0 | 0 | 0 | 0 | [5 empty] | 0
FL Zone 2Lodging/HospitalityTurnover |  | XXXXXXXX | Yes | Equipment | Induction Cooktops | Efficient Induction Cooktop | One Standard Electric Cooktop | Commercial | Turnover | Lodging/Hospitality | FL Zone 2 | Cooking | Cooking Other |  | 0 | Per Unit | [7 empty] | 10488.15 | 8513.91 | 1974.24 | 0.18824 |  | 10 |  |  |  | 1974.24 | [8 empty] | 0 | 0 | 0 | 0 | 0 | 0 | 0 | [5 empty] | 0
FL Zone 2MiscellaneousTurnover |  | XXXXXXXX | Yes | Equipment | Induction Cooktops | Efficient Induction Cooktop | One Standard Electric Cooktop | Commercial | Turnover | Miscellaneous | FL Zone 2 | Cooking | Cooking Other |  | 0 | Per Unit | [7 empty] | 10488.15 | 8513.91 | 1974.24 | 0.18824 |  | 10 |  |  |  | 1974.24 | [8 empty] | 0 | 0 | 0 | 0 | 0 | 0 | 0 | [5 empty] | 0
FL Zone 2OfficesTurnover |  | XXXXXXXX | Yes | Equipment | Induction Cooktops | Efficient Induction Cooktop | One Standard Electric Cooktop | Commercial | Turnover | Offices | FL Zone 2 | Cooking | Cooking Other |  | 0 | Per Unit | [7 empty] | 10488.15 | 8513.91 | 1974.24 | 0.18824 |  | 10 |  |  |  | 1974.24 | [8 empty] | 0 | 0 | 0 | 0 | 0 | 0 | 0 | [5 empty] | 0
FL Zone 2RestaurantsTurnover |  | XXXXXXXX | Yes | Equipment | Induction Cooktops | Efficient Induction Cooktop | One Standard Electric Cooktop | Commercial | Turnover | Restaurants | FL Zone 2 | Cooking | Cooking Other |  | 0 | Per Unit | [7 empty] | 10488.15 | 8513.91 | 1974.24 | 0.18824 |  | 10 |  |  |  | 1974.24 | [8 empty] | 0 | 0 | 0 | 0 | 0 | 0 | 0 | [5 empty] | 0
FL Zone 2RetailTurnover |  | XXXXXXXX | Yes | Equipment | Induction Cooktops | Efficient Induction Cooktop | One Standard Electric Cooktop | Commercial | Turnover | Retail | FL Zone 2 | Cooking | Cooking Other |  | 0 | Per Unit | [7 empty] | 10488.15 | 8513.91 | 1974.24 | 0.18824 |  | 10 |  |  |  | 1974.24 | [8 empty] | 0 | 0 | 0 | 0 | 0 | 0 | 0 | [5 empty] | 0
FL Zone 2Schools K-12Turnover |  | XXXXXXXX | Yes | Equipment | Induction Cooktops | Efficient Induction Cooktop | One Standard Electric Cooktop | Commercial | Turnover | Schools K-12 | FL Zone 2 | Cooking | Cooking Other |  | 0 | Per Unit | [7 empty] | 10488.15 | 8513.91 | 1974.24 | 0.18824 |  | 10 |  |  |  | 1974.24 | [8 empty] | 0 | 0 | 0 | 0 | 0 | 0 | 0 | [5 empty] | 0
FL Zone 2WarehouseTurnover |  | XXXXXXXX | Yes | Equipment | Induction Cooktops | Efficient Induction Cooktop | One Standard Electric Cooktop | Commercial | Turnover | Warehouse | FL Zone 2 | Cooking | Cooking Other |  | 0 | Per Unit | [7 empty] | 10488.15 | 8513.91 | 1974.24 | 0.18824 |  | 10 |  |  |  | 1974.24 | [8 empty] | 0 | 0 | 0 | 0 | 0 | 0 | 0 | [5 empty] | 0
FL Zone 2AssemblyNew |  | XXXXXXXX | Yes | Equipment | Induction Cooktops | Efficient Induction Cooktop | One Standard Electric Cooktop | Commercial | New | Assembly | FL Zone 2 | Cooking | Cooking Other |  | 0 | Per Unit | [7 empty] | 10488.15 | 8513.91 | 1974.24 | 0.18824 |  | 10 |  |  |  | 1974.24 | [8 empty] | 0 | 0 | 0 | 0 | 0 | 0 | 0 | [5 empty] | 0
FL Zone 2College and UniversityNew |  | XXXXXXXX | Yes | Equipment | Induction Cooktops | Efficient Induction Cooktop | One Standard Electric Cooktop | Commercial | New | College and University | FL Zone 2 | Cooking | Cooking Other |  | 0 | Per Unit | [7 empty] | 10488.15 | 8513.91 | 1974.24 | 0.18824 |  | 10 |  |  |  | 1974.24 | [8 empty] | 0 | 0 | 0 | 0 | 0 | 0 | 0 | [5 empty] | 0
FL Zone 2GroceryNew |  | XXXXXXXX | Yes | Equipment | Induction Cooktops | Efficient Induction Cooktop | One Standard Electric Cooktop | Commercial | New | Grocery | FL Zone 2 | Cooking | Cooking Other |  | 0 | Per Unit | [7 empty] | 10488.15 | 8513.91 | 1974.24 | 0.18824 |  | 10 |  |  |  | 1974.24 | [8 empty] | 0 | 0 | 0 | 0 | 0 | 0 | 0 | [5 empty] | 0
FL Zone 2HealthcareNew |  | XXXXXXXX | Yes | Equipment | Induction Cooktops | Efficient Induction Cooktop | One Standard Electric Cooktop | Commercial | New | Healthcare | FL Zone 2 | Cooking | Cooking Other |  | 0 | Per Unit | [7 empty] | 10488.15 | 8513.91 | 1974.24 | 0.18824 |  | 10 |  |  |  | 1974.24 | [8 empty] | 0 | 0 | 0 | 0 | 0 | 0 | 0 | [5 empty] | 0
FL Zone 2HospitalsNew |  | XXXXXXXX | Yes | Equipment | Induction Cooktops | Efficient Induction Cooktop | One Standard Electric Cooktop | Commercial | New | Hospitals | FL Zone 2 | Cooking | Cooking Other |  | 0 | Per Unit | [7 empty] | 10488.15 | 8513.91 | 1974.24 | 0.18824 |  | 10 |  |  |  | 1974.24 | [8 empty] | 0 | 0 | 0 | 0 | 0 | 0 | 0 | [5 empty] | 0
FL Zone 2InstitutionalNew |  | XXXXXXXX | Yes | Equipment | Induction Cooktops | Efficient Induction Cooktop | One Standard Electric Cooktop | Commercial | New | Institutional | FL Zone 2 | Cooking | Cooking Other |  | 0 | Per Unit | [7 empty] | 10488.15 | 8513.91 | 1974.24 | 0.18824 |  | 10 |  |  |  | 1974.24 | [8 empty] | 0 | 0 | 0 | 0 | 0 | 0 | 0 | [5 empty] | 0
FL Zone 2Lodging/HospitalityNew |  | XXXXXXXX | Yes | Equipment | Induction Cooktops | Efficient Induction Cooktop | One Standard Electric Cooktop | Commercial | New | Lodging/Hospitality | FL Zone 2 | Cooking | Cooking Other |  | 0 | Per Unit | [7 empty] | 10488.15 | 8513.91 | 1974.24 | 0.18824 |  | 10 |  |  |  | 1974.24 | [8 empty] | 0 | 0 | 0 | 0 | 0 | 0 | 0 | [5 empty] | 0
FL Zone 2MiscellaneousNew |  | XXXXXXXX | Yes | Equipment | Induction Cooktops | Efficient Induction Cooktop | One Standard Electric Cooktop | Commercial | New | Miscellaneous | FL Zone 2 | Cooking | Cooking Other |  | 0 | Per Unit | [7 empty] | 10488.15 | 8513.91 | 1974.24 | 0.18824 |  | 10 |  |  |  | 1974.24 | [8 empty] | 0 | 0 | 0 | 0 | 0 | 0 | 0 | [5 empty] | 0
FL Zone 2OfficesNew |  | XXXXXXXX | Yes | Equipment | Induction Cooktops | Efficient Induction Cooktop | One Standard Electric Cooktop | Commercial | New | Offices | FL Zone 2 | Cooking | Cooking Other |  | 0 | Per Unit | [7 empty] | 10488.15 | 8513.91 | 1974.24 | 0.18824 |  | 10 |  |  |  | 1974.24 | [8 empty] | 0 | 0 | 0 | 0 | 0 | 0 | 0 | [5 empty] | 0
FL Zone 2RestaurantsNew |  | XXXXXXXX | Yes | Equipment | Induction Cooktops | Efficient Induction Cooktop | One Standard Electric Cooktop | Commercial | New | Restaurants | FL Zone 2 | Cooking | Cooking Other |  | 0 | Per Unit | [7 empty] | 10488.15 | 8513.91 | 1974.24 | 0.18824 |  | 10 |  |  |  | 1974.24 | [8 empty] | 0 | 0 | 0 | 0 | 0 | 0 | 0 | [5 empty] | 0
FL Zone 2RetailNew |  | XXXXXXXX | Yes | Equipment | Induction Cooktops | Efficient Induction Cooktop | One Standard Electric Cooktop | Commercial | New | Retail | FL Zone 2 | Cooking | Cooking Other |  | 0 | Per Unit | [7 empty] | 10488.15 | 8513.91 | 1974.24 | 0.18824 |  | 10 |  |  |  | 1974.24 | [8 empty] | 0 | 0 | 0 | 0 | 0 | 0 | 0 | [5 empty] | 0
FL Zone 2Schools K-12New |  | XXXXXXXX | Yes | Equipment | Induction Cooktops | Efficient Induction Cooktop | One Standard Electric Cooktop | Commercial | New | Schools K-12 | FL Zone 2 | Cooking | Cooking Other |  | 0 | Per Unit | [7 empty] | 10488.15 | 8513.91 | 1974.24 | 0.18824 |  | 10 |  |  |  | 1974.24 | [8 empty] | 0 | 0 | 0 | 0 | 0 | 0 | 0 | [5 empty] | 0
FL Zone 2WarehouseNew |  | XXXXXXXX | Yes | Equipment | Induction Cooktops | Efficient Induction Cooktop | One Standard Electric Cooktop | Commercial | New | Warehouse | FL Zone 2 | Cooking | Cooking Other |  | 0 | Per Unit | [7 empty] | 10488.15 | 8513.91 | 1974.24 | 0.18824 |  | 10 |  |  |  | 1974.24 | [8 empty] | 0 | 0 | 0 | 0 | 0 | 0 | 0 | [5 empty] | 0
FL Zone 2AssemblyExisting |  | XXXXXXXX | Yes | Nonequipment | Infiltration Reduction - Air Sealing | Reduced leakage through caulking, weather-stripping | Standard Heating and Cooling System with Moderate Infiltration | Commercial | Existing | Assembly | FL Zone 2 | Space Heating |  |  | 0 | Square feet | [7 empty] | 0.59244 | 0.57728 | 0.015163 | 0.025594 |  | 11 |  |  |  | 0.015163 | [8 empty] | 0 | 0 | 0 | 0 | 0 | 0 | 0 | [5 empty] | 0
FL Zone 2College and UniversityExisting |  | XXXXXXXX | Yes | Nonequipment | Infiltration Reduction - Air Sealing | Reduced leakage through caulking, weather-stripping | Standard Heating and Cooling System with Moderate Infiltration | Commercial | Existing | College and University | FL Zone 2 | Space Heating |  |  | 0 | Square feet | [7 empty] | 1.7285 | 1.7211 | 0.0074069 | 0.0042852 |  | 11 |  |  |  | 0.0074069 | [8 empty] | 0 | 0 | 0 | 0 | 0 | 0 | 0 | [5 empty] | 0
FL Zone 2GroceryExisting |  | XXXXXXXX | Yes | Nonequipment | Infiltration Reduction - Air Sealing | Reduced leakage through caulking, weather-stripping | Standard Heating and Cooling System with Moderate Infiltration | Commercial | Existing | Grocery | FL Zone 2 | Space Heating |  |  | 0 | Square feet | [7 empty] | 4.8505 | 4.7989 | 0.051563 | 0.010631 |  | 11 |  |  |  | 0.051563 | [8 empty] | 0 | 0 | 0 | 0 | 0 | 0 | 0 | [5 empty] | 0
FL Zone 2HealthcareExisting |  | XXXXXXXX | Yes | Nonequipment | Infiltration Reduction - Air Sealing | Reduced leakage through caulking, weather-stripping | Standard Heating and Cooling System with Moderate Infiltration | Commercial | Existing | Healthcare | FL Zone 2 | Space Heating |  |  | 0 | Square feet | [7 empty] | 2.3592 | 2.3448 | 0.014368 | 0.0060902 |  | 11 |  |  |  | 0.014368 | [8 empty] | 0 | 0 | 0 | 0 | 0 | 0 | 0 | [5 empty] | 0
FL Zone 2HospitalsExisting |  | XXXXXXXX | Yes | Nonequipment | Infiltration Reduction - Air Sealing | Reduced leakage through caulking, weather-stripping | Standard Heating and Cooling System with Moderate Infiltration | Commercial | Existing | Hospitals | FL Zone 2 | Space Heating |  |  | 0 | Square feet | [7 empty] | 12.716 | 12.7086 | 0.0074323 | 0.00058449 |  | 11 |  |  |  | 0.0074323 | [8 empty] | 0 | 0 | 0 | 0 | 0 | 0 | 0 | [5 empty] | 0
FL Zone 2InstitutionalExisting |  | XXXXXXXX | Yes | Nonequipment | Infiltration Reduction - Air Sealing | Reduced leakage through caulking, weather-stripping | Standard Heating and Cooling System with Moderate Infiltration | Commercial | Existing | Institutional | FL Zone 2 | Space Heating |  |  | 0 | Square feet | [7 empty] | 8.8017 | 8.7553 | 0.04637 | 0.0052683 |  | 11 |  |  |  | 0.04637 | [8 empty] | 0 | 0 | 0 | 0 | 0 | 0 | 0 | [5 empty] | 0
FL Zone 2Lodging/HospitalityExisting |  | XXXXXXXX | Yes | Nonequipment | Infiltration Reduction - Air Sealing | Reduced leakage through caulking, weather-stripping | Standard Heating and Cooling System with Moderate Infiltration | Commercial | Existing | Lodging/Hospitality | FL Zone 2 | Space Heating |  |  | 0 | Square feet | [7 empty] | 5.4316 | 5.3967 | 0.034883 | 0.0064223 |  | 11 |  |  |  | 0.034883 | [8 empty] | 0 | 0 | 0 | 0 | 0 | 0 | 0 | [5 empty] | 0
FL Zone 2MiscellaneousExisting |  | XXXXXXXX | Yes | Nonequipment | Infiltration Reduction - Air Sealing | Reduced leakage through caulking, weather-stripping | Standard Heating and Cooling System with Moderate Infiltration | Commercial | Existing | Miscellaneous | FL Zone 2 | Space Heating |  |  | 0 | Square feet | [7 empty] | 16.7729 | 16.7636 | 0.0092687 | 0.0005526 |  | 11 |  |  |  | 0.0092687 | [8 empty] | 0 | 0 | 0 | 0 | 0 | 0 | 0 | [5 empty] | 0
FL Zone 2OfficesExisting |  | XXXXXXXX | Yes | Nonequipment | Infiltration Reduction - Air Sealing | Reduced leakage through caulking, weather-stripping | Standard Heating and Cooling System with Moderate Infiltration | Commercial | Existing | Offices | FL Zone 2 | Space Heating |  |  | 0 | Square feet | [7 empty] | 9.1029 | 9.0356 | 0.067294 | 0.0073926 |  | 11 |  |  |  | 0.067294 | [8 empty] | 0 | 0 | 0 | 0 | 0 | 0 | 0 | [5 empty] | 0
FL Zone 2RestaurantsExisting |  | XXXXXXXX | Yes | Nonequipment | Infiltration Reduction - Air Sealing | Reduced leakage through caulking, weather-stripping | Standard Heating and Cooling System with Moderate Infiltration | Commercial | Existing | Restaurants | FL Zone 2 | Space Heating |  |  | 0 | Square feet | [7 empty] | 4.9042 | 4.8541 | 0.050032 | 0.010202 |  | 11 |  |  |  | 0.050032 | [8 empty] | 0 | 0 | 0 | 0 | 0 | 0 | 0 | [5 empty] | 0
FL Zone 2RetailExisting |  | XXXXXXXX | Yes | Nonequipment | Infiltration Reduction - Air Sealing | Reduced leakage through caulking, weather-stripping | Standard Heating and Cooling System with Moderate Infiltration | Commercial | Existing | Retail | FL Zone 2 | Space Heating |  |  | 0 | Square feet | [7 empty] | 0.93572 | 0.91386 | 0.021856 | 0.023358 |  | 11 |  |  |  | 0.021856 | [8 empty] | 0 | 0 | 0 | 0 | 0 | 0 | 0 | [5 empty] | 0
FL Zone 2Schools K-12Existing |  | XXXXXXXX | Yes | Nonequipment | Infiltration Reduction - Air Sealing | Reduced leakage through caulking, weather-stripping | Standard Heating and Cooling System with Moderate Infiltration | Commercial | Existing | Schools K-12 | FL Zone 2 | Space Heating |  |  | 0 | Square feet | [7 empty] | 0.79861 | 0.79362 | 0.0049915 | 0.0062502 |  | 11 |  |  |  | 0.0049915 | [8 empty] | 0 | 0 | 0 | 0 | 0 | 0 | 0 | [5 empty] | 0
FL Zone 2WarehouseExisting |  | XXXXXXXX | Yes | Nonequipment | Infiltration Reduction - Air Sealing | Reduced leakage through caulking, weather-stripping | Standard Heating and Cooling System with Moderate Infiltration | Commercial | Existing | Warehouse | FL Zone 2 | Space Heating |  |  | 0 | Square feet | [7 empty] | 0.21938 | 0.20558 | 0.013803 | 0.062917 |  | 11 |  |  |  | 0.013803 | [8 empty] | 0 | 0 | 0 | 0 | 0 | 0 | 0 | [5 empty] | 0
FL Zone 2AssemblyNew |  | XXXXXXXX | Yes | Nonequipment | Infiltration Reduction - Air Sealing | Reduced leakage through caulking, weather-stripping | Standard Heating and Cooling System with Moderate Infiltration | Commercial | New | Assembly | FL Zone 2 | Space Heating |  |  | 0 | Square feet | [7 empty] | 0.59244 | 0.5787 | 0.013741 | 0.023195 |  | 11 |  |  |  | 0.013741 | [8 empty] | 0 | 0 | 0 | 0 | 0 | 0 | 0 | [5 empty] | 0
FL Zone 2College and UniversityNew |  | XXXXXXXX | Yes | Nonequipment | Infiltration Reduction - Air Sealing | Reduced leakage through caulking, weather-stripping | Standard Heating and Cooling System with Moderate Infiltration | Commercial | New | College and University | FL Zone 2 | Space Heating |  |  | 0 | Square feet | [7 empty] | 1.7285 | 1.7218 | 0.0067125 | 0.0038835 |  | 11 |  |  |  | 0.0067125 | [8 empty] | 0 | 0 | 0 | 0 | 0 | 0 | 0 | [5 empty] | 0
FL Zone 2GroceryNew |  | XXXXXXXX | Yes | Nonequipment | Infiltration Reduction - Air Sealing | Reduced leakage through caulking, weather-stripping | Standard Heating and Cooling System with Moderate Infiltration | Commercial | New | Grocery | FL Zone 2 | Space Heating |  |  | 0 | Square feet | [7 empty] | 4.8505 | 4.8037 | 0.046729 | 0.0096339 |  | 11 |  |  |  | 0.046729 | [8 empty] | 0 | 0 | 0 | 0 | 0 | 0 | 0 | [5 empty] | 0
FL Zone 2HealthcareNew |  | XXXXXXXX | Yes | Nonequipment | Infiltration Reduction - Air Sealing | Reduced leakage through caulking, weather-stripping | Standard Heating and Cooling System with Moderate Infiltration | Commercial | New | Healthcare | FL Zone 2 | Space Heating |  |  | 0 | Square feet | [7 empty] | 2.3592 | 2.3462 | 0.013021 | 0.0055193 |  | 11 |  |  |  | 0.013021 | [8 empty] | 0 | 0 | 0 | 0 | 0 | 0 | 0 | [5 empty] | 0
FL Zone 2HospitalsNew |  | XXXXXXXX | Yes | Nonequipment | Infiltration Reduction - Air Sealing | Reduced leakage through caulking, weather-stripping | Standard Heating and Cooling System with Moderate Infiltration | Commercial | New | Hospitals | FL Zone 2 | Space Heating |  |  | 0 | Square feet | [7 empty] | 12.716 | 12.7093 | 0.0067355 | 0.00052969 |  | 11 |  |  |  | 0.0067355 | [8 empty] | 0 | 0 | 0 | 0 | 0 | 0 | 0 | [5 empty] | 0
FL Zone 2InstitutionalNew |  | XXXXXXXX | Yes | Nonequipment | Infiltration Reduction - Air Sealing | Reduced leakage through caulking, weather-stripping | Standard Heating and Cooling System with Moderate Infiltration | Commercial | New | Institutional | FL Zone 2 | Space Heating |  |  | 0 | Square feet | [7 empty] | 8.8017 | 8.7597 | 0.042023 | 0.0047744 |  | 11 |  |  |  | 0.042023 | [8 empty] | 0 | 0 | 0 | 0 | 0 | 0 | 0 | [5 empty] | 0
FL Zone 2Lodging/HospitalityNew |  | XXXXXXXX | Yes | Nonequipment | Infiltration Reduction - Air Sealing | Reduced leakage through caulking, weather-stripping | Standard Heating and Cooling System with Moderate Infiltration | Commercial | New | Lodging/Hospitality | FL Zone 2 | Space Heating |  |  | 0 | Square feet | [7 empty] | 5.4316 | 5.3999 | 0.031613 | 0.0058202 |  | 11 |  |  |  | 0.031613 | [8 empty] | 0 | 0 | 0 | 0 | 0 | 0 | 0 | [5 empty] | 0
FL Zone 2MiscellaneousNew |  | XXXXXXXX | Yes | Nonequipment | Infiltration Reduction - Air Sealing | Reduced leakage through caulking, weather-stripping | Standard Heating and Cooling System with Moderate Infiltration | Commercial | New | Miscellaneous | FL Zone 2 | Space Heating |  |  | 0 | Square feet | [7 empty] | 16.7729 | 16.7645 | 0.0083998 | 0.00050079 |  | 11 |  |  |  | 0.0083998 | [8 empty] | 0 | 0 | 0 | 0 | 0 | 0 | 0 | [5 empty] | 0
FL Zone 2OfficesNew |  | XXXXXXXX | Yes | Nonequipment | Infiltration Reduction - Air Sealing | Reduced leakage through caulking, weather-stripping | Standard Heating and Cooling System with Moderate Infiltration | Commercial | New | Offices | FL Zone 2 | Space Heating |  |  | 0 | Square feet | [7 empty] | 9.1029 | 9.0419 | 0.060986 | 0.0066996 |  | 11 |  |  |  | 0.060986 | [8 empty] | 0 | 0 | 0 | 0 | 0 | 0 | 0 | [5 empty] | 0
FL Zone 2RestaurantsNew |  | XXXXXXXX | Yes | Nonequipment | Infiltration Reduction - Air Sealing | Reduced leakage through caulking, weather-stripping | Standard Heating and Cooling System with Moderate Infiltration | Commercial | New | Restaurants | FL Zone 2 | Space Heating |  |  | 0 | Square feet | [7 empty] | 4.9042 | 4.8588 | 0.045342 | 0.0092456 |  | 11 |  |  |  | 0.045342 | [8 empty] | 0 | 0 | 0 | 0 | 0 | 0 | 0 | [5 empty] | 0
FL Zone 2RetailNew |  | XXXXXXXX | Yes | Nonequipment | Infiltration Reduction - Air Sealing | Reduced leakage through caulking, weather-stripping | Standard Heating and Cooling System with Moderate Infiltration | Commercial | New | Retail | FL Zone 2 | Space Heating |  |  | 0 | Square feet | [7 empty] | 0.93572 | 0.91591 | 0.019807 | 0.021168 |  | 11 |  |  |  | 0.019807 | [8 empty] | 0 | 0 | 0 | 0 | 0 | 0 | 0 | [5 empty] | 0
FL Zone 2Schools K-12New |  | XXXXXXXX | Yes | Nonequipment | Infiltration Reduction - Air Sealing | Reduced leakage through caulking, weather-stripping | Standard Heating and Cooling System with Moderate Infiltration | Commercial | New | Schools K-12 | FL Zone 2 | Space Heating |  |  | 0 | Square feet | [7 empty] | 0.79861 | 0.79408 | 0.0045235 | 0.0056642 |  | 11 |  |  |  | 0.0045235 | [8 empty] | 0 | 0 | 0 | 0 | 0 | 0 | 0 | [5 empty] | 0
FL Zone 2WarehouseNew |  | XXXXXXXX | Yes | Nonequipment | Infiltration Reduction - Air Sealing | Reduced leakage through caulking, weather-stripping | Standard Heating and Cooling System with Moderate Infiltration | Commercial | New | Warehouse | FL Zone 2 | Space Heating |  |  | 0 | Square feet | [7 empty] | 0.21938 | 0.20687 | 0.012509 | 0.057018 |  | 11 |  |  |  | 0.012509 | [8 empty] | 0 | 0 | 0 | 0 | 0 | 0 | 0 | [5 empty] | 0
FL Zone 2AssemblyExisting |  | XXXXXXXX | Yes | Nonequipment | Infiltration Reduction - Air Sealing | Reduced leakage through caulking, weather-stripping | Standard Heating and Cooling System with Moderate Infiltration | Commercial | Existing | Assembly | FL Zone 2 | Space Cooling |  |  | 0 | Square feet | [7 empty] | 3.1952 | 3.1746 | 0.020654 | 0.0064639 |  | 11 |  |  |  | 0.020654 | [8 empty] | 0 | 0 | 0 | 0 | 0 | 0 | 0 | [5 empty] | 0
FL Zone 2College and UniversityExisting |  | XXXXXXXX | Yes | Nonequipment | Infiltration Reduction - Air Sealing | Reduced leakage through caulking, weather-stripping | Standard Heating and Cooling System with Moderate Infiltration | Commercial | Existing | College and University | FL Zone 2 | Space Cooling |  |  | 0 | Square feet | [7 empty] | 9.3222 | 9.3121 | 0.010089 | 0.0010823 |  | 11 |  |  |  | 0.010089 | [8 empty] | 0 | 0 | 0 | 0 | 0 | 0 | 0 | [5 empty] | 0
FL Zone 2GroceryExisting |  | XXXXXXXX | Yes | Nonequipment | Infiltration Reduction - Air Sealing | Reduced leakage through caulking, weather-stripping | Standard Heating and Cooling System with Moderate Infiltration | Commercial | Existing | Grocery | FL Zone 2 | Space Cooling |  |  | 0 | Square feet | [7 empty] | 26.16 | 26.0898 | 0.070234 | 0.0026848 |  | 11 |  |  |  | 0.070234 | [8 empty] | 0 | 0 | 0 | 0 | 0 | 0 | 0 | [5 empty] | 0
FL Zone 2HealthcareExisting |  | XXXXXXXX | Yes | Nonequipment | Infiltration Reduction - Air Sealing | Reduced leakage through caulking, weather-stripping | Standard Heating and Cooling System with Moderate Infiltration | Commercial | Existing | Healthcare | FL Zone 2 | Space Cooling |  |  | 0 | Square feet | [7 empty] | 12.7238 | 12.7042 | 0.019571 | 0.0015381 |  | 11 |  |  |  | 0.019571 | [8 empty] | 0 | 0 | 0 | 0 | 0 | 0 | 0 | [5 empty] | 0
FL Zone 2HospitalsExisting |  | XXXXXXXX | Yes | Nonequipment | Infiltration Reduction - Air Sealing | Reduced leakage through caulking, weather-stripping | Standard Heating and Cooling System with Moderate Infiltration | Commercial | Existing | Hospitals | FL Zone 2 | Space Cooling |  |  | 0 | Square feet | [7 empty] | 68.5815 | 68.5714 | 0.010124 | 0.00014761 |  | 11 |  |  |  | 0.010124 | [8 empty] | 0 | 0 | 0 | 0 | 0 | 0 | 0 | [5 empty] | 0
FL Zone 2InstitutionalExisting |  | XXXXXXXX | Yes | Nonequipment | Infiltration Reduction - Air Sealing | Reduced leakage through caulking, weather-stripping | Standard Heating and Cooling System with Moderate Infiltration | Commercial | Existing | Institutional | FL Zone 2 | Space Cooling |  |  | 0 | Square feet | [7 empty] | 47.4704 | 47.4073 | 0.063161 | 0.0013305 |  | 11 |  |  |  | 0.063161 | [8 empty] | 0 | 0 | 0 | 0 | 0 | 0 | 0 | [5 empty] | 0
FL Zone 2Lodging/HospitalityExisting |  | XXXXXXXX | Yes | Nonequipment | Infiltration Reduction - Air Sealing | Reduced leakage through caulking, weather-stripping | Standard Heating and Cooling System with Moderate Infiltration | Commercial | Existing | Lodging/Hospitality | FL Zone 2 | Space Cooling |  |  | 0 | Square feet | [7 empty] | 29.2942 | 29.2466 | 0.047514 | 0.001622 |  | 11 |  |  |  | 0.047514 | [8 empty] | 0 | 0 | 0 | 0 | 0 | 0 | 0 | [5 empty] | 0
FL Zone 2MiscellaneousExisting |  | XXXXXXXX | Yes | Nonequipment | Infiltration Reduction - Air Sealing | Reduced leakage through caulking, weather-stripping | Standard Heating and Cooling System with Moderate Infiltration | Commercial | Existing | Miscellaneous | FL Zone 2 | Space Cooling |  |  | 0 | Square feet | [7 empty] | 90.4615 | 90.4489 | 0.012625 | 0.00013956 |  | 11 |  |  |  | 0.012625 | [8 empty] | 0 | 0 | 0 | 0 | 0 | 0 | 0 | [5 empty] | 0
FL Zone 2OfficesExisting |  | XXXXXXXX | Yes | Nonequipment | Infiltration Reduction - Air Sealing | Reduced leakage through caulking, weather-stripping | Standard Heating and Cooling System with Moderate Infiltration | Commercial | Existing | Offices | FL Zone 2 | Space Cooling |  |  | 0 | Square feet | [7 empty] | 49.095 | 49.0033 | 0.091662 | 0.001867 |  | 11 |  |  |  | 0.091662 | [8 empty] | 0 | 0 | 0 | 0 | 0 | 0 | 0 | [5 empty] | 0
FL Zone 2RestaurantsExisting |  | XXXXXXXX | Yes | Nonequipment | Infiltration Reduction - Air Sealing | Reduced leakage through caulking, weather-stripping | Standard Heating and Cooling System with Moderate Infiltration | Commercial | Existing | Restaurants | FL Zone 2 | Space Cooling |  |  | 0 | Square feet | [7 empty] | 26.4498 | 26.3816 | 0.068149 | 0.0025766 |  | 11 |  |  |  | 0.068149 | [8 empty] | 0 | 0 | 0 | 0 | 0 | 0 | 0 | [5 empty] | 0
FL Zone 2RetailExisting |  | XXXXXXXX | Yes | Nonequipment | Infiltration Reduction - Air Sealing | Reduced leakage through caulking, weather-stripping | Standard Heating and Cooling System with Moderate Infiltration | Commercial | Existing | Retail | FL Zone 2 | Space Cooling |  |  | 0 | Square feet | [7 empty] | 5.0466 | 5.0169 | 0.02977 | 0.005899 |  | 11 |  |  |  | 0.02977 | [8 empty] | 0 | 0 | 0 | 0 | 0 | 0 | 0 | [5 empty] | 0
FL Zone 2Schools K-12Existing |  | XXXXXXXX | Yes | Nonequipment | Infiltration Reduction - Air Sealing | Reduced leakage through caulking, weather-stripping | Standard Heating and Cooling System with Moderate Infiltration | Commercial | Existing | Schools K-12 | FL Zone 2 | Space Cooling |  |  | 0 | Square feet | [7 empty] | 4.3072 | 4.3004 | 0.0067989 | 0.0015785 |  | 11 |  |  |  | 0.0067989 | [8 empty] | 0 | 0 | 0 | 0 | 0 | 0 | 0 | [5 empty] | 0
FL Zone 2WarehouseExisting |  | XXXXXXXX | Yes | Nonequipment | Infiltration Reduction - Air Sealing | Reduced leakage through caulking, weather-stripping | Standard Heating and Cooling System with Moderate Infiltration | Commercial | Existing | Warehouse | FL Zone 2 | Space Cooling |  |  | 0 | Square feet | [7 empty] | 1.1832 | 1.1644 | 0.018801 | 0.01589 |  | 11 |  |  |  | 0.018801 | [8 empty] | 0 | 0 | 0 | 0 | 0 | 0 | 0 | [5 empty] | 0
FL Zone 2AssemblyNew |  | XXXXXXXX | Yes | Nonequipment | Infiltration Reduction - Air Sealing | Reduced leakage through caulking, weather-stripping | Standard Heating and Cooling System with Moderate Infiltration | Commercial | New | Assembly | FL Zone 2 | Space Cooling |  |  | 0 | Square feet | [7 empty] | 3.1952 | 3.1746 | 0.020654 | 0.0064639 |  | 11 |  |  |  | 0.020654 | [8 empty] | 0 | 0 | 0 | 0 | 0 | 0 | 0 | [5 empty] | 0
FL Zone 2College and UniversityNew |  | XXXXXXXX | Yes | Nonequipment | Infiltration Reduction - Air Sealing | Reduced leakage through caulking, weather-stripping | Standard Heating and Cooling System with Moderate Infiltration | Commercial | New | College and University | FL Zone 2 | Space Cooling |  |  | 0 | Square feet | [7 empty] | 9.3222 | 9.3121 | 0.010089 | 0.0010823 |  | 11 |  |  |  | 0.010089 | [8 empty] | 0 | 0 | 0 | 0 | 0 | 0 | 0 | [5 empty] | 0
FL Zone 2GroceryNew |  | XXXXXXXX | Yes | Nonequipment | Infiltration Reduction - Air Sealing | Reduced leakage through caulking, weather-stripping | Standard Heating and Cooling System with Moderate Infiltration | Commercial | New | Grocery | FL Zone 2 | Space Cooling |  |  | 0 | Square feet | [7 empty] | 26.16 | 26.0898 | 0.070234 | 0.0026848 |  | 11 |  |  |  | 0.070234 | [8 empty] | 0 | 0 | 0 | 0 | 0 | 0 | 0 | [5 empty] | 0
FL Zone 2HealthcareNew |  | XXXXXXXX | Yes | Nonequipment | Infiltration Reduction - Air Sealing | Reduced leakage through caulking, weather-stripping | Standard Heating and Cooling System with Moderate Infiltration | Commercial | New | Healthcare | FL Zone 2 | Space Cooling |  |  | 0 | Square feet | [7 empty] | 12.7238 | 12.7042 | 0.019571 | 0.0015381 |  | 11 |  |  |  | 0.019571 | [8 empty] | 0 | 0 | 0 | 0 | 0 | 0 | 0 | [5 empty] | 0
FL Zone 2HospitalsNew |  | XXXXXXXX | Yes | Nonequipment | Infiltration Reduction - Air Sealing | Reduced leakage through caulking, weather-stripping | Standard Heating and Cooling System with Moderate Infiltration | Commercial | New | Hospitals | FL Zone 2 | Space Cooling |  |  | 0 | Square feet | [7 empty] | 68.5815 | 68.5714 | 0.010124 | 0.00014761 |  | 11 |  |  |  | 0.010124 | [8 empty] | 0 | 0 | 0 | 0 | 0 | 0 | 0 | [5 empty] | 0
FL Zone 2InstitutionalNew |  | XXXXXXXX | Yes | Nonequipment | Infiltration Reduction - Air Sealing | Reduced leakage through caulking, weather-stripping | Standard Heating and Cooling System with Moderate Infiltration | Commercial | New | Institutional | FL Zone 2 | Space Cooling |  |  | 0 | Square feet | [7 empty] | 47.4704 | 47.4073 | 0.063161 | 0.0013305 |  | 11 |  |  |  | 0.063161 | [8 empty] | 0 | 0 | 0 | 0 | 0 | 0 | 0 | [5 empty] | 0
FL Zone 2Lodging/HospitalityNew |  | XXXXXXXX | Yes | Nonequipment | Infiltration Reduction - Air Sealing | Reduced leakage through caulking, weather-stripping | Standard Heating and Cooling System with Moderate Infiltration | Commercial | New | Lodging/Hospitality | FL Zone 2 | Space Cooling |  |  | 0 | Square feet | [7 empty] | 29.2942 | 29.2466 | 0.047514 | 0.001622 |  | 11 |  |  |  | 0.047514 | [8 empty] | 0 | 0 | 0 | 0 | 0 | 0 | 0 | [5 empty] | 0
FL Zone 2MiscellaneousNew |  | XXXXXXXX | Yes | Nonequipment | Infiltration Reduction - Air Sealing | Reduced leakage through caulking, weather-stripping | Standard Heating and Cooling System with Moderate Infiltration | Commercial | New | Miscellaneous | FL Zone 2 | Space Cooling |  |  | 0 | Square feet | [7 empty] | 90.4615 | 90.4489 | 0.012625 | 0.00013956 |  | 11 |  |  |  | 0.012625 | [8 empty] | 0 | 0 | 0 | 0 | 0 | 0 | 0 | [5 empty] | 0
FL Zone 2OfficesNew |  | XXXXXXXX | Yes | Nonequipment | Infiltration Reduction - Air Sealing | Reduced leakage through caulking, weather-stripping | Standard Heating and Cooling System with Moderate Infiltration | Commercial | New | Offices | FL Zone 2 | Space Cooling |  |  | 0 | Square feet | [7 empty] | 49.095 | 49.0033 | 0.091662 | 0.001867 |  | 11 |  |  |  | 0.091662 | [8 empty] | 0 | 0 | 0 | 0 | 0 | 0 | 0 | [5 empty] | 0
FL Zone 2RestaurantsNew |  | XXXXXXXX | Yes | Nonequipment | Infiltration Reduction - Air Sealing | Reduced leakage through caulking, weather-stripping | Standard Heating and Cooling System with Moderate Infiltration | Commercial | New | Restaurants | FL Zone 2 | Space Cooling |  |  | 0 | Square feet | [7 empty] | 26.4498 | 26.3816 | 0.068149 | 0.0025766 |  | 11 |  |  |  | 0.068149 | [8 empty] | 0 | 0 | 0 | 0 | 0 | 0 | 0 | [5 empty] | 0
FL Zone 2RetailNew |  | XXXXXXXX | Yes | Nonequipment | Infiltration Reduction - Air Sealing | Reduced leakage through caulking, weather-stripping | Standard Heating and Cooling System with Moderate Infiltration | Commercial | New | Retail | FL Zone 2 | Space Cooling |  |  | 0 | Square feet | [7 empty] | 5.0466 | 5.0169 | 0.02977 | 0.005899 |  | 11 |  |  |  | 0.02977 | [8 empty] | 0 | 0 | 0 | 0 | 0 | 0 | 0 | [5 empty] | 0
FL Zone 2Schools K-12New |  | XXXXXXXX | Yes | Nonequipment | Infiltration Reduction - Air Sealing | Reduced leakage through caulking, weather-stripping | Standard Heating and Cooling System with Moderate Infiltration | Commercial | New | Schools K-12 | FL Zone 2 | Space Cooling |  |  | 0 | Square feet | [7 empty] | 4.3072 | 4.3004 | 0.0067989 | 0.0015785 |  | 11 |  |  |  | 0.0067989 | [8 empty] | 0 | 0 | 0 | 0 | 0 | 0 | 0 | [5 empty] | 0
FL Zone 2WarehouseNew |  | XXXXXXXX | Yes | Nonequipment | Infiltration Reduction - Air Sealing | Reduced leakage through caulking, weather-stripping | Standard Heating and Cooling System with Moderate Infiltration | Commercial | New | Warehouse | FL Zone 2 | Space Cooling |  |  | 0 | Square feet | [7 empty] | 1.1832 | 1.1644 | 0.018801 | 0.01589 |  | 11 |  |  |  | 0.018801 | [8 empty] | 0 | 0 | 0 | 0 | 0 | 0 | 0 | [5 empty] | 0
FL Zone 2AssemblyTurnover |  | XXXXXXXX | Yes | Equipment | Instantaneous Hot Water System | Instantaneous Hot Water System | Code-Compliant Electric Storage Water Heater | Commercial | Turnover | Assembly | FL Zone 2 | Domestic Hot Water | "Point-of-Use" water heaters |  | 0 | Per Water Heater | [7 empty] | 6497.1371 | 6117.2534 | 379.8836 | 0.058469 |  | 20 |  |  |  | 379.8836 | [8 empty] | 0 | 0 | 0 | 0 | 0 | 0 | 0 | [5 empty] | 0
FL Zone 2College and UniversityTurnover |  | XXXXXXXX | Yes | Equipment | Instantaneous Hot Water System | Instantaneous Hot Water System | Code-Compliant Electric Storage Water Heater | Commercial | Turnover | College and University | FL Zone 2 | Domestic Hot Water | "Point-of-Use" water heaters |  | 0 | Per Water Heater | [7 empty] | 149434.1526 | 140696.8292 | 8737.3234 | 0.058469 |  | 20 |  |  |  | 8737.3234 | [8 empty] | 0 | 0 | 0 | 0 | 0 | 0 | 0 | [5 empty] | 0
FL Zone 2GroceryTurnover |  | XXXXXXXX | Yes | Equipment | Instantaneous Hot Water System | Instantaneous Hot Water System | Code-Compliant Electric Storage Water Heater | Commercial | Turnover | Grocery | FL Zone 2 | Domestic Hot Water | "Point-of-Use" water heaters |  | 0 | Per Water Heater | [7 empty] | 12994.2741 | 12234.5069 | 759.7673 | 0.058469 |  | 20 |  |  |  | 759.7673 | [8 empty] | 0 | 0 | 0 | 0 | 0 | 0 | 0 | [5 empty] | 0
FL Zone 2HealthcareTurnover |  | XXXXXXXX | Yes | Equipment | Instantaneous Hot Water System | Instantaneous Hot Water System | Code-Compliant Electric Storage Water Heater | Commercial | Turnover | Healthcare | FL Zone 2 | Domestic Hot Water | "Point-of-Use" water heaters |  | 0 | Per Water Heater | [7 empty] | 8662.8494 | 8156.3379 | 506.5115 | 0.058469 |  | 20 |  |  |  | 506.5115 | [8 empty] | 0 | 0 | 0 | 0 | 0 | 0 | 0 | [5 empty] | 0
FL Zone 2HospitalsTurnover |  | XXXXXXXX | Yes | Equipment | Instantaneous Hot Water System | Instantaneous Hot Water System | Code-Compliant Electric Storage Water Heater | Commercial | Turnover | Hospitals | FL Zone 2 | Domestic Hot Water | "Point-of-Use" water heaters |  | 0 | Per Water Heater | [7 empty] | 262051.1952 | 246729.2222 | 15321.9729 | 0.058469 |  | 20 |  |  |  | 15321.9729 | [8 empty] | 0 | 0 | 0 | 0 | 0 | 0 | 0 | [5 empty] | 0
FL Zone 2InstitutionalTurnover |  | XXXXXXXX | Yes | Equipment | Instantaneous Hot Water System | Instantaneous Hot Water System | Code-Compliant Electric Storage Water Heater | Commercial | Turnover | Institutional | FL Zone 2 | Domestic Hot Water | "Point-of-Use" water heaters |  | 0 | Per Water Heater | [7 empty] | 519770.9656 | 489380.2755 | 30390.6901 | 0.058469 |  | 20 |  |  |  | 30390.6901 | [8 empty] | 0 | 0 | 0 | 0 | 0 | 0 | 0 | [5 empty] | 0
FL Zone 2Lodging/HospitalityTurnover |  | XXXXXXXX | Yes | Equipment | Instantaneous Hot Water System | Instantaneous Hot Water System | Code-Compliant Electric Storage Water Heater | Commercial | Turnover | Lodging/Hospitality | FL Zone 2 | Domestic Hot Water | "Point-of-Use" water heaters |  | 0 | Per Water Heater | [7 empty] | 62372.5159 | 58725.6331 | 3646.8828 | 0.058469 |  | 20 |  |  |  | 3646.8828 | [8 empty] | 0 | 0 | 0 | 0 | 0 | 0 | 0 | [5 empty] | 0
FL Zone 2MiscellaneousTurnover |  | XXXXXXXX | Yes | Equipment | Instantaneous Hot Water System | Instantaneous Hot Water System | Code-Compliant Electric Storage Water Heater | Commercial | Turnover | Miscellaneous | FL Zone 2 | Domestic Hot Water | "Point-of-Use" water heaters |  | 0 | Per Water Heater | [7 empty] | 389828.2242 | 367035.2066 | 22793.0176 | 0.058469 |  | 20 |  |  |  | 22793.0176 | [8 empty] | 0 | 0 | 0 | 0 | 0 | 0 | 0 | [5 empty] | 0
FL Zone 2OfficesTurnover |  | XXXXXXXX | Yes | Equipment | Instantaneous Hot Water System | Instantaneous Hot Water System | Code-Compliant Electric Storage Water Heater | Commercial | Turnover | Offices | FL Zone 2 | Domestic Hot Water | "Point-of-Use" water heaters |  | 0 | Per Water Heater | [7 empty] | 54142.8089 | 50977.112 | 3165.6969 | 0.058469 |  | 20 |  |  |  | 3165.6969 | [8 empty] | 0 | 0 | 0 | 0 | 0 | 0 | 0 | [5 empty] | 0
FL Zone 2RestaurantsTurnover |  | XXXXXXXX | Yes | Equipment | Instantaneous Hot Water System | Instantaneous Hot Water System | Code-Compliant Electric Storage Water Heater | Commercial | Turnover | Restaurants | FL Zone 2 | Domestic Hot Water | "Point-of-Use" water heaters |  | 0 | Per Water Heater | [7 empty] | 21657.1236 | 20390.8448 | 1266.2788 | 0.058469 |  | 20 |  |  |  | 1266.2788 | [8 empty] | 0 | 0 | 0 | 0 | 0 | 0 | 0 | [5 empty] | 0
FL Zone 2RetailTurnover |  | XXXXXXXX | Yes | Equipment | Instantaneous Hot Water System | Instantaneous Hot Water System | Code-Compliant Electric Storage Water Heater | Commercial | Turnover | Retail | FL Zone 2 | Domestic Hot Water | "Point-of-Use" water heaters |  | 0 | Per Water Heater | [7 empty] | 38592.9942 | 36336.4855 | 2256.5087 | 0.058469 |  | 20 |  |  |  | 2256.5087 | [8 empty] | 0 | 0 | 0 | 0 | 0 | 0 | 0 | [5 empty] | 0
FL Zone 2Schools K-12Turnover |  | XXXXXXXX | Yes | Equipment | Instantaneous Hot Water System | Instantaneous Hot Water System | Code-Compliant Electric Storage Water Heater | Commercial | Turnover | Schools K-12 | FL Zone 2 | Domestic Hot Water | "Point-of-Use" water heaters |  | 0 | Per Water Heater | [7 empty] | 2707.1998 | 2548.9115 | 158.2883 | 0.058469 |  | 20 |  |  |  | 158.2883 | [8 empty] | 0 | 0 | 0 | 0 | 0 | 0 | 0 | [5 empty] | 0
FL Zone 2WarehouseTurnover |  | XXXXXXXX | Yes | Equipment | Instantaneous Hot Water System | Instantaneous Hot Water System | Code-Compliant Electric Storage Water Heater | Commercial | Turnover | Warehouse | FL Zone 2 | Domestic Hot Water | "Point-of-Use" water heaters |  | 0 | Per Water Heater | [7 empty] | 12994.2741 | 12234.5069 | 759.7673 | 0.058469 |  | 20 |  |  |  | 759.7673 | [8 empty] | 0 | 0 | 0 | 0 | 0 | 0 | 0 | [5 empty] | 0
FL Zone 2AssemblyNew |  | XXXXXXXX | Yes | Equipment | Instantaneous Hot Water System | Instantaneous Hot Water System | Code-Compliant Electric Storage Water Heater | Commercial | New | Assembly | FL Zone 2 | Domestic Hot Water | "Point-of-Use" water heaters |  | 0 | Per Water Heater | [7 empty] | 6497.1371 | 6117.2534 | 379.8836 | 0.058469 |  | 20 |  |  |  | 379.8836 | [8 empty] | 0 | 0 | 0 | 0 | 0 | 0 | 0 | [5 empty] | 0
FL Zone 2College and UniversityNew |  | XXXXXXXX | Yes | Equipment | Instantaneous Hot Water System | Instantaneous Hot Water System | Code-Compliant Electric Storage Water Heater | Commercial | New | College and University | FL Zone 2 | Domestic Hot Water | "Point-of-Use" water heaters |  | 0 | Per Water Heater | [7 empty] | 149434.1526 | 140696.8292 | 8737.3234 | 0.058469 |  | 20 |  |  |  | 8737.3234 | [8 empty] | 0 | 0 | 0 | 0 | 0 | 0 | 0 | [5 empty] | 0
FL Zone 2GroceryNew |  | XXXXXXXX | Yes | Equipment | Instantaneous Hot Water System | Instantaneous Hot Water System | Code-Compliant Electric Storage Water Heater | Commercial | New | Grocery | FL Zone 2 | Domestic Hot Water | "Point-of-Use" water heaters |  | 0 | Per Water Heater | [7 empty] | 12994.2741 | 12234.5069 | 759.7673 | 0.058469 |  | 20 |  |  |  | 759.7673 | [8 empty] | 0 | 0 | 0 | 0 | 0 | 0 | 0 | [5 empty] | 0
FL Zone 2HealthcareNew |  | XXXXXXXX | Yes | Equipment | Instantaneous Hot Water System | Instantaneous Hot Water System | Code-Compliant Electric Storage Water Heater | Commercial | New | Healthcare | FL Zone 2 | Domestic Hot Water | "Point-of-Use" water heaters |  | 0 | Per Water Heater | [7 empty] | 8662.8494 | 8156.3379 | 506.5115 | 0.058469 |  | 20 |  |  |  | 506.5115 | [8 empty] | 0 | 0 | 0 | 0 | 0 | 0 | 0 | [5 empty] | 0
FL Zone 2HospitalsNew |  | XXXXXXXX | Yes | Equipment | Instantaneous Hot Water System | Instantaneous Hot Water System | Code-Compliant Electric Storage Water Heater | Commercial | New | Hospitals | FL Zone 2 | Domestic Hot Water | "Point-of-Use" water heaters |  | 0 | Per Water Heater | [7 empty] | 262051.1952 | 246729.2222 | 15321.9729 | 0.058469 |  | 20 |  |  |  | 15321.9729 | [8 empty] | 0 | 0 | 0 | 0 | 0 | 0 | 0 | [5 empty] | 0
FL Zone 2InstitutionalNew |  | XXXXXXXX | Yes | Equipment | Instantaneous Hot Water System | Instantaneous Hot Water System | Code-Compliant Electric Storage Water Heater | Commercial | New | Institutional | FL Zone 2 | Domestic Hot Water | "Point-of-Use" water heaters |  | 0 | Per Water Heater | [7 empty] | 519770.9656 | 489380.2755 | 30390.6901 | 0.058469 |  | 20 |  |  |  | 30390.6901 | [8 empty] | 0 | 0 | 0 | 0 | 0 | 0 | 0 | [5 empty] | 0
FL Zone 2Lodging/HospitalityNew |  | XXXXXXXX | Yes | Equipment | Instantaneous Hot Water System | Instantaneous Hot Water System | Code-Compliant Electric Storage Water Heater | Commercial | New | Lodging/Hospitality | FL Zone 2 | Domestic Hot Water | "Point-of-Use" water heaters |  | 0 | Per Water Heater | [7 empty] | 62372.5159 | 58725.6331 | 3646.8828 | 0.058469 |  | 20 |  |  |  | 3646.8828 | [8 empty] | 0 | 0 | 0 | 0 | 0 | 0 | 0 | [5 empty] | 0
FL Zone 2MiscellaneousNew |  | XXXXXXXX | Yes | Equipment | Instantaneous Hot Water System | Instantaneous Hot Water System | Code-Compliant Electric Storage Water Heater | Commercial | New | Miscellaneous | FL Zone 2 | Domestic Hot Water | "Point-of-Use" water heaters |  | 0 | Per Water Heater | [7 empty] | 389828.2242 | 367035.2066 | 22793.0176 | 0.058469 |  | 20 |  |  |  | 22793.0176 | [8 empty] | 0 | 0 | 0 | 0 | 0 | 0 | 0 | [5 empty] | 0
FL Zone 2OfficesNew |  | XXXXXXXX | Yes | Equipment | Instantaneous Hot Water System | Instantaneous Hot Water System | Code-Compliant Electric Storage Water Heater | Commercial | New | Offices | FL Zone 2 | Domestic Hot Water | "Point-of-Use" water heaters |  | 0 | Per Water Heater | [7 empty] | 54142.8089 | 50977.112 | 3165.6969 | 0.058469 |  | 20 |  |  |  | 3165.6969 | [8 empty] | 0 | 0 | 0 | 0 | 0 | 0 | 0 | [5 empty] | 0
FL Zone 2RestaurantsNew |  | XXXXXXXX | Yes | Equipment | Instantaneous Hot Water System | Instantaneous Hot Water System | Code-Compliant Electric Storage Water Heater | Commercial | New | Restaurants | FL Zone 2 | Domestic Hot Water | "Point-of-Use" water heaters |  | 0 | Per Water Heater | [7 empty] | 21657.1236 | 20390.8448 | 1266.2788 | 0.058469 |  | 20 |  |  |  | 1266.2788 | [8 empty] | 0 | 0 | 0 | 0 | 0 | 0 | 0 | [5 empty] | 0
FL Zone 2RetailNew |  | XXXXXXXX | Yes | Equipment | Instantaneous Hot Water System | Instantaneous Hot Water System | Code-Compliant Electric Storage Water Heater | Commercial | New | Retail | FL Zone 2 | Domestic Hot Water | "Point-of-Use" water heaters |  | 0 | Per Water Heater | [7 empty] | 38592.9942 | 36336.4855 | 2256.5087 | 0.058469 |  | 20 |  |  |  | 2256.5087 | [8 empty] | 0 | 0 | 0 | 0 | 0 | 0 | 0 | [5 empty] | 0
FL Zone 2Schools K-12New |  | XXXXXXXX | Yes | Equipment | Instantaneous Hot Water System | Instantaneous Hot Water System | Code-Compliant Electric Storage Water Heater | Commercial | New | Schools K-12 | FL Zone 2 | Domestic Hot Water | "Point-of-Use" water heaters |  | 0 | Per Water Heater | [7 empty] | 2707.1998 | 2548.9115 | 158.2883 | 0.058469 |  | 20 |  |  |  | 158.2883 | [8 empty] | 0 | 0 | 0 | 0 | 0 | 0 | 0 | [5 empty] | 0
FL Zone 2WarehouseNew |  | XXXXXXXX | Yes | Equipment | Instantaneous Hot Water System | Instantaneous Hot Water System | Code-Compliant Electric Storage Water Heater | Commercial | New | Warehouse | FL Zone 2 | Domestic Hot Water | "Point-of-Use" water heaters |  | 0 | Per Water Heater | [7 empty] | 12994.2741 | 12234.5069 | 759.7673 | 0.058469 |  | 20 |  |  |  | 759.7673 | [8 empty] | 0 | 0 | 0 | 0 | 0 | 0 | 0 | [5 empty] | 0
FL Zone 2AssemblyExisting |  | XXXXXXXX | Yes | Nonequipment | Interior Lighting Controls | Install Interior Photocell Dimming Controls, 500 Watts Controlled | 500 Watts of Lighting, Manually Controlled | Commercial | Existing | Assembly | FL Zone 2 | Interior Lighting |  |  | 0 | Per End Use Consumption | [7 empty] | 1438 | 1035.36 | 402.64 | 0.28 |  | 8 |  |  |  | 402.64 | [8 empty] | 0 | 0 | 0 | 0 | 0 | 0 | 0 | [5 empty] | 0
FL Zone 2College and UniversityExisting |  | XXXXXXXX | Yes | Nonequipment | Interior Lighting Controls | Install Interior Photocell Dimming Controls, 500 Watts Controlled | 500 Watts of Lighting, Manually Controlled | Commercial | Existing | College and University | FL Zone 2 | Interior Lighting |  |  | 0 | Per End Use Consumption | [7 empty] | 2204 | 1586.88 | 617.12 | 0.28 |  | 8 |  |  |  | 617.12 | [8 empty] | 0 | 0 | 0 | 0 | 0 | 0 | 0 | [5 empty] | 0
FL Zone 2GroceryExisting |  | XXXXXXXX | Yes | Nonequipment | Interior Lighting Controls | Install Interior Photocell Dimming Controls, 500 Watts Controlled | 500 Watts of Lighting, Manually Controlled | Commercial | Existing | Grocery | FL Zone 2 | Interior Lighting |  |  | 0 | Per End Use Consumption | [7 empty] | 2772 | 1995.84 | 776.16 | 0.28 |  | 8 |  |  |  | 776.16 | [8 empty] | 0 | 0 | 0 | 0 | 0 | 0 | 0 | [5 empty] | 0
FL Zone 2HealthcareExisting |  | XXXXXXXX | Yes | Nonequipment | Interior Lighting Controls | Install Interior Photocell Dimming Controls, 500 Watts Controlled | 500 Watts of Lighting, Manually Controlled | Commercial | Existing | Healthcare | FL Zone 2 | Interior Lighting |  |  | 0 | Per End Use Consumption | [7 empty] | 2514 | 1810.08 | 703.92 | 0.28 |  | 8 |  |  |  | 703.92 | [8 empty] | 0 | 0 | 0 | 0 | 0 | 0 | 0 | [5 empty] | 0
FL Zone 2HospitalsExisting |  | XXXXXXXX | Yes | Nonequipment | Interior Lighting Controls | Install Interior Photocell Dimming Controls, 500 Watts Controlled | 500 Watts of Lighting, Manually Controlled | Commercial | Existing | Hospitals | FL Zone 2 | Interior Lighting |  |  | 0 | Per End Use Consumption | [7 empty] | 3401 | 2448.72 | 952.28 | 0.28 |  | 8 |  |  |  | 952.28 | [8 empty] | 0 | 0 | 0 | 0 | 0 | 0 | 0 | [5 empty] | 0
FL Zone 2InstitutionalExisting |  | XXXXXXXX | Yes | Nonequipment | Interior Lighting Controls | Install Interior Photocell Dimming Controls, 500 Watts Controlled | 500 Watts of Lighting, Manually Controlled | Commercial | Existing | Institutional | FL Zone 2 | Interior Lighting |  |  | 0 | Per End Use Consumption | [7 empty] | 1649.5 | 1187.64 | 461.86 | 0.28 |  | 8 |  |  |  | 461.86 | [8 empty] | 0 | 0 | 0 | 0 | 0 | 0 | 0 | [5 empty] | 0
FL Zone 2Lodging/HospitalityExisting |  | XXXXXXXX | Yes | Nonequipment | Interior Lighting Controls | Install Interior Photocell Dimming Controls, 500 Watts Controlled | 500 Watts of Lighting, Manually Controlled | Commercial | Existing | Lodging/Hospitality | FL Zone 2 | Interior Lighting |  |  | 0 | Per End Use Consumption | [7 empty] | 1877 | 1351.44 | 525.56 | 0.28 |  | 8 |  |  |  | 525.56 | [8 empty] | 0 | 0 | 0 | 0 | 0 | 0 | 0 | [5 empty] | 0
FL Zone 2MiscellaneousExisting |  | XXXXXXXX | Yes | Nonequipment | Interior Lighting Controls | Install Interior Photocell Dimming Controls, 500 Watts Controlled | 500 Watts of Lighting, Manually Controlled | Commercial | Existing | Miscellaneous | FL Zone 2 | Interior Lighting |  |  | 0 | Per End Use Consumption | [7 empty] | 2204 | 1586.88 | 617.12 | 0.28 |  | 8 |  |  |  | 617.12 | [8 empty] | 0 | 0 | 0 | 0 | 0 | 0 | 0 | [5 empty] | 0
FL Zone 2OfficesExisting |  | XXXXXXXX | Yes | Nonequipment | Interior Lighting Controls | Install Interior Photocell Dimming Controls, 500 Watts Controlled | 500 Watts of Lighting, Manually Controlled | Commercial | Existing | Offices | FL Zone 2 | Interior Lighting |  |  | 0 | Per End Use Consumption | [7 empty] | 1626.5 | 1171.08 | 455.42 | 0.28 |  | 8 |  |  |  | 455.42 | [8 empty] | 0 | 0 | 0 | 0 | 0 | 0 | 0 | [5 empty] | 0
FL Zone 2RestaurantsExisting |  | XXXXXXXX | Yes | Nonequipment | Interior Lighting Controls | Install Interior Photocell Dimming Controls, 500 Watts Controlled | 500 Watts of Lighting, Manually Controlled | Commercial | Existing | Restaurants | FL Zone 2 | Interior Lighting |  |  | 0 | Per End Use Consumption | [7 empty] | 1678.5 | 1208.52 | 469.98 | 0.28 |  | 8 |  |  |  | 469.98 | [8 empty] | 0 | 0 | 0 | 0 | 0 | 0 | 0 | [5 empty] | 0
FL Zone 2RetailExisting |  | XXXXXXXX | Yes | Nonequipment | Interior Lighting Controls | Install Interior Photocell Dimming Controls, 500 Watts Controlled | 500 Watts of Lighting, Manually Controlled | Commercial | Existing | Retail | FL Zone 2 | Interior Lighting |  |  | 0 | Per End Use Consumption | [7 empty] | 2492 | 1794.24 | 697.76 | 0.28 |  | 8 |  |  |  | 697.76 | [8 empty] | 0 | 0 | 0 | 0 | 0 | 0 | 0 | [5 empty] | 0
FL Zone 2Schools K-12Existing |  | XXXXXXXX | Yes | Nonequipment | Interior Lighting Controls | Install Interior Photocell Dimming Controls, 500 Watts Controlled | 500 Watts of Lighting, Manually Controlled | Commercial | Existing | Schools K-12 | FL Zone 2 | Interior Lighting |  |  | 0 | Per End Use Consumption | [7 empty] | 1189.5 | 856.44 | 333.06 | 0.28 |  | 8 |  |  |  | 333.06 | [8 empty] | 0 | 0 | 0 | 0 | 0 | 0 | 0 | [5 empty] | 0
FL Zone 2WarehouseExisting |  | XXXXXXXX | Yes | Nonequipment | Interior Lighting Controls | Install Interior Photocell Dimming Controls, 500 Watts Controlled | 500 Watts of Lighting, Manually Controlled | Commercial | Existing | Warehouse | FL Zone 2 | Interior Lighting |  |  | 0 | Per End Use Consumption | [7 empty] | 1912 | 1376.64 | 535.36 | 0.28 |  | 8 |  |  |  | 535.36 | [8 empty] | 0 | 0 | 0 | 0 | 0 | 0 | 0 | [5 empty] | 0
FL Zone 2AssemblyNew |  | XXXXXXXX | Yes | Nonequipment | Interior Lighting Controls | Install Interior Photocell Dimming Controls, 500 Watts Controlled | 500 Watts of Lighting, Manually Controlled | Commercial | New | Assembly | FL Zone 2 | Interior Lighting |  |  | 0 | Per End Use Consumption | [7 empty] | 1438 | 1035.36 | 402.64 | 0.28 |  | 8 |  |  |  | 402.64 | [8 empty] | 0 | 0 | 0 | 0 | 0 | 0 | 0 | [5 empty] | 0
FL Zone 2College and UniversityNew |  | XXXXXXXX | Yes | Nonequipment | Interior Lighting Controls | Install Interior Photocell Dimming Controls, 500 Watts Controlled | 500 Watts of Lighting, Manually Controlled | Commercial | New | College and University | FL Zone 2 | Interior Lighting |  |  | 0 | Per End Use Consumption | [7 empty] | 2204 | 1586.88 | 617.12 | 0.28 |  | 8 |  |  |  | 617.12 | [8 empty] | 0 | 0 | 0 | 0 | 0 | 0 | 0 | [5 empty] | 0
FL Zone 2GroceryNew |  | XXXXXXXX | Yes | Nonequipment | Interior Lighting Controls | Install Interior Photocell Dimming Controls, 500 Watts Controlled | 500 Watts of Lighting, Manually Controlled | Commercial | New | Grocery | FL Zone 2 | Interior Lighting |  |  | 0 | Per End Use Consumption | [7 empty] | 2772 | 1995.84 | 776.16 | 0.28 |  | 8 |  |  |  | 776.16 | [8 empty] | 0 | 0 | 0 | 0 | 0 | 0 | 0 | [5 empty] | 0
FL Zone 2HealthcareNew |  | XXXXXXXX | Yes | Nonequipment | Interior Lighting Controls | Install Interior Photocell Dimming Controls, 500 Watts Controlled | 500 Watts of Lighting, Manually Controlled | Commercial | New | Healthcare | FL Zone 2 | Interior Lighting |  |  | 0 | Per End Use Consumption | [7 empty] | 2514 | 1810.08 | 703.92 | 0.28 |  | 8 |  |  |  | 703.92 | [8 empty] | 0 | 0 | 0 | 0 | 0 | 0 | 0 | [5 empty] | 0
FL Zone 2HospitalsNew |  | XXXXXXXX | Yes | Nonequipment | Interior Lighting Controls | Install Interior Photocell Dimming Controls, 500 Watts Controlled | 500 Watts of Lighting, Manually Controlled | Commercial | New | Hospitals | FL Zone 2 | Interior Lighting |  |  | 0 | Per End Use Consumption | [7 empty] | 3401 | 2448.72 | 952.28 | 0.28 |  | 8 |  |  |  | 952.28 | [8 empty] | 0 | 0 | 0 | 0 | 0 | 0 | 0 | [5 empty] | 0
FL Zone 2InstitutionalNew |  | XXXXXXXX | Yes | Nonequipment | Interior Lighting Controls | Install Interior Photocell Dimming Controls, 500 Watts Controlled | 500 Watts of Lighting, Manually Controlled | Commercial | New | Institutional | FL Zone 2 | Interior Lighting |  |  | 0 | Per End Use Consumption | [7 empty] | 1649.5 | 1187.64 | 461.86 | 0.28 |  | 8 |  |  |  | 461.86 | [8 empty] | 0 | 0 | 0 | 0 | 0 | 0 | 0 | [5 empty] | 0
FL Zone 2Lodging/HospitalityNew |  | XXXXXXXX | Yes | Nonequipment | Interior Lighting Controls | Install Interior Photocell Dimming Controls, 500 Watts Controlled | 500 Watts of Lighting, Manually Controlled | Commercial | New | Lodging/Hospitality | FL Zone 2 | Interior Lighting |  |  | 0 | Per End Use Consumption | [7 empty] | 1877 | 1351.44 | 525.56 | 0.28 |  | 8 |  |  |  | 525.56 | [8 empty] | 0 | 0 | 0 | 0 | 0 | 0 | 0 | [5 empty] | 0
FL Zone 2MiscellaneousNew |  | XXXXXXXX | Yes | Nonequipment | Interior Lighting Controls | Install Interior Photocell Dimming Controls, 500 Watts Controlled | 500 Watts of Lighting, Manually Controlled | Commercial | New | Miscellaneous | FL Zone 2 | Interior Lighting |  |  | 0 | Per End Use Consumption | [7 empty] | 2204 | 1586.88 | 617.12 | 0.28 |  | 8 |  |  |  | 617.12 | [8 empty] | 0 | 0 | 0 | 0 | 0 | 0 | 0 | [5 empty] | 0
FL Zone 2OfficesNew |  | XXXXXXXX | Yes | Nonequipment | Interior Lighting Controls | Install Interior Photocell Dimming Controls, 500 Watts Controlled | 500 Watts of Lighting, Manually Controlled | Commercial | New | Offices | FL Zone 2 | Interior Lighting |  |  | 0 | Per End Use Consumption | [7 empty] | 1626.5 | 1171.08 | 455.42 | 0.28 |  | 8 |  |  |  | 455.42 | [8 empty] | 0 | 0 | 0 | 0 | 0 | 0 | 0 | [5 empty] | 0
FL Zone 2RestaurantsNew |  | XXXXXXXX | Yes | Nonequipment | Interior Lighting Controls | Install Interior Photocell Dimming Controls, 500 Watts Controlled | 500 Watts of Lighting, Manually Controlled | Commercial | New | Restaurants | FL Zone 2 | Interior Lighting |  |  | 0 | Per End Use Consumption | [7 empty] | 1678.5 | 1208.52 | 469.98 | 0.28 |  | 8 |  |  |  | 469.98 | [8 empty] | 0 | 0 | 0 | 0 | 0 | 0 | 0 | [5 empty] | 0
FL Zone 2RetailNew |  | XXXXXXXX | Yes | Nonequipment | Interior Lighting Controls | Install Interior Photocell Dimming Controls, 500 Watts Controlled | 500 Watts of Lighting, Manually Controlled | Commercial | New | Retail | FL Zone 2 | Interior Lighting |  |  | 0 | Per End Use Consumption | [7 empty] | 2492 | 1794.24 | 697.76 | 0.28 |  | 8 |  |  |  | 697.76 | [8 empty] | 0 | 0 | 0 | 0 | 0 | 0 | 0 | [5 empty] | 0
FL Zone 2Schools K-12New |  | XXXXXXXX | Yes | Nonequipment | Interior Lighting Controls | Install Interior Photocell Dimming Controls, 500 Watts Controlled | 500 Watts of Lighting, Manually Controlled | Commercial | New | Schools K-12 | FL Zone 2 | Interior Lighting |  |  | 0 | Per End Use Consumption | [7 empty] | 1189.5 | 856.44 | 333.06 | 0.28 |  | 8 |  |  |  | 333.06 | [8 empty] | 0 | 0 | 0 | 0 | 0 | 0 | 0 | [5 empty] | 0
FL Zone 2WarehouseNew |  | XXXXXXXX | Yes | Nonequipment | Interior Lighting Controls | Install Interior Photocell Dimming Controls, 500 Watts Controlled | 500 Watts of Lighting, Manually Controlled | Commercial | New | Warehouse | FL Zone 2 | Interior Lighting |  |  | 0 | Per End Use Consumption | [7 empty] | 1912 | 1376.64 | 535.36 | 0.28 |  | 8 |  |  |  | 535.36 | [8 empty] | 0 | 0 | 0 | 0 | 0 | 0 | 0 | [5 empty] | 0
FL Zone 2AssemblyTurnover |  | XXXXXXXX | Yes | Equipment | LED - 14W | LED (assume 14W) replacing EISA-2020 compliant baseline lamp (100w equivalent) | EISA-2020 compliant baseline lamp (100W equivalent) | Commercial | Turnover | Assembly | FL Zone 2 | Interior Lighting | Spot lighting |  | 0 | Per Lamp | [7 empty] | 86.28 | 40.264 | 46.016 | 0.53333 |  | 15 |  |  |  | 46.016 | [8 empty] | 0 | 0 | 0 | 0 | 0 | 0 | 0 | [5 empty] | 0
FL Zone 2College and UniversityTurnover |  | XXXXXXXX | Yes | Equipment | LED - 14W | LED (assume 14W) replacing EISA-2020 compliant baseline lamp (100w equivalent) | EISA-2020 compliant baseline lamp (100W equivalent) | Commercial | Turnover | College and University | FL Zone 2 | Interior Lighting | Spot lighting |  | 0 | Per Lamp | [7 empty] | 132.24 | 61.712 | 70.528 | 0.53333 |  | 15 |  |  |  | 70.528 | [8 empty] | 0 | 0 | 0 | 0 | 0 | 0 | 0 | [5 empty] | 0
FL Zone 2GroceryTurnover |  | XXXXXXXX | Yes | Equipment | LED - 14W | LED (assume 14W) replacing EISA-2020 compliant baseline lamp (100w equivalent) | EISA-2020 compliant baseline lamp (100W equivalent) | Commercial | Turnover | Grocery | FL Zone 2 | Interior Lighting | Spot lighting |  | 0 | Per Lamp | [7 empty] | 166.32 | 77.616 | 88.704 | 0.53333 |  | 15 |  |  |  | 88.704 | [8 empty] | 0 | 0 | 0 | 0 | 0 | 0 | 0 | [5 empty] | 0
FL Zone 2HealthcareTurnover |  | XXXXXXXX | Yes | Equipment | LED - 14W | LED (assume 14W) replacing EISA-2020 compliant baseline lamp (100w equivalent) | EISA-2020 compliant baseline lamp (100W equivalent) | Commercial | Turnover | Healthcare | FL Zone 2 | Interior Lighting | Spot lighting |  | 0 | Per Lamp | [7 empty] | 150.84 | 70.392 | 80.448 | 0.53333 |  | 15 |  |  |  | 80.448 | [8 empty] | 0 | 0 | 0 | 0 | 0 | 0 | 0 | [5 empty] | 0
FL Zone 2HospitalsTurnover |  | XXXXXXXX | Yes | Equipment | LED - 14W | LED (assume 14W) replacing EISA-2020 compliant baseline lamp (100w equivalent) | EISA-2020 compliant baseline lamp (100W equivalent) | Commercial | Turnover | Hospitals | FL Zone 2 | Interior Lighting | Spot lighting |  | 0 | Per Lamp | [7 empty] | 204.06 | 95.228 | 108.832 | 0.53333 |  | 15 |  |  |  | 108.832 | [8 empty] | 0 | 0 | 0 | 0 | 0 | 0 | 0 | [5 empty] | 0
FL Zone 2InstitutionalTurnover |  | XXXXXXXX | Yes | Equipment | LED - 14W | LED (assume 14W) replacing EISA-2020 compliant baseline lamp (100w equivalent) | EISA-2020 compliant baseline lamp (100W equivalent) | Commercial | Turnover | Institutional | FL Zone 2 | Interior Lighting | Spot lighting |  | 0 | Per Lamp | [7 empty] | 98.97 | 46.186 | 52.784 | 0.53333 |  | 15 |  |  |  | 52.784 | [8 empty] | 0 | 0 | 0 | 0 | 0 | 0 | 0 | [5 empty] | 0
FL Zone 2Lodging/HospitalityTurnover |  | XXXXXXXX | Yes | Equipment | LED - 14W | LED (assume 14W) replacing EISA-2020 compliant baseline lamp (100w equivalent) | EISA-2020 compliant baseline lamp (100W equivalent) | Commercial | Turnover | Lodging/Hospitality | FL Zone 2 | Interior Lighting | Spot lighting |  | 0 | Per Lamp | [7 empty] | 112.62 | 52.556 | 60.064 | 0.53333 |  | 15 |  |  |  | 60.064 | [8 empty] | 0 | 0 | 0 | 0 | 0 | 0 | 0 | [5 empty] | 0
FL Zone 2MiscellaneousTurnover |  | XXXXXXXX | Yes | Equipment | LED - 14W | LED (assume 14W) replacing EISA-2020 compliant baseline lamp (100w equivalent) | EISA-2020 compliant baseline lamp (100W equivalent) | Commercial | Turnover | Miscellaneous | FL Zone 2 | Interior Lighting | Spot lighting |  | 0 | Per Lamp | [7 empty] | 132.24 | 61.712 | 70.528 | 0.53333 |  | 15 |  |  |  | 70.528 | [8 empty] | 0 | 0 | 0 | 0 | 0 | 0 | 0 | [5 empty] | 0
FL Zone 2OfficesTurnover |  | XXXXXXXX | Yes | Equipment | LED - 14W | LED (assume 14W) replacing EISA-2020 compliant baseline lamp (100w equivalent) | EISA-2020 compliant baseline lamp (100W equivalent) | Commercial | Turnover | Offices | FL Zone 2 | Interior Lighting | Spot lighting |  | 0 | Per Lamp | [7 empty] | 97.59 | 45.542 | 52.048 | 0.53333 |  | 15 |  |  |  | 52.048 | [8 empty] | 0 | 0 | 0 | 0 | 0 | 0 | 0 | [5 empty] | 0
FL Zone 2RestaurantsTurnover |  | XXXXXXXX | Yes | Equipment | LED - 14W | LED (assume 14W) replacing EISA-2020 compliant baseline lamp (100w equivalent) | EISA-2020 compliant baseline lamp (100W equivalent) | Commercial | Turnover | Restaurants | FL Zone 2 | Interior Lighting | Spot lighting |  | 0 | Per Lamp | [7 empty] | 100.71 | 46.998 | 53.712 | 0.53333 |  | 15 |  |  |  | 53.712 | [8 empty] | 0 | 0 | 0 | 0 | 0 | 0 | 0 | [5 empty] | 0
FL Zone 2RetailTurnover |  | XXXXXXXX | Yes | Equipment | LED - 14W | LED (assume 14W) replacing EISA-2020 compliant baseline lamp (100w equivalent) | EISA-2020 compliant baseline lamp (100W equivalent) | Commercial | Turnover | Retail | FL Zone 2 | Interior Lighting | Spot lighting |  | 0 | Per Lamp | [7 empty] | 149.52 | 69.776 | 79.744 | 0.53333 |  | 15 |  |  |  | 79.744 | [8 empty] | 0 | 0 | 0 | 0 | 0 | 0 | 0 | [5 empty] | 0
FL Zone 2Schools K-12Turnover |  | XXXXXXXX | Yes | Equipment | LED - 14W | LED (assume 14W) replacing EISA-2020 compliant baseline lamp (100w equivalent) | EISA-2020 compliant baseline lamp (100W equivalent) | Commercial | Turnover | Schools K-12 | FL Zone 2 | Interior Lighting | Spot lighting |  | 0 | Per Lamp | [7 empty] | 71.37 | 33.306 | 38.064 | 0.53333 |  | 15 |  |  |  | 38.064 | [8 empty] | 0 | 0 | 0 | 0 | 0 | 0 | 0 | [5 empty] | 0
FL Zone 2WarehouseTurnover |  | XXXXXXXX | Yes | Equipment | LED - 14W | LED (assume 14W) replacing EISA-2020 compliant baseline lamp (100w equivalent) | EISA-2020 compliant baseline lamp (100W equivalent) | Commercial | Turnover | Warehouse | FL Zone 2 | Interior Lighting | Spot lighting |  | 0 | Per Lamp | [7 empty] | 114.72 | 53.536 | 61.184 | 0.53333 |  | 15 |  |  |  | 61.184 | [8 empty] | 0 | 0 | 0 | 0 | 0 | 0 | 0 | [5 empty] | 0
FL Zone 2AssemblyNew |  | XXXXXXXX | Yes | Equipment | LED - 14W | LED (assume 14W) replacing EISA-2020 compliant baseline lamp (100w equivalent) | EISA-2020 compliant baseline lamp (100W equivalent) | Commercial | New | Assembly | FL Zone 2 | Interior Lighting | Spot lighting |  | 0 | Per Lamp | [7 empty] | 86.28 | 40.264 | 46.016 | 0.53333 |  | 15 |  |  |  | 46.016 | [8 empty] | 0 | 0 | 0 | 0 | 0 | 0 | 0 | [5 empty] | 0
FL Zone 2College and UniversityNew |  | XXXXXXXX | Yes | Equipment | LED - 14W | LED (assume 14W) replacing EISA-2020 compliant baseline lamp (100w equivalent) | EISA-2020 compliant baseline lamp (100W equivalent) | Commercial | New | College and University | FL Zone 2 | Interior Lighting | Spot lighting |  | 0 | Per Lamp | [7 empty] | 132.24 | 61.712 | 70.528 | 0.53333 |  | 15 |  |  |  | 70.528 | [8 empty] | 0 | 0 | 0 | 0 | 0 | 0 | 0 | [5 empty] | 0
FL Zone 2GroceryNew |  | XXXXXXXX | Yes | Equipment | LED - 14W | LED (assume 14W) replacing EISA-2020 compliant baseline lamp (100w equivalent) | EISA-2020 compliant baseline lamp (100W equivalent) | Commercial | New | Grocery | FL Zone 2 | Interior Lighting | Spot lighting |  | 0 | Per Lamp | [7 empty] | 166.32 | 77.616 | 88.704 | 0.53333 |  | 15 |  |  |  | 88.704 | [8 empty] | 0 | 0 | 0 | 0 | 0 | 0 | 0 | [5 empty] | 0
FL Zone 2HealthcareNew |  | XXXXXXXX | Yes | Equipment | LED - 14W | LED (assume 14W) replacing EISA-2020 compliant baseline lamp (100w equivalent) | EISA-2020 compliant baseline lamp (100W equivalent) | Commercial | New | Healthcare | FL Zone 2 | Interior Lighting | Spot lighting |  | 0 | Per Lamp | [7 empty] | 150.84 | 70.392 | 80.448 | 0.53333 |  | 15 |  |  |  | 80.448 | [8 empty] | 0 | 0 | 0 | 0 | 0 | 0 | 0 | [5 empty] | 0
FL Zone 2HospitalsNew |  | XXXXXXXX | Yes | Equipment | LED - 14W | LED (assume 14W) replacing EISA-2020 compliant baseline lamp (100w equivalent) | EISA-2020 compliant baseline lamp (100W equivalent) | Commercial | New | Hospitals | FL Zone 2 | Interior Lighting | Spot lighting |  | 0 | Per Lamp | [7 empty] | 204.06 | 95.228 | 108.832 | 0.53333 |  | 15 |  |  |  | 108.832 | [8 empty] | 0 | 0 | 0 | 0 | 0 | 0 | 0 | [5 empty] | 0
FL Zone 2InstitutionalNew |  | XXXXXXXX | Yes | Equipment | LED - 14W | LED (assume 14W) replacing EISA-2020 compliant baseline lamp (100w equivalent) | EISA-2020 compliant baseline lamp (100W equivalent) | Commercial | New | Institutional | FL Zone 2 | Interior Lighting | Spot lighting |  | 0 | Per Lamp | [7 empty] | 98.97 | 46.186 | 52.784 | 0.53333 |  | 15 |  |  |  | 52.784 | [8 empty] | 0 | 0 | 0 | 0 | 0 | 0 | 0 | [5 empty] | 0
FL Zone 2Lodging/HospitalityNew |  | XXXXXXXX | Yes | Equipment | LED - 14W | LED (assume 14W) replacing EISA-2020 compliant baseline lamp (100w equivalent) | EISA-2020 compliant baseline lamp (100W equivalent) | Commercial | New | Lodging/Hospitality | FL Zone 2 | Interior Lighting | Spot lighting |  | 0 | Per Lamp | [7 empty] | 112.62 | 52.556 | 60.064 | 0.53333 |  | 15 |  |  |  | 60.064 | [8 empty] | 0 | 0 | 0 | 0 | 0 | 0 | 0 | [5 empty] | 0
FL Zone 2MiscellaneousNew |  | XXXXXXXX | Yes | Equipment | LED - 14W | LED (assume 14W) replacing EISA-2020 compliant baseline lamp (100w equivalent) | EISA-2020 compliant baseline lamp (100W equivalent) | Commercial | New | Miscellaneous | FL Zone 2 | Interior Lighting | Spot lighting |  | 0 | Per Lamp | [7 empty] | 132.24 | 61.712 | 70.528 | 0.53333 |  | 15 |  |  |  | 70.528 | [8 empty] | 0 | 0 | 0 | 0 | 0 | 0 | 0 | [5 empty] | 0
FL Zone 2OfficesNew |  | XXXXXXXX | Yes | Equipment | LED - 14W | LED (assume 14W) replacing EISA-2020 compliant baseline lamp (100w equivalent) | EISA-2020 compliant baseline lamp (100W equivalent) | Commercial | New | Offices | FL Zone 2 | Interior Lighting | Spot lighting |  | 0 | Per Lamp | [7 empty] | 97.59 | 45.542 | 52.048 | 0.53333 |  | 15 |  |  |  | 52.048 | [8 empty] | 0 | 0 | 0 | 0 | 0 | 0 | 0 | [5 empty] | 0
FL Zone 2RestaurantsNew |  | XXXXXXXX | Yes | Equipment | LED - 14W | LED (assume 14W) replacing EISA-2020 compliant baseline lamp (100w equivalent) | EISA-2020 compliant baseline lamp (100W equivalent) | Commercial | New | Restaurants | FL Zone 2 | Interior Lighting | Spot lighting |  | 0 | Per Lamp | [7 empty] | 100.71 | 46.998 | 53.712 | 0.53333 |  | 15 |  |  |  | 53.712 | [8 empty] | 0 | 0 | 0 | 0 | 0 | 0 | 0 | [5 empty] | 0
FL Zone 2RetailNew |  | XXXXXXXX | Yes | Equipment | LED - 14W | LED (assume 14W) replacing EISA-2020 compliant baseline lamp (100w equivalent) | EISA-2020 compliant baseline lamp (100W equivalent) | Commercial | New | Retail | FL Zone 2 | Interior Lighting | Spot lighting |  | 0 | Per Lamp | [7 empty] | 149.52 | 69.776 | 79.744 | 0.53333 |  | 15 |  |  |  | 79.744 | [8 empty] | 0 | 0 | 0 | 0 | 0 | 0 | 0 | [5 empty] | 0
FL Zone 2Schools K-12New |  | XXXXXXXX | Yes | Equipment | LED - 14W | LED (assume 14W) replacing EISA-2020 compliant baseline lamp (100w equivalent) | EISA-2020 compliant baseline lamp (100W equivalent) | Commercial | New | Schools K-12 | FL Zone 2 | Interior Lighting | Spot lighting |  | 0 | Per Lamp | [7 empty] | 71.37 | 33.306 | 38.064 | 0.53333 |  | 15 |  |  |  | 38.064 | [8 empty] | 0 | 0 | 0 | 0 | 0 | 0 | 0 | [5 empty] | 0
FL Zone 2WarehouseNew |  | XXXXXXXX | Yes | Equipment | LED - 14W | LED (assume 14W) replacing EISA-2020 compliant baseline lamp (100w equivalent) | EISA-2020 compliant baseline lamp (100W equivalent) | Commercial | New | Warehouse | FL Zone 2 | Interior Lighting | Spot lighting |  | 0 | Per Lamp | [7 empty] | 114.72 | 53.536 | 61.184 | 0.53333 |  | 15 |  |  |  | 61.184 | [8 empty] | 0 | 0 | 0 | 0 | 0 | 0 | 0 | [5 empty] | 0
FL Zone 2AssemblyTurnover |  | XXXXXXXX | Yes | Equipment | LED - 9W Flood | LED (assume 9W) replacing EISA-2020 compliant baseline lamp (65w flood) | EISA-2020 compliant baseline lamp (65W flood) | Commercial | Turnover | Assembly | FL Zone 2 | Exterior Lighting | Spot lighting/Security/Flood |  | 0 | Per Lamp | [7 empty] | 261.17 | 36.162 | 225.008 | 0.86154 |  | 15 |  |  |  | 225.008 | [8 empty] | 0 | 0 | 0 | 0 | 0 | 0 | 0 | [5 empty] | 0
FL Zone 2College and UniversityTurnover |  | XXXXXXXX | Yes | Equipment | LED - 9W Flood | LED (assume 9W) replacing EISA-2020 compliant baseline lamp (65w flood) | EISA-2020 compliant baseline lamp (65W flood) | Commercial | Turnover | College and University | FL Zone 2 | Exterior Lighting | Spot lighting/Security/Flood |  | 0 | Per Lamp | [7 empty] | 261.17 | 36.162 | 225.008 | 0.86154 |  | 15 |  |  |  | 225.008 | [8 empty] | 0 | 0 | 0 | 0 | 0 | 0 | 0 | [5 empty] | 0
FL Zone 2GroceryTurnover |  | XXXXXXXX | Yes | Equipment | LED - 9W Flood | LED (assume 9W) replacing EISA-2020 compliant baseline lamp (65w flood) | EISA-2020 compliant baseline lamp (65W flood) | Commercial | Turnover | Grocery | FL Zone 2 | Exterior Lighting | Spot lighting/Security/Flood |  | 0 | Per Lamp | [7 empty] | 261.17 | 36.162 | 225.008 | 0.86154 |  | 15 |  |  |  | 225.008 | [8 empty] | 0 | 0 | 0 | 0 | 0 | 0 | 0 | [5 empty] | 0
FL Zone 2HealthcareTurnover |  | XXXXXXXX | Yes | Equipment | LED - 9W Flood | LED (assume 9W) replacing EISA-2020 compliant baseline lamp (65w flood) | EISA-2020 compliant baseline lamp (65W flood) | Commercial | Turnover | Healthcare | FL Zone 2 | Exterior Lighting | Spot lighting/Security/Flood |  | 0 | Per Lamp | [7 empty] | 261.17 | 36.162 | 225.008 | 0.86154 |  | 15 |  |  |  | 225.008 | [8 empty] | 0 | 0 | 0 | 0 | 0 | 0 | 0 | [5 empty] | 0
FL Zone 2HospitalsTurnover |  | XXXXXXXX | Yes | Equipment | LED - 9W Flood | LED (assume 9W) replacing EISA-2020 compliant baseline lamp (65w flood) | EISA-2020 compliant baseline lamp (65W flood) | Commercial | Turnover | Hospitals | FL Zone 2 | Exterior Lighting | Spot lighting/Security/Flood |  | 0 | Per Lamp | [7 empty] | 261.17 | 36.162 | 225.008 | 0.86154 |  | 15 |  |  |  | 225.008 | [8 empty] | 0 | 0 | 0 | 0 | 0 | 0 | 0 | [5 empty] | 0
FL Zone 2InstitutionalTurnover |  | XXXXXXXX | Yes | Equipment | LED - 9W Flood | LED (assume 9W) replacing EISA-2020 compliant baseline lamp (65w flood) | EISA-2020 compliant baseline lamp (65W flood) | Commercial | Turnover | Institutional | FL Zone 2 | Exterior Lighting | Spot lighting/Security/Flood |  | 0 | Per Lamp | [7 empty] | 261.17 | 36.162 | 225.008 | 0.86154 |  | 15 |  |  |  | 225.008 | [8 empty] | 0 | 0 | 0 | 0 | 0 | 0 | 0 | [5 empty] | 0
FL Zone 2Lodging/HospitalityTurnover |  | XXXXXXXX | Yes | Equipment | LED - 9W Flood | LED (assume 9W) replacing EISA-2020 compliant baseline lamp (65w flood) | EISA-2020 compliant baseline lamp (65W flood) | Commercial | Turnover | Lodging/Hospitality | FL Zone 2 | Exterior Lighting | Spot lighting/Security/Flood |  | 0 | Per Lamp | [7 empty] | 261.17 | 36.162 | 225.008 | 0.86154 |  | 15 |  |  |  | 225.008 | [8 empty] | 0 | 0 | 0 | 0 | 0 | 0 | 0 | [5 empty] | 0
FL Zone 2MiscellaneousTurnover |  | XXXXXXXX | Yes | Equipment | LED - 9W Flood | LED (assume 9W) replacing EISA-2020 compliant baseline lamp (65w flood) | EISA-2020 compliant baseline lamp (65W flood) | Commercial | Turnover | Miscellaneous | FL Zone 2 | Exterior Lighting | Spot lighting/Security/Flood |  | 0 | Per Lamp | [7 empty] | 261.17 | 36.162 | 225.008 | 0.86154 |  | 15 |  |  |  | 225.008 | [8 empty] | 0 | 0 | 0 | 0 | 0 | 0 | 0 | [5 empty] | 0
FL Zone 2OfficesTurnover |  | XXXXXXXX | Yes | Equipment | LED - 9W Flood | LED (assume 9W) replacing EISA-2020 compliant baseline lamp (65w flood) | EISA-2020 compliant baseline lamp (65W flood) | Commercial | Turnover | Offices | FL Zone 2 | Exterior Lighting | Spot lighting/Security/Flood |  | 0 | Per Lamp | [7 empty] | 261.17 | 36.162 | 225.008 | 0.86154 |  | 15 |  |  |  | 225.008 | [8 empty] | 0 | 0 | 0 | 0 | 0 | 0 | 0 | [5 empty] | 0
FL Zone 2RestaurantsTurnover |  | XXXXXXXX | Yes | Equipment | LED - 9W Flood | LED (assume 9W) replacing EISA-2020 compliant baseline lamp (65w flood) | EISA-2020 compliant baseline lamp (65W flood) | Commercial | Turnover | Restaurants | FL Zone 2 | Exterior Lighting | Spot lighting/Security/Flood |  | 0 | Per Lamp | [7 empty] | 261.17 | 36.162 | 225.008 | 0.86154 |  | 15 |  |  |  | 225.008 | [8 empty] | 0 | 0 | 0 | 0 | 0 | 0 | 0 | [5 empty] | 0
FL Zone 2RetailTurnover |  | XXXXXXXX | Yes | Equipment | LED - 9W Flood | LED (assume 9W) replacing EISA-2020 compliant baseline lamp (65w flood) | EISA-2020 compliant baseline lamp (65W flood) | Commercial | Turnover | Retail | FL Zone 2 | Exterior Lighting | Spot lighting/Security/Flood |  | 0 | Per Lamp | [7 empty] | 261.17 | 36.162 | 225.008 | 0.86154 |  | 15 |  |  |  | 225.008 | [8 empty] | 0 | 0 | 0 | 0 | 0 | 0 | 0 | [5 empty] | 0
FL Zone 2Schools K-12Turnover |  | XXXXXXXX | Yes | Equipment | LED - 9W Flood | LED (assume 9W) replacing EISA-2020 compliant baseline lamp (65w flood) | EISA-2020 compliant baseline lamp (65W flood) | Commercial | Turnover | Schools K-12 | FL Zone 2 | Exterior Lighting | Spot lighting/Security/Flood |  | 0 | Per Lamp | [7 empty] | 261.17 | 36.162 | 225.008 | 0.86154 |  | 15 |  |  |  | 225.008 | [8 empty] | 0 | 0 | 0 | 0 | 0 | 0 | 0 | [5 empty] | 0
FL Zone 2WarehouseTurnover |  | XXXXXXXX | Yes | Equipment | LED - 9W Flood | LED (assume 9W) replacing EISA-2020 compliant baseline lamp (65w flood) | EISA-2020 compliant baseline lamp (65W flood) | Commercial | Turnover | Warehouse | FL Zone 2 | Exterior Lighting | Spot lighting/Security/Flood |  | 0 | Per Lamp | [7 empty] | 261.17 | 36.162 | 225.008 | 0.86154 |  | 15 |  |  |  | 225.008 | [8 empty] | 0 | 0 | 0 | 0 | 0 | 0 | 0 | [5 empty] | 0
FL Zone 2AssemblyNew |  | XXXXXXXX | Yes | Equipment | LED - 9W Flood | LED (assume 9W) replacing EISA-2020 compliant baseline lamp (65w flood) | EISA-2020 compliant baseline lamp (65W flood) | Commercial | New | Assembly | FL Zone 2 | Exterior Lighting | Spot lighting/Security/Flood |  | 0 | Per Lamp | [7 empty] | 261.17 | 36.162 | 225.008 | 0.86154 |  | 15 |  |  |  | 225.008 | [8 empty] | 0 | 0 | 0 | 0 | 0 | 0 | 0 | [5 empty] | 0
FL Zone 2College and UniversityNew |  | XXXXXXXX | Yes | Equipment | LED - 9W Flood | LED (assume 9W) replacing EISA-2020 compliant baseline lamp (65w flood) | EISA-2020 compliant baseline lamp (65W flood) | Commercial | New | College and University | FL Zone 2 | Exterior Lighting | Spot lighting/Security/Flood |  | 0 | Per Lamp | [7 empty] | 261.17 | 36.162 | 225.008 | 0.86154 |  | 15 |  |  |  | 225.008 | [8 empty] | 0 | 0 | 0 | 0 | 0 | 0 | 0 | [5 empty] | 0
FL Zone 2GroceryNew |  | XXXXXXXX | Yes | Equipment | LED - 9W Flood | LED (assume 9W) replacing EISA-2020 compliant baseline lamp (65w flood) | EISA-2020 compliant baseline lamp (65W flood) | Commercial | New | Grocery | FL Zone 2 | Exterior Lighting | Spot lighting/Security/Flood |  | 0 | Per Lamp | [7 empty] | 261.17 | 36.162 | 225.008 | 0.86154 |  | 15 |  |  |  | 225.008 | [8 empty] | 0 | 0 | 0 | 0 | 0 | 0 | 0 | [5 empty] | 0
FL Zone 2HealthcareNew |  | XXXXXXXX | Yes | Equipment | LED - 9W Flood | LED (assume 9W) replacing EISA-2020 compliant baseline lamp (65w flood) | EISA-2020 compliant baseline lamp (65W flood) | Commercial | New | Healthcare | FL Zone 2 | Exterior Lighting | Spot lighting/Security/Flood |  | 0 | Per Lamp | [7 empty] | 261.17 | 36.162 | 225.008 | 0.86154 |  | 15 |  |  |  | 225.008 | [8 empty] | 0 | 0 | 0 | 0 | 0 | 0 | 0 | [5 empty] | 0
FL Zone 2HospitalsNew |  | XXXXXXXX | Yes | Equipment | LED - 9W Flood | LED (assume 9W) replacing EISA-2020 compliant baseline lamp (65w flood) | EISA-2020 compliant baseline lamp (65W flood) | Commercial | New | Hospitals | FL Zone 2 | Exterior Lighting | Spot lighting/Security/Flood |  | 0 | Per Lamp | [7 empty] | 261.17 | 36.162 | 225.008 | 0.86154 |  | 15 |  |  |  | 225.008 | [8 empty] | 0 | 0 | 0 | 0 | 0 | 0 | 0 | [5 empty] | 0
FL Zone 2InstitutionalNew |  | XXXXXXXX | Yes | Equipment | LED - 9W Flood | LED (assume 9W) replacing EISA-2020 compliant baseline lamp (65w flood) | EISA-2020 compliant baseline lamp (65W flood) | Commercial | New | Institutional | FL Zone 2 | Exterior Lighting | Spot lighting/Security/Flood |  | 0 | Per Lamp | [7 empty] | 261.17 | 36.162 | 225.008 | 0.86154 |  | 15 |  |  |  | 225.008 | [8 empty] | 0 | 0 | 0 | 0 | 0 | 0 | 0 | [5 empty] | 0
FL Zone 2Lodging/HospitalityNew |  | XXXXXXXX | Yes | Equipment | LED - 9W Flood | LED (assume 9W) replacing EISA-2020 compliant baseline lamp (65w flood) | EISA-2020 compliant baseline lamp (65W flood) | Commercial | New | Lodging/Hospitality | FL Zone 2 | Exterior Lighting | Spot lighting/Security/Flood |  | 0 | Per Lamp | [7 empty] | 261.17 | 36.162 | 225.008 | 0.86154 |  | 15 |  |  |  | 225.008 | [8 empty] | 0 | 0 | 0 | 0 | 0 | 0 | 0 | [5 empty] | 0
FL Zone 2MiscellaneousNew |  | XXXXXXXX | Yes | Equipment | LED - 9W Flood | LED (assume 9W) replacing EISA-2020 compliant baseline lamp (65w flood) | EISA-2020 compliant baseline lamp (65W flood) | Commercial | New | Miscellaneous | FL Zone 2 | Exterior Lighting | Spot lighting/Security/Flood |  | 0 | Per Lamp | [7 empty] | 261.17 | 36.162 | 225.008 | 0.86154 |  | 15 |  |  |  | 225.008 | [8 empty] | 0 | 0 | 0 | 0 | 0 | 0 | 0 | [5 empty] | 0
FL Zone 2OfficesNew |  | XXXXXXXX | Yes | Equipment | LED - 9W Flood | LED (assume 9W) replacing EISA-2020 compliant baseline lamp (65w flood) | EISA-2020 compliant baseline lamp (65W flood) | Commercial | New | Offices | FL Zone 2 | Exterior Lighting | Spot lighting/Security/Flood |  | 0 | Per Lamp | [7 empty] | 261.17 | 36.162 | 225.008 | 0.86154 |  | 15 |  |  |  | 225.008 | [8 empty] | 0 | 0 | 0 | 0 | 0 | 0 | 0 | [5 empty] | 0
FL Zone 2RestaurantsNew |  | XXXXXXXX | Yes | Equipment | LED - 9W Flood | LED (assume 9W) replacing EISA-2020 compliant baseline lamp (65w flood) | EISA-2020 compliant baseline lamp (65W flood) | Commercial | New | Restaurants | FL Zone 2 | Exterior Lighting | Spot lighting/Security/Flood |  | 0 | Per Lamp | [7 empty] | 261.17 | 36.162 | 225.008 | 0.86154 |  | 15 |  |  |  | 225.008 | [8 empty] | 0 | 0 | 0 | 0 | 0 | 0 | 0 | [5 empty] | 0
FL Zone 2RetailNew |  | XXXXXXXX | Yes | Equipment | LED - 9W Flood | LED (assume 9W) replacing EISA-2020 compliant baseline lamp (65w flood) | EISA-2020 compliant baseline lamp (65W flood) | Commercial | New | Retail | FL Zone 2 | Exterior Lighting | Spot lighting/Security/Flood |  | 0 | Per Lamp | [7 empty] | 261.17 | 36.162 | 225.008 | 0.86154 |  | 15 |  |  |  | 225.008 | [8 empty] | 0 | 0 | 0 | 0 | 0 | 0 | 0 | [5 empty] | 0
FL Zone 2Schools K-12New |  | XXXXXXXX | Yes | Equipment | LED - 9W Flood | LED (assume 9W) replacing EISA-2020 compliant baseline lamp (65w flood) | EISA-2020 compliant baseline lamp (65W flood) | Commercial | New | Schools K-12 | FL Zone 2 | Exterior Lighting | Spot lighting/Security/Flood |  | 0 | Per Lamp | [7 empty] | 261.17 | 36.162 | 225.008 | 0.86154 |  | 15 |  |  |  | 225.008 | [8 empty] | 0 | 0 | 0 | 0 | 0 | 0 | 0 | [5 empty] | 0
FL Zone 2WarehouseNew |  | XXXXXXXX | Yes | Equipment | LED - 9W Flood | LED (assume 9W) replacing EISA-2020 compliant baseline lamp (65w flood) | EISA-2020 compliant baseline lamp (65W flood) | Commercial | New | Warehouse | FL Zone 2 | Exterior Lighting | Spot lighting/Security/Flood |  | 0 | Per Lamp | [7 empty] | 261.17 | 36.162 | 225.008 | 0.86154 |  | 15 |  |  |  | 225.008 | [8 empty] | 0 | 0 | 0 | 0 | 0 | 0 | 0 | [5 empty] | 0
FL Zone 2AssemblyTurnover |  | XXXXXXXX | Yes | Equipment | LED Display Lighting (Exterior) | One Letter of LED Signage, < 2ft in Height | One Letter of Neon or Argon-mercury Signage, < 2ft in Height | Commercial | Turnover | Assembly | FL Zone 2 | Exterior Lighting | Exterior marquis |  | 0 | Per Fixture | [7 empty] | 433.944 | 56.252 | 377.692 | 0.87037 |  | 15 |  |  |  | 377.692 | [8 empty] | 0 | 0 | 0 | 0 | 0 | 0 | 0 | [5 empty] | 0
FL Zone 2College and UniversityTurnover |  | XXXXXXXX | Yes | Equipment | LED Display Lighting (Exterior) | One Letter of LED Signage, < 2ft in Height | One Letter of Neon or Argon-mercury Signage, < 2ft in Height | Commercial | Turnover | College and University | FL Zone 2 | Exterior Lighting | Exterior marquis |  | 0 | Per Fixture | [7 empty] | 433.944 | 56.252 | 377.692 | 0.87037 |  | 15 |  |  |  | 377.692 | [8 empty] | 0 | 0 | 0 | 0 | 0 | 0 | 0 | [5 empty] | 0
FL Zone 2GroceryTurnover |  | XXXXXXXX | Yes | Equipment | LED Display Lighting (Exterior) | One Letter of LED Signage, < 2ft in Height | One Letter of Neon or Argon-mercury Signage, < 2ft in Height | Commercial | Turnover | Grocery | FL Zone 2 | Exterior Lighting | Exterior marquis |  | 0 | Per Fixture | [7 empty] | 433.944 | 56.252 | 377.692 | 0.87037 |  | 15 |  |  |  | 377.692 | [8 empty] | 0 | 0 | 0 | 0 | 0 | 0 | 0 | [5 empty] | 0
FL Zone 2HealthcareTurnover |  | XXXXXXXX | Yes | Equipment | LED Display Lighting (Exterior) | One Letter of LED Signage, < 2ft in Height | One Letter of Neon or Argon-mercury Signage, < 2ft in Height | Commercial | Turnover | Healthcare | FL Zone 2 | Exterior Lighting | Exterior marquis |  | 0 | Per Fixture | [7 empty] | 433.944 | 56.252 | 377.692 | 0.87037 |  | 15 |  |  |  | 377.692 | [8 empty] | 0 | 0 | 0 | 0 | 0 | 0 | 0 | [5 empty] | 0
FL Zone 2HospitalsTurnover |  | XXXXXXXX | Yes | Equipment | LED Display Lighting (Exterior) | One Letter of LED Signage, < 2ft in Height | One Letter of Neon or Argon-mercury Signage, < 2ft in Height | Commercial | Turnover | Hospitals | FL Zone 2 | Exterior Lighting | Exterior marquis |  | 0 | Per Fixture | [7 empty] | 433.944 | 56.252 | 377.692 | 0.87037 |  | 15 |  |  |  | 377.692 | [8 empty] | 0 | 0 | 0 | 0 | 0 | 0 | 0 | [5 empty] | 0
FL Zone 2InstitutionalTurnover |  | XXXXXXXX | Yes | Equipment | LED Display Lighting (Exterior) | One Letter of LED Signage, < 2ft in Height | One Letter of Neon or Argon-mercury Signage, < 2ft in Height | Commercial | Turnover | Institutional | FL Zone 2 | Exterior Lighting | Exterior marquis |  | 0 | Per Fixture | [7 empty] | 433.944 | 56.252 | 377.692 | 0.87037 |  | 15 |  |  |  | 377.692 | [8 empty] | 0 | 0 | 0 | 0 | 0 | 0 | 0 | [5 empty] | 0
FL Zone 2Lodging/HospitalityTurnover |  | XXXXXXXX | Yes | Equipment | LED Display Lighting (Exterior) | One Letter of LED Signage, < 2ft in Height | One Letter of Neon or Argon-mercury Signage, < 2ft in Height | Commercial | Turnover | Lodging/Hospitality | FL Zone 2 | Exterior Lighting | Exterior marquis |  | 0 | Per Fixture | [7 empty] | 433.944 | 56.252 | 377.692 | 0.87037 |  | 15 |  |  |  | 377.692 | [8 empty] | 0 | 0 | 0 | 0 | 0 | 0 | 0 | [5 empty] | 0
FL Zone 2MiscellaneousTurnover |  | XXXXXXXX | Yes | Equipment | LED Display Lighting (Exterior) | One Letter of LED Signage, < 2ft in Height | One Letter of Neon or Argon-mercury Signage, < 2ft in Height | Commercial | Turnover | Miscellaneous | FL Zone 2 | Exterior Lighting | Exterior marquis |  | 0 | Per Fixture | [7 empty] | 433.944 | 56.252 | 377.692 | 0.87037 |  | 15 |  |  |  | 377.692 | [8 empty] | 0 | 0 | 0 | 0 | 0 | 0 | 0 | [5 empty] | 0
FL Zone 2OfficesTurnover |  | XXXXXXXX | Yes | Equipment | LED Display Lighting (Exterior) | One Letter of LED Signage, < 2ft in Height | One Letter of Neon or Argon-mercury Signage, < 2ft in Height | Commercial | Turnover | Offices | FL Zone 2 | Exterior Lighting | Exterior marquis |  | 0 | Per Fixture | [7 empty] | 433.944 | 56.252 | 377.692 | 0.87037 |  | 15 |  |  |  | 377.692 | [8 empty] | 0 | 0 | 0 | 0 | 0 | 0 | 0 | [5 empty] | 0
FL Zone 2RestaurantsTurnover |  | XXXXXXXX | Yes | Equipment | LED Display Lighting (Exterior) | One Letter of LED Signage, < 2ft in Height | One Letter of Neon or Argon-mercury Signage, < 2ft in Height | Commercial | Turnover | Restaurants | FL Zone 2 | Exterior Lighting | Exterior marquis |  | 0 | Per Fixture | [7 empty] | 433.944 | 56.252 | 377.692 | 0.87037 |  | 15 |  |  |  | 377.692 | [8 empty] | 0 | 0 | 0 | 0 | 0 | 0 | 0 | [5 empty] | 0
FL Zone 2RetailTurnover |  | XXXXXXXX | Yes | Equipment | LED Display Lighting (Exterior) | One Letter of LED Signage, < 2ft in Height | One Letter of Neon or Argon-mercury Signage, < 2ft in Height | Commercial | Turnover | Retail | FL Zone 2 | Exterior Lighting | Exterior marquis |  | 0 | Per Fixture | [7 empty] | 433.944 | 56.252 | 377.692 | 0.87037 |  | 15 |  |  |  | 377.692 | [8 empty] | 0 | 0 | 0 | 0 | 0 | 0 | 0 | [5 empty] | 0
FL Zone 2Schools K-12Turnover |  | XXXXXXXX | Yes | Equipment | LED Display Lighting (Exterior) | One Letter of LED Signage, < 2ft in Height | One Letter of Neon or Argon-mercury Signage, < 2ft in Height | Commercial | Turnover | Schools K-12 | FL Zone 2 | Exterior Lighting | Exterior marquis |  | 0 | Per Fixture | [7 empty] | 433.944 | 56.252 | 377.692 | 0.87037 |  | 15 |  |  |  | 377.692 | [8 empty] | 0 | 0 | 0 | 0 | 0 | 0 | 0 | [5 empty] | 0
FL Zone 2WarehouseTurnover |  | XXXXXXXX | Yes | Equipment | LED Display Lighting (Exterior) | One Letter of LED Signage, < 2ft in Height | One Letter of Neon or Argon-mercury Signage, < 2ft in Height | Commercial | Turnover | Warehouse | FL Zone 2 | Exterior Lighting | Exterior marquis |  | 0 | Per Fixture | [7 empty] | 433.944 | 56.252 | 377.692 | 0.87037 |  | 15 |  |  |  | 377.692 | [8 empty] | 0 | 0 | 0 | 0 | 0 | 0 | 0 | [5 empty] | 0
FL Zone 2AssemblyNew |  | XXXXXXXX | Yes | Equipment | LED Display Lighting (Exterior) | One Letter of LED Signage, < 2ft in Height | One Letter of Neon or Argon-mercury Signage, < 2ft in Height | Commercial | New | Assembly | FL Zone 2 | Exterior Lighting | Exterior marquis |  | 0 | Per Fixture | [7 empty] | 433.944 | 56.252 | 377.692 | 0.87037 |  | 15 |  |  |  | 377.692 | [8 empty] | 0 | 0 | 0 | 0 | 0 | 0 | 0 | [5 empty] | 0
FL Zone 2College and UniversityNew |  | XXXXXXXX | Yes | Equipment | LED Display Lighting (Exterior) | One Letter of LED Signage, < 2ft in Height | One Letter of Neon or Argon-mercury Signage, < 2ft in Height | Commercial | New | College and University | FL Zone 2 | Exterior Lighting | Exterior marquis |  | 0 | Per Fixture | [7 empty] | 433.944 | 56.252 | 377.692 | 0.87037 |  | 15 |  |  |  | 377.692 | [8 empty] | 0 | 0 | 0 | 0 | 0 | 0 | 0 | [5 empty] | 0
FL Zone 2GroceryNew |  | XXXXXXXX | Yes | Equipment | LED Display Lighting (Exterior) | One Letter of LED Signage, < 2ft in Height | One Letter of Neon or Argon-mercury Signage, < 2ft in Height | Commercial | New | Grocery | FL Zone 2 | Exterior Lighting | Exterior marquis |  | 0 | Per Fixture | [7 empty] | 433.944 | 56.252 | 377.692 | 0.87037 |  | 15 |  |  |  | 377.692 | [8 empty] | 0 | 0 | 0 | 0 | 0 | 0 | 0 | [5 empty] | 0
FL Zone 2HealthcareNew |  | XXXXXXXX | Yes | Equipment | LED Display Lighting (Exterior) | One Letter of LED Signage, < 2ft in Height | One Letter of Neon or Argon-mercury Signage, < 2ft in Height | Commercial | New | Healthcare | FL Zone 2 | Exterior Lighting | Exterior marquis |  | 0 | Per Fixture | [7 empty] | 433.944 | 56.252 | 377.692 | 0.87037 |  | 15 |  |  |  | 377.692 | [8 empty] | 0 | 0 | 0 | 0 | 0 | 0 | 0 | [5 empty] | 0
FL Zone 2HospitalsNew |  | XXXXXXXX | Yes | Equipment | LED Display Lighting (Exterior) | One Letter of LED Signage, < 2ft in Height | One Letter of Neon or Argon-mercury Signage, < 2ft in Height | Commercial | New | Hospitals | FL Zone 2 | Exterior Lighting | Exterior marquis |  | 0 | Per Fixture | [7 empty] | 433.944 | 56.252 | 377.692 | 0.87037 |  | 15 |  |  |  | 377.692 | [8 empty] | 0 | 0 | 0 | 0 | 0 | 0 | 0 | [5 empty] | 0
FL Zone 2InstitutionalNew |  | XXXXXXXX | Yes | Equipment | LED Display Lighting (Exterior) | One Letter of LED Signage, < 2ft in Height | One Letter of Neon or Argon-mercury Signage, < 2ft in Height | Commercial | New | Institutional | FL Zone 2 | Exterior Lighting | Exterior marquis |  | 0 | Per Fixture | [7 empty] | 433.944 | 56.252 | 377.692 | 0.87037 |  | 15 |  |  |  | 377.692 | [8 empty] | 0 | 0 | 0 | 0 | 0 | 0 | 0 | [5 empty] | 0
FL Zone 2Lodging/HospitalityNew |  | XXXXXXXX | Yes | Equipment | LED Display Lighting (Exterior) | One Letter of LED Signage, < 2ft in Height | One Letter of Neon or Argon-mercury Signage, < 2ft in Height | Commercial | New | Lodging/Hospitality | FL Zone 2 | Exterior Lighting | Exterior marquis |  | 0 | Per Fixture | [7 empty] | 433.944 | 56.252 | 377.692 | 0.87037 |  | 15 |  |  |  | 377.692 | [8 empty] | 0 | 0 | 0 | 0 | 0 | 0 | 0 | [5 empty] | 0
FL Zone 2MiscellaneousNew |  | XXXXXXXX | Yes | Equipment | LED Display Lighting (Exterior) | One Letter of LED Signage, < 2ft in Height | One Letter of Neon or Argon-mercury Signage, < 2ft in Height | Commercial | New | Miscellaneous | FL Zone 2 | Exterior Lighting | Exterior marquis |  | 0 | Per Fixture | [7 empty] | 433.944 | 56.252 | 377.692 | 0.87037 |  | 15 |  |  |  | 377.692 | [8 empty] | 0 | 0 | 0 | 0 | 0 | 0 | 0 | [5 empty] | 0
FL Zone 2OfficesNew |  | XXXXXXXX | Yes | Equipment | LED Display Lighting (Exterior) | One Letter of LED Signage, < 2ft in Height | One Letter of Neon or Argon-mercury Signage, < 2ft in Height | Commercial | New | Offices | FL Zone 2 | Exterior Lighting | Exterior marquis |  | 0 | Per Fixture | [7 empty] | 433.944 | 56.252 | 377.692 | 0.87037 |  | 15 |  |  |  | 377.692 | [8 empty] | 0 | 0 | 0 | 0 | 0 | 0 | 0 | [5 empty] | 0
FL Zone 2RestaurantsNew |  | XXXXXXXX | Yes | Equipment | LED Display Lighting (Exterior) | One Letter of LED Signage, < 2ft in Height | One Letter of Neon or Argon-mercury Signage, < 2ft in Height | Commercial | New | Restaurants | FL Zone 2 | Exterior Lighting | Exterior marquis |  | 0 | Per Fixture | [7 empty] | 433.944 | 56.252 | 377.692 | 0.87037 |  | 15 |  |  |  | 377.692 | [8 empty] | 0 | 0 | 0 | 0 | 0 | 0 | 0 | [5 empty] | 0
FL Zone 2RetailNew |  | XXXXXXXX | Yes | Equipment | LED Display Lighting (Exterior) | One Letter of LED Signage, < 2ft in Height | One Letter of Neon or Argon-mercury Signage, < 2ft in Height | Commercial | New | Retail | FL Zone 2 | Exterior Lighting | Exterior marquis |  | 0 | Per Fixture | [7 empty] | 433.944 | 56.252 | 377.692 | 0.87037 |  | 15 |  |  |  | 377.692 | [8 empty] | 0 | 0 | 0 | 0 | 0 | 0 | 0 | [5 empty] | 0
FL Zone 2Schools K-12New |  | XXXXXXXX | Yes | Equipment | LED Display Lighting (Exterior) | One Letter of LED Signage, < 2ft in Height | One Letter of Neon or Argon-mercury Signage, < 2ft in Height | Commercial | New | Schools K-12 | FL Zone 2 | Exterior Lighting | Exterior marquis |  | 0 | Per Fixture | [7 empty] | 433.944 | 56.252 | 377.692 | 0.87037 |  | 15 |  |  |  | 377.692 | [8 empty] | 0 | 0 | 0 | 0 | 0 | 0 | 0 | [5 empty] | 0
FL Zone 2WarehouseNew |  | XXXXXXXX | Yes | Equipment | LED Display Lighting (Exterior) | One Letter of LED Signage, < 2ft in Height | One Letter of Neon or Argon-mercury Signage, < 2ft in Height | Commercial | New | Warehouse | FL Zone 2 | Exterior Lighting | Exterior marquis |  | 0 | Per Fixture | [7 empty] | 433.944 | 56.252 | 377.692 | 0.87037 |  | 15 |  |  |  | 377.692 | [8 empty] | 0 | 0 | 0 | 0 | 0 | 0 | 0 | [5 empty] | 0
FL Zone 2AssemblyTurnover |  | XXXXXXXX | Yes | Equipment | LED Display Lighting (Interior) | One Letter of LED Signage, < 2ft in Height | One Letter of Neon or Argon-mercury Signage, < 2ft in Height | Commercial | Turnover | Assembly | FL Zone 2 | Interior Lighting | Spot lighting |  | 0 | Per Fixture | [7 empty] | 310.608 | 40.264 | 270.344 | 0.87037 |  | 15 |  |  |  | 270.344 | [8 empty] | 0 | 0 | 0 | 0 | 0 | 0 | 0 | [5 empty] | 0
FL Zone 2College and UniversityTurnover |  | XXXXXXXX | Yes | Equipment | LED Display Lighting (Interior) | One Letter of LED Signage, < 2ft in Height | One Letter of Neon or Argon-mercury Signage, < 2ft in Height | Commercial | Turnover | College and University | FL Zone 2 | Interior Lighting | Spot lighting |  | 0 | Per Fixture | [7 empty] | 476.064 | 61.712 | 414.352 | 0.87037 |  | 15 |  |  |  | 414.352 | [8 empty] | 0 | 0 | 0 | 0 | 0 | 0 | 0 | [5 empty] | 0
FL Zone 2GroceryTurnover |  | XXXXXXXX | Yes | Equipment | LED Display Lighting (Interior) | One Letter of LED Signage, < 2ft in Height | One Letter of Neon or Argon-mercury Signage, < 2ft in Height | Commercial | Turnover | Grocery | FL Zone 2 | Interior Lighting | Spot lighting |  | 0 | Per Fixture | [7 empty] | 598.752 | 77.616 | 521.136 | 0.87037 |  | 15 |  |  |  | 521.136 | [8 empty] | 0 | 0 | 0 | 0 | 0 | 0 | 0 | [5 empty] | 0
FL Zone 2HealthcareTurnover |  | XXXXXXXX | Yes | Equipment | LED Display Lighting (Interior) | One Letter of LED Signage, < 2ft in Height | One Letter of Neon or Argon-mercury Signage, < 2ft in Height | Commercial | Turnover | Healthcare | FL Zone 2 | Interior Lighting | Spot lighting |  | 0 | Per Fixture | [7 empty] | 543.024 | 70.392 | 472.632 | 0.87037 |  | 15 |  |  |  | 472.632 | [8 empty] | 0 | 0 | 0 | 0 | 0 | 0 | 0 | [5 empty] | 0
FL Zone 2HospitalsTurnover |  | XXXXXXXX | Yes | Equipment | LED Display Lighting (Interior) | One Letter of LED Signage, < 2ft in Height | One Letter of Neon or Argon-mercury Signage, < 2ft in Height | Commercial | Turnover | Hospitals | FL Zone 2 | Interior Lighting | Spot lighting |  | 0 | Per Fixture | [7 empty] | 734.616 | 95.228 | 639.388 | 0.87037 |  | 15 |  |  |  | 639.388 | [8 empty] | 0 | 0 | 0 | 0 | 0 | 0 | 0 | [5 empty] | 0
FL Zone 2InstitutionalTurnover |  | XXXXXXXX | Yes | Equipment | LED Display Lighting (Interior) | One Letter of LED Signage, < 2ft in Height | One Letter of Neon or Argon-mercury Signage, < 2ft in Height | Commercial | Turnover | Institutional | FL Zone 2 | Interior Lighting | Spot lighting |  | 0 | Per Fixture | [7 empty] | 356.292 | 46.186 | 310.106 | 0.87037 |  | 15 |  |  |  | 310.106 | [8 empty] | 0 | 0 | 0 | 0 | 0 | 0 | 0 | [5 empty] | 0
FL Zone 2Lodging/HospitalityTurnover |  | XXXXXXXX | Yes | Equipment | LED Display Lighting (Interior) | One Letter of LED Signage, < 2ft in Height | One Letter of Neon or Argon-mercury Signage, < 2ft in Height | Commercial | Turnover | Lodging/Hospitality | FL Zone 2 | Interior Lighting | Spot lighting |  | 0 | Per Fixture | [7 empty] | 405.432 | 52.556 | 352.876 | 0.87037 |  | 15 |  |  |  | 352.876 | [8 empty] | 0 | 0 | 0 | 0 | 0 | 0 | 0 | [5 empty] | 0
FL Zone 2MiscellaneousTurnover |  | XXXXXXXX | Yes | Equipment | LED Display Lighting (Interior) | One Letter of LED Signage, < 2ft in Height | One Letter of Neon or Argon-mercury Signage, < 2ft in Height | Commercial | Turnover | Miscellaneous | FL Zone 2 | Interior Lighting | Spot lighting |  | 0 | Per Fixture | [7 empty] | 476.064 | 61.712 | 414.352 | 0.87037 |  | 15 |  |  |  | 414.352 | [8 empty] | 0 | 0 | 0 | 0 | 0 | 0 | 0 | [5 empty] | 0
FL Zone 2OfficesTurnover |  | XXXXXXXX | Yes | Equipment | LED Display Lighting (Interior) | One Letter of LED Signage, < 2ft in Height | One Letter of Neon or Argon-mercury Signage, < 2ft in Height | Commercial | Turnover | Offices | FL Zone 2 | Interior Lighting | Spot lighting |  | 0 | Per Fixture | [7 empty] | 351.324 | 45.542 | 305.782 | 0.87037 |  | 15 |  |  |  | 305.782 | [8 empty] | 0 | 0 | 0 | 0 | 0 | 0 | 0 | [5 empty] | 0
FL Zone 2RestaurantsTurnover |  | XXXXXXXX | Yes | Equipment | LED Display Lighting (Interior) | One Letter of LED Signage, < 2ft in Height | One Letter of Neon or Argon-mercury Signage, < 2ft in Height | Commercial | Turnover | Restaurants | FL Zone 2 | Interior Lighting | Spot lighting |  | 0 | Per Fixture | [7 empty] | 362.556 | 46.998 | 315.558 | 0.87037 |  | 15 |  |  |  | 315.558 | [8 empty] | 0 | 0 | 0 | 0 | 0 | 0 | 0 | [5 empty] | 0
FL Zone 2RetailTurnover |  | XXXXXXXX | Yes | Equipment | LED Display Lighting (Interior) | One Letter of LED Signage, < 2ft in Height | One Letter of Neon or Argon-mercury Signage, < 2ft in Height | Commercial | Turnover | Retail | FL Zone 2 | Interior Lighting | Spot lighting |  | 0 | Per Fixture | [7 empty] | 538.272 | 69.776 | 468.496 | 0.87037 |  | 15 |  |  |  | 468.496 | [8 empty] | 0 | 0 | 0 | 0 | 0 | 0 | 0 | [5 empty] | 0
FL Zone 2Schools K-12Turnover |  | XXXXXXXX | Yes | Equipment | LED Display Lighting (Interior) | One Letter of LED Signage, < 2ft in Height | One Letter of Neon or Argon-mercury Signage, < 2ft in Height | Commercial | Turnover | Schools K-12 | FL Zone 2 | Interior Lighting | Spot lighting |  | 0 | Per Fixture | [7 empty] | 256.932 | 33.306 | 223.626 | 0.87037 |  | 15 |  |  |  | 223.626 | [8 empty] | 0 | 0 | 0 | 0 | 0 | 0 | 0 | [5 empty] | 0
FL Zone 2WarehouseTurnover |  | XXXXXXXX | Yes | Equipment | LED Display Lighting (Interior) | One Letter of LED Signage, < 2ft in Height | One Letter of Neon or Argon-mercury Signage, < 2ft in Height | Commercial | Turnover | Warehouse | FL Zone 2 | Interior Lighting | Spot lighting |  | 0 | Per Fixture | [7 empty] | 412.992 | 53.536 | 359.456 | 0.87037 |  | 15 |  |  |  | 359.456 | [8 empty] | 0 | 0 | 0 | 0 | 0 | 0 | 0 | [5 empty] | 0
FL Zone 2AssemblyNew |  | XXXXXXXX | Yes | Equipment | LED Display Lighting (Interior) | One Letter of LED Signage, < 2ft in Height | One Letter of Neon or Argon-mercury Signage, < 2ft in Height | Commercial | New | Assembly | FL Zone 2 | Interior Lighting | Spot lighting |  | 0 | Per Fixture | [7 empty] | 310.608 | 40.264 | 270.344 | 0.87037 |  | 15 |  |  |  | 270.344 | [8 empty] | 0 | 0 | 0 | 0 | 0 | 0 | 0 | [5 empty] | 0
FL Zone 2College and UniversityNew |  | XXXXXXXX | Yes | Equipment | LED Display Lighting (Interior) | One Letter of LED Signage, < 2ft in Height | One Letter of Neon or Argon-mercury Signage, < 2ft in Height | Commercial | New | College and University | FL Zone 2 | Interior Lighting | Spot lighting |  | 0 | Per Fixture | [7 empty] | 476.064 | 61.712 | 414.352 | 0.87037 |  | 15 |  |  |  | 414.352 | [8 empty] | 0 | 0 | 0 | 0 | 0 | 0 | 0 | [5 empty] | 0
FL Zone 2GroceryNew |  | XXXXXXXX | Yes | Equipment | LED Display Lighting (Interior) | One Letter of LED Signage, < 2ft in Height | One Letter of Neon or Argon-mercury Signage, < 2ft in Height | Commercial | New | Grocery | FL Zone 2 | Interior Lighting | Spot lighting |  | 0 | Per Fixture | [7 empty] | 598.752 | 77.616 | 521.136 | 0.87037 |  | 15 |  |  |  | 521.136 | [8 empty] | 0 | 0 | 0 | 0 | 0 | 0 | 0 | [5 empty] | 0
FL Zone 2HealthcareNew |  | XXXXXXXX | Yes | Equipment | LED Display Lighting (Interior) | One Letter of LED Signage, < 2ft in Height | One Letter of Neon or Argon-mercury Signage, < 2ft in Height | Commercial | New | Healthcare | FL Zone 2 | Interior Lighting | Spot lighting |  | 0 | Per Fixture | [7 empty] | 543.024 | 70.392 | 472.632 | 0.87037 |  | 15 |  |  |  | 472.632 | [8 empty] | 0 | 0 | 0 | 0 | 0 | 0 | 0 | [5 empty] | 0
FL Zone 2HospitalsNew |  | XXXXXXXX | Yes | Equipment | LED Display Lighting (Interior) | One Letter of LED Signage, < 2ft in Height | One Letter of Neon or Argon-mercury Signage, < 2ft in Height | Commercial | New | Hospitals | FL Zone 2 | Interior Lighting | Spot lighting |  | 0 | Per Fixture | [7 empty] | 734.616 | 95.228 | 639.388 | 0.87037 |  | 15 |  |  |  | 639.388 | [8 empty] | 0 | 0 | 0 | 0 | 0 | 0 | 0 | [5 empty] | 0
FL Zone 2InstitutionalNew |  | XXXXXXXX | Yes | Equipment | LED Display Lighting (Interior) | One Letter of LED Signage, < 2ft in Height | One Letter of Neon or Argon-mercury Signage, < 2ft in Height | Commercial | New | Institutional | FL Zone 2 | Interior Lighting | Spot lighting |  | 0 | Per Fixture | [7 empty] | 356.292 | 46.186 | 310.106 | 0.87037 |  | 15 |  |  |  | 310.106 | [8 empty] | 0 | 0 | 0 | 0 | 0 | 0 | 0 | [5 empty] | 0
FL Zone 2Lodging/HospitalityNew |  | XXXXXXXX | Yes | Equipment | LED Display Lighting (Interior) | One Letter of LED Signage, < 2ft in Height | One Letter of Neon or Argon-mercury Signage, < 2ft in Height | Commercial | New | Lodging/Hospitality | FL Zone 2 | Interior Lighting | Spot lighting |  | 0 | Per Fixture | [7 empty] | 405.432 | 52.556 | 352.876 | 0.87037 |  | 15 |  |  |  | 352.876 | [8 empty] | 0 | 0 | 0 | 0 | 0 | 0 | 0 | [5 empty] | 0
FL Zone 2MiscellaneousNew |  | XXXXXXXX | Yes | Equipment | LED Display Lighting (Interior) | One Letter of LED Signage, < 2ft in Height | One Letter of Neon or Argon-mercury Signage, < 2ft in Height | Commercial | New | Miscellaneous | FL Zone 2 | Interior Lighting | Spot lighting |  | 0 | Per Fixture | [7 empty] | 476.064 | 61.712 | 414.352 | 0.87037 |  | 15 |  |  |  | 414.352 | [8 empty] | 0 | 0 | 0 | 0 | 0 | 0 | 0 | [5 empty] | 0
FL Zone 2OfficesNew |  | XXXXXXXX | Yes | Equipment | LED Display Lighting (Interior) | One Letter of LED Signage, < 2ft in Height | One Letter of Neon or Argon-mercury Signage, < 2ft in Height | Commercial | New | Offices | FL Zone 2 | Interior Lighting | Spot lighting |  | 0 | Per Fixture | [7 empty] | 351.324 | 45.542 | 305.782 | 0.87037 |  | 15 |  |  |  | 305.782 | [8 empty] | 0 | 0 | 0 | 0 | 0 | 0 | 0 | [5 empty] | 0
FL Zone 2RestaurantsNew |  | XXXXXXXX | Yes | Equipment | LED Display Lighting (Interior) | One Letter of LED Signage, < 2ft in Height | One Letter of Neon or Argon-mercury Signage, < 2ft in Height | Commercial | New | Restaurants | FL Zone 2 | Interior Lighting | Spot lighting |  | 0 | Per Fixture | [7 empty] | 362.556 | 46.998 | 315.558 | 0.87037 |  | 15 |  |  |  | 315.558 | [8 empty] | 0 | 0 | 0 | 0 | 0 | 0 | 0 | [5 empty] | 0
FL Zone 2RetailNew |  | XXXXXXXX | Yes | Equipment | LED Display Lighting (Interior) | One Letter of LED Signage, < 2ft in Height | One Letter of Neon or Argon-mercury Signage, < 2ft in Height | Commercial | New | Retail | FL Zone 2 | Interior Lighting | Spot lighting |  | 0 | Per Fixture | [7 empty] | 538.272 | 69.776 | 468.496 | 0.87037 |  | 15 |  |  |  | 468.496 | [8 empty] | 0 | 0 | 0 | 0 | 0 | 0 | 0 | [5 empty] | 0
FL Zone 2Schools K-12New |  | XXXXXXXX | Yes | Equipment | LED Display Lighting (Interior) | One Letter of LED Signage, < 2ft in Height | One Letter of Neon or Argon-mercury Signage, < 2ft in Height | Commercial | New | Schools K-12 | FL Zone 2 | Interior Lighting | Spot lighting |  | 0 | Per Fixture | [7 empty] | 256.932 | 33.306 | 223.626 | 0.87037 |  | 15 |  |  |  | 223.626 | [8 empty] | 0 | 0 | 0 | 0 | 0 | 0 | 0 | [5 empty] | 0
FL Zone 2WarehouseNew |  | XXXXXXXX | Yes | Equipment | LED Display Lighting (Interior) | One Letter of LED Signage, < 2ft in Height | One Letter of Neon or Argon-mercury Signage, < 2ft in Height | Commercial | New | Warehouse | FL Zone 2 | Interior Lighting | Spot lighting |  | 0 | Per Fixture | [7 empty] | 412.992 | 53.536 | 359.456 | 0.87037 |  | 15 |  |  |  | 359.456 | [8 empty] | 0 | 0 | 0 | 0 | 0 | 0 | 0 | [5 empty] | 0
FL Zone 2AssemblyTurnover |  | XXXXXXXX | Yes | Equipment | LED Exterior Lighting | One 65W LED Canopy Light | Equipment 1: Average Lumen Equivalent Exterior HID Area Lighting Equipment 2: Average Lumen Equivalent Exterior Incandescent Area Light | Commercial | Turnover | Assembly | FL Zone 2 | Exterior Lighting | Exterior marquis |  | 0 | Per Unit | [7 empty] | 630.826 | 249.116 | 381.71 | 0.6051 |  | 13 |  |  |  | 381.71 | [8 empty] | 0 | 0 | 0 | 0 | 0 | 0 | 0 | [5 empty] | 0
FL Zone 2College and UniversityTurnover |  | XXXXXXXX | Yes | Equipment | LED Exterior Lighting | One 65W LED Canopy Light | Equipment 1: Average Lumen Equivalent Exterior HID Area Lighting Equipment 2: Average Lumen Equivalent Exterior Incandescent Area Light | Commercial | Turnover | College and University | FL Zone 2 | Exterior Lighting | Exterior marquis |  | 0 | Per Unit | [7 empty] | 630.826 | 249.116 | 381.71 | 0.6051 |  | 13 |  |  |  | 381.71 | [8 empty] | 0 | 0 | 0 | 0 | 0 | 0 | 0 | [5 empty] | 0
FL Zone 2GroceryTurnover |  | XXXXXXXX | Yes | Equipment | LED Exterior Lighting | One 65W LED Canopy Light | Equipment 1: Average Lumen Equivalent Exterior HID Area Lighting Equipment 2: Average Lumen Equivalent Exterior Incandescent Area Light | Commercial | Turnover | Grocery | FL Zone 2 | Exterior Lighting | Exterior marquis |  | 0 | Per Unit | [7 empty] | 630.826 | 249.116 | 381.71 | 0.6051 |  | 13 |  |  |  | 381.71 | [8 empty] | 0 | 0 | 0 | 0 | 0 | 0 | 0 | [5 empty] | 0
FL Zone 2HealthcareTurnover |  | XXXXXXXX | Yes | Equipment | LED Exterior Lighting | One 65W LED Canopy Light | Equipment 1: Average Lumen Equivalent Exterior HID Area Lighting Equipment 2: Average Lumen Equivalent Exterior Incandescent Area Light | Commercial | Turnover | Healthcare | FL Zone 2 | Exterior Lighting | Exterior marquis |  | 0 | Per Unit | [7 empty] | 630.826 | 249.116 | 381.71 | 0.6051 |  | 13 |  |  |  | 381.71 | [8 empty] | 0 | 0 | 0 | 0 | 0 | 0 | 0 | [5 empty] | 0
FL Zone 2HospitalsTurnover |  | XXXXXXXX | Yes | Equipment | LED Exterior Lighting | One 65W LED Canopy Light | Equipment 1: Average Lumen Equivalent Exterior HID Area Lighting Equipment 2: Average Lumen Equivalent Exterior Incandescent Area Light | Commercial | Turnover | Hospitals | FL Zone 2 | Exterior Lighting | Exterior marquis |  | 0 | Per Unit | [7 empty] | 630.826 | 249.116 | 381.71 | 0.6051 |  | 13 |  |  |  | 381.71 | [8 empty] | 0 | 0 | 0 | 0 | 0 | 0 | 0 | [5 empty] | 0
FL Zone 2InstitutionalTurnover |  | XXXXXXXX | Yes | Equipment | LED Exterior Lighting | One 65W LED Canopy Light | Equipment 1: Average Lumen Equivalent Exterior HID Area Lighting Equipment 2: Average Lumen Equivalent Exterior Incandescent Area Light | Commercial | Turnover | Institutional | FL Zone 2 | Exterior Lighting | Exterior marquis |  | 0 | Per Unit | [7 empty] | 630.826 | 249.116 | 381.71 | 0.6051 |  | 13 |  |  |  | 381.71 | [8 empty] | 0 | 0 | 0 | 0 | 0 | 0 | 0 | [5 empty] | 0
FL Zone 2Lodging/HospitalityTurnover |  | XXXXXXXX | Yes | Equipment | LED Exterior Lighting | One 65W LED Canopy Light | Equipment 1: Average Lumen Equivalent Exterior HID Area Lighting Equipment 2: Average Lumen Equivalent Exterior Incandescent Area Light | Commercial | Turnover | Lodging/Hospitality | FL Zone 2 | Exterior Lighting | Exterior marquis |  | 0 | Per Unit | [7 empty] | 630.826 | 249.116 | 381.71 | 0.6051 |  | 13 |  |  |  | 381.71 | [8 empty] | 0 | 0 | 0 | 0 | 0 | 0 | 0 | [5 empty] | 0
FL Zone 2MiscellaneousTurnover |  | XXXXXXXX | Yes | Equipment | LED Exterior Lighting | One 65W LED Canopy Light | Equipment 1: Average Lumen Equivalent Exterior HID Area Lighting Equipment 2: Average Lumen Equivalent Exterior Incandescent Area Light | Commercial | Turnover | Miscellaneous | FL Zone 2 | Exterior Lighting | Exterior marquis |  | 0 | Per Unit | [7 empty] | 630.826 | 249.116 | 381.71 | 0.6051 |  | 13 |  |  |  | 381.71 | [8 empty] | 0 | 0 | 0 | 0 | 0 | 0 | 0 | [5 empty] | 0
FL Zone 2OfficesTurnover |  | XXXXXXXX | Yes | Equipment | LED Exterior Lighting | One 65W LED Canopy Light | Equipment 1: Average Lumen Equivalent Exterior HID Area Lighting Equipment 2: Average Lumen Equivalent Exterior Incandescent Area Light | Commercial | Turnover | Offices | FL Zone 2 | Exterior Lighting | Exterior marquis |  | 0 | Per Unit | [7 empty] | 630.826 | 249.116 | 381.71 | 0.6051 |  | 13 |  |  |  | 381.71 | [8 empty] | 0 | 0 | 0 | 0 | 0 | 0 | 0 | [5 empty] | 0
FL Zone 2RestaurantsTurnover |  | XXXXXXXX | Yes | Equipment | LED Exterior Lighting | One 65W LED Canopy Light | Equipment 1: Average Lumen Equivalent Exterior HID Area Lighting Equipment 2: Average Lumen Equivalent Exterior Incandescent Area Light | Commercial | Turnover | Restaurants | FL Zone 2 | Exterior Lighting | Exterior marquis |  | 0 | Per Unit | [7 empty] | 630.826 | 249.116 | 381.71 | 0.6051 |  | 13 |  |  |  | 381.71 | [8 empty] | 0 | 0 | 0 | 0 | 0 | 0 | 0 | [5 empty] | 0
FL Zone 2RetailTurnover |  | XXXXXXXX | Yes | Equipment | LED Exterior Lighting | One 65W LED Canopy Light | Equipment 1: Average Lumen Equivalent Exterior HID Area Lighting Equipment 2: Average Lumen Equivalent Exterior Incandescent Area Light | Commercial | Turnover | Retail | FL Zone 2 | Exterior Lighting | Exterior marquis |  | 0 | Per Unit | [7 empty] | 630.826 | 249.116 | 381.71 | 0.6051 |  | 13 |  |  |  | 381.71 | [8 empty] | 0 | 0 | 0 | 0 | 0 | 0 | 0 | [5 empty] | 0
FL Zone 2Schools K-12Turnover |  | XXXXXXXX | Yes | Equipment | LED Exterior Lighting | One 65W LED Canopy Light | Equipment 1: Average Lumen Equivalent Exterior HID Area Lighting Equipment 2: Average Lumen Equivalent Exterior Incandescent Area Light | Commercial | Turnover | Schools K-12 | FL Zone 2 | Exterior Lighting | Exterior marquis |  | 0 | Per Unit | [7 empty] | 630.826 | 249.116 | 381.71 | 0.6051 |  | 13 |  |  |  | 381.71 | [8 empty] | 0 | 0 | 0 | 0 | 0 | 0 | 0 | [5 empty] | 0
FL Zone 2WarehouseTurnover |  | XXXXXXXX | Yes | Equipment | LED Exterior Lighting | One 65W LED Canopy Light | Equipment 1: Average Lumen Equivalent Exterior HID Area Lighting Equipment 2: Average Lumen Equivalent Exterior Incandescent Area Light | Commercial | Turnover | Warehouse | FL Zone 2 | Exterior Lighting | Exterior marquis |  | 0 | Per Unit | [7 empty] | 630.826 | 249.116 | 381.71 | 0.6051 |  | 13 |  |  |  | 381.71 | [8 empty] | 0 | 0 | 0 | 0 | 0 | 0 | 0 | [5 empty] | 0
FL Zone 2AssemblyNew |  | XXXXXXXX | Yes | Equipment | LED Exterior Lighting | One 65W LED Canopy Light | Equipment 1: Average Lumen Equivalent Exterior HID Area Lighting Equipment 2: Average Lumen Equivalent Exterior Incandescent Area Light | Commercial | New | Assembly | FL Zone 2 | Exterior Lighting | Exterior marquis |  | 0 | Per Unit | [7 empty] | 630.826 | 249.116 | 381.71 | 0.6051 |  | 13 |  |  |  | 381.71 | [8 empty] | 0 | 0 | 0 | 0 | 0 | 0 | 0 | [5 empty] | 0
FL Zone 2College and UniversityNew |  | XXXXXXXX | Yes | Equipment | LED Exterior Lighting | One 65W LED Canopy Light | Equipment 1: Average Lumen Equivalent Exterior HID Area Lighting Equipment 2: Average Lumen Equivalent Exterior Incandescent Area Light | Commercial | New | College and University | FL Zone 2 | Exterior Lighting | Exterior marquis |  | 0 | Per Unit | [7 empty] | 630.826 | 249.116 | 381.71 | 0.6051 |  | 13 |  |  |  | 381.71 | [8 empty] | 0 | 0 | 0 | 0 | 0 | 0 | 0 | [5 empty] | 0
FL Zone 2GroceryNew |  | XXXXXXXX | Yes | Equipment | LED Exterior Lighting | One 65W LED Canopy Light | Equipment 1: Average Lumen Equivalent Exterior HID Area Lighting Equipment 2: Average Lumen Equivalent Exterior Incandescent Area Light | Commercial | New | Grocery | FL Zone 2 | Exterior Lighting | Exterior marquis |  | 0 | Per Unit | [7 empty] | 630.826 | 249.116 | 381.71 | 0.6051 |  | 13 |  |  |  | 381.71 | [8 empty] | 0 | 0 | 0 | 0 | 0 | 0 | 0 | [5 empty] | 0
FL Zone 2HealthcareNew |  | XXXXXXXX | Yes | Equipment | LED Exterior Lighting | One 65W LED Canopy Light | Equipment 1: Average Lumen Equivalent Exterior HID Area Lighting Equipment 2: Average Lumen Equivalent Exterior Incandescent Area Light | Commercial | New | Healthcare | FL Zone 2 | Exterior Lighting | Exterior marquis |  | 0 | Per Unit | [7 empty] | 630.826 | 249.116 | 381.71 | 0.6051 |  | 13 |  |  |  | 381.71 | [8 empty] | 0 | 0 | 0 | 0 | 0 | 0 | 0 | [5 empty] | 0
FL Zone 2HospitalsNew |  | XXXXXXXX | Yes | Equipment | LED Exterior Lighting | One 65W LED Canopy Light | Equipment 1: Average Lumen Equivalent Exterior HID Area Lighting Equipment 2: Average Lumen Equivalent Exterior Incandescent Area Light | Commercial | New | Hospitals | FL Zone 2 | Exterior Lighting | Exterior marquis |  | 0 | Per Unit | [7 empty] | 630.826 | 249.116 | 381.71 | 0.6051 |  | 13 |  |  |  | 381.71 | [8 empty] | 0 | 0 | 0 | 0 | 0 | 0 | 0 | [5 empty] | 0
FL Zone 2InstitutionalNew |  | XXXXXXXX | Yes | Equipment | LED Exterior Lighting | One 65W LED Canopy Light | Equipment 1: Average Lumen Equivalent Exterior HID Area Lighting Equipment 2: Average Lumen Equivalent Exterior Incandescent Area Light | Commercial | New | Institutional | FL Zone 2 | Exterior Lighting | Exterior marquis |  | 0 | Per Unit | [7 empty] | 630.826 | 249.116 | 381.71 | 0.6051 |  | 13 |  |  |  | 381.71 | [8 empty] | 0 | 0 | 0 | 0 | 0 | 0 | 0 | [5 empty] | 0
FL Zone 2Lodging/HospitalityNew |  | XXXXXXXX | Yes | Equipment | LED Exterior Lighting | One 65W LED Canopy Light | Equipment 1: Average Lumen Equivalent Exterior HID Area Lighting Equipment 2: Average Lumen Equivalent Exterior Incandescent Area Light | Commercial | New | Lodging/Hospitality | FL Zone 2 | Exterior Lighting | Exterior marquis |  | 0 | Per Unit | [7 empty] | 630.826 | 249.116 | 381.71 | 0.6051 |  | 13 |  |  |  | 381.71 | [8 empty] | 0 | 0 | 0 | 0 | 0 | 0 | 0 | [5 empty] | 0
FL Zone 2MiscellaneousNew |  | XXXXXXXX | Yes | Equipment | LED Exterior Lighting | One 65W LED Canopy Light | Equipment 1: Average Lumen Equivalent Exterior HID Area Lighting Equipment 2: Average Lumen Equivalent Exterior Incandescent Area Light | Commercial | New | Miscellaneous | FL Zone 2 | Exterior Lighting | Exterior marquis |  | 0 | Per Unit | [7 empty] | 630.826 | 249.116 | 381.71 | 0.6051 |  | 13 |  |  |  | 381.71 | [8 empty] | 0 | 0 | 0 | 0 | 0 | 0 | 0 | [5 empty] | 0
FL Zone 2OfficesNew |  | XXXXXXXX | Yes | Equipment | LED Exterior Lighting | One 65W LED Canopy Light | Equipment 1: Average Lumen Equivalent Exterior HID Area Lighting Equipment 2: Average Lumen Equivalent Exterior Incandescent Area Light | Commercial | New | Offices | FL Zone 2 | Exterior Lighting | Exterior marquis |  | 0 | Per Unit | [7 empty] | 630.826 | 249.116 | 381.71 | 0.6051 |  | 13 |  |  |  | 381.71 | [8 empty] | 0 | 0 | 0 | 0 | 0 | 0 | 0 | [5 empty] | 0
FL Zone 2RestaurantsNew |  | XXXXXXXX | Yes | Equipment | LED Exterior Lighting | One 65W LED Canopy Light | Equipment 1: Average Lumen Equivalent Exterior HID Area Lighting Equipment 2: Average Lumen Equivalent Exterior Incandescent Area Light | Commercial | New | Restaurants | FL Zone 2 | Exterior Lighting | Exterior marquis |  | 0 | Per Unit | [7 empty] | 630.826 | 249.116 | 381.71 | 0.6051 |  | 13 |  |  |  | 381.71 | [8 empty] | 0 | 0 | 0 | 0 | 0 | 0 | 0 | [5 empty] | 0
FL Zone 2RetailNew |  | XXXXXXXX | Yes | Equipment | LED Exterior Lighting | One 65W LED Canopy Light | Equipment 1: Average Lumen Equivalent Exterior HID Area Lighting Equipment 2: Average Lumen Equivalent Exterior Incandescent Area Light | Commercial | New | Retail | FL Zone 2 | Exterior Lighting | Exterior marquis |  | 0 | Per Unit | [7 empty] | 630.826 | 249.116 | 381.71 | 0.6051 |  | 13 |  |  |  | 381.71 | [8 empty] | 0 | 0 | 0 | 0 | 0 | 0 | 0 | [5 empty] | 0
FL Zone 2Schools K-12New |  | XXXXXXXX | Yes | Equipment | LED Exterior Lighting | One 65W LED Canopy Light | Equipment 1: Average Lumen Equivalent Exterior HID Area Lighting Equipment 2: Average Lumen Equivalent Exterior Incandescent Area Light | Commercial | New | Schools K-12 | FL Zone 2 | Exterior Lighting | Exterior marquis |  | 0 | Per Unit | [7 empty] | 630.826 | 249.116 | 381.71 | 0.6051 |  | 13 |  |  |  | 381.71 | [8 empty] | 0 | 0 | 0 | 0 | 0 | 0 | 0 | [5 empty] | 0
FL Zone 2WarehouseNew |  | XXXXXXXX | Yes | Equipment | LED Exterior Lighting | One 65W LED Canopy Light | Equipment 1: Average Lumen Equivalent Exterior HID Area Lighting Equipment 2: Average Lumen Equivalent Exterior Incandescent Area Light | Commercial | New | Warehouse | FL Zone 2 | Exterior Lighting | Exterior marquis |  | 0 | Per Unit | [7 empty] | 630.826 | 249.116 | 381.71 | 0.6051 |  | 13 |  |  |  | 381.71 | [8 empty] | 0 | 0 | 0 | 0 | 0 | 0 | 0 | [5 empty] | 0
FL Zone 2AssemblyTurnover |  | XXXXXXXX | Yes | Equipment | LED Exterior Lighting | One 65W LED Canopy Light | Equipment 1: Average Lumen Equivalent Exterior HID Area Lighting Equipment 2: Average Lumen Equivalent Exterior Incandescent Area Light | Commercial | Turnover | Assembly | FL Zone 2 | Exterior Lighting | Spot lighting/Security/Flood |  | 0 | Per Unit | [7 empty] | 630.826 | 249.116 | 381.71 | 0.6051 |  | 13 |  |  |  | 381.71 | [8 empty] | 0 | 0 | 0 | 0 | 0 | 0 | 0 | [5 empty] | 0
FL Zone 2College and UniversityTurnover |  | XXXXXXXX | Yes | Equipment | LED Exterior Lighting | One 65W LED Canopy Light | Equipment 1: Average Lumen Equivalent Exterior HID Area Lighting Equipment 2: Average Lumen Equivalent Exterior Incandescent Area Light | Commercial | Turnover | College and University | FL Zone 2 | Exterior Lighting | Spot lighting/Security/Flood |  | 0 | Per Unit | [7 empty] | 630.826 | 249.116 | 381.71 | 0.6051 |  | 13 |  |  |  | 381.71 | [8 empty] | 0 | 0 | 0 | 0 | 0 | 0 | 0 | [5 empty] | 0
FL Zone 2GroceryTurnover |  | XXXXXXXX | Yes | Equipment | LED Exterior Lighting | One 65W LED Canopy Light | Equipment 1: Average Lumen Equivalent Exterior HID Area Lighting Equipment 2: Average Lumen Equivalent Exterior Incandescent Area Light | Commercial | Turnover | Grocery | FL Zone 2 | Exterior Lighting | Spot lighting/Security/Flood |  | 0 | Per Unit | [7 empty] | 630.826 | 249.116 | 381.71 | 0.6051 |  | 13 |  |  |  | 381.71 | [8 empty] | 0 | 0 | 0 | 0 | 0 | 0 | 0 | [5 empty] | 0
FL Zone 2HealthcareTurnover |  | XXXXXXXX | Yes | Equipment | LED Exterior Lighting | One 65W LED Canopy Light | Equipment 1: Average Lumen Equivalent Exterior HID Area Lighting Equipment 2: Average Lumen Equivalent Exterior Incandescent Area Light | Commercial | Turnover | Healthcare | FL Zone 2 | Exterior Lighting | Spot lighting/Security/Flood |  | 0 | Per Unit | [7 empty] | 630.826 | 249.116 | 381.71 | 0.6051 |  | 13 |  |  |  | 381.71 | [8 empty] | 0 | 0 | 0 | 0 | 0 | 0 | 0 | [5 empty] | 0
FL Zone 2HospitalsTurnover |  | XXXXXXXX | Yes | Equipment | LED Exterior Lighting | One 65W LED Canopy Light | Equipment 1: Average Lumen Equivalent Exterior HID Area Lighting Equipment 2: Average Lumen Equivalent Exterior Incandescent Area Light | Commercial | Turnover | Hospitals | FL Zone 2 | Exterior Lighting | Spot lighting/Security/Flood |  | 0 | Per Unit | [7 empty] | 630.826 | 249.116 | 381.71 | 0.6051 |  | 13 |  |  |  | 381.71 | [8 empty] | 0 | 0 | 0 | 0 | 0 | 0 | 0 | [5 empty] | 0
FL Zone 2InstitutionalTurnover |  | XXXXXXXX | Yes | Equipment | LED Exterior Lighting | One 65W LED Canopy Light | Equipment 1: Average Lumen Equivalent Exterior HID Area Lighting Equipment 2: Average Lumen Equivalent Exterior Incandescent Area Light | Commercial | Turnover | Institutional | FL Zone 2 | Exterior Lighting | Spot lighting/Security/Flood |  | 0 | Per Unit | [7 empty] | 630.826 | 249.116 | 381.71 | 0.6051 |  | 13 |  |  |  | 381.71 | [8 empty] | 0 | 0 | 0 | 0 | 0 | 0 | 0 | [5 empty] | 0
FL Zone 2Lodging/HospitalityTurnover |  | XXXXXXXX | Yes | Equipment | LED Exterior Lighting | One 65W LED Canopy Light | Equipment 1: Average Lumen Equivalent Exterior HID Area Lighting Equipment 2: Average Lumen Equivalent Exterior Incandescent Area Light | Commercial | Turnover | Lodging/Hospitality | FL Zone 2 | Exterior Lighting | Spot lighting/Security/Flood |  | 0 | Per Unit | [7 empty] | 630.826 | 249.116 | 381.71 | 0.6051 |  | 13 |  |  |  | 381.71 | [8 empty] | 0 | 0 | 0 | 0 | 0 | 0 | 0 | [5 empty] | 0
FL Zone 2MiscellaneousTurnover |  | XXXXXXXX | Yes | Equipment | LED Exterior Lighting | One 65W LED Canopy Light | Equipment 1: Average Lumen Equivalent Exterior HID Area Lighting Equipment 2: Average Lumen Equivalent Exterior Incandescent Area Light | Commercial | Turnover | Miscellaneous | FL Zone 2 | Exterior Lighting | Spot lighting/Security/Flood |  | 0 | Per Unit | [7 empty] | 630.826 | 249.116 | 381.71 | 0.6051 |  | 13 |  |  |  | 381.71 | [8 empty] | 0 | 0 | 0 | 0 | 0 | 0 | 0 | [5 empty] | 0
FL Zone 2OfficesTurnover |  | XXXXXXXX | Yes | Equipment | LED Exterior Lighting | One 65W LED Canopy Light | Equipment 1: Average Lumen Equivalent Exterior HID Area Lighting Equipment 2: Average Lumen Equivalent Exterior Incandescent Area Light | Commercial | Turnover | Offices | FL Zone 2 | Exterior Lighting | Spot lighting/Security/Flood |  | 0 | Per Unit | [7 empty] | 630.826 | 249.116 | 381.71 | 0.6051 |  | 13 |  |  |  | 381.71 | [8 empty] | 0 | 0 | 0 | 0 | 0 | 0 | 0 | [5 empty] | 0
FL Zone 2RestaurantsTurnover |  | XXXXXXXX | Yes | Equipment | LED Exterior Lighting | One 65W LED Canopy Light | Equipment 1: Average Lumen Equivalent Exterior HID Area Lighting Equipment 2: Average Lumen Equivalent Exterior Incandescent Area Light | Commercial | Turnover | Restaurants | FL Zone 2 | Exterior Lighting | Spot lighting/Security/Flood |  | 0 | Per Unit | [7 empty] | 630.826 | 249.116 | 381.71 | 0.6051 |  | 13 |  |  |  | 381.71 | [8 empty] | 0 | 0 | 0 | 0 | 0 | 0 | 0 | [5 empty] | 0
FL Zone 2RetailTurnover |  | XXXXXXXX | Yes | Equipment | LED Exterior Lighting | One 65W LED Canopy Light | Equipment 1: Average Lumen Equivalent Exterior HID Area Lighting Equipment 2: Average Lumen Equivalent Exterior Incandescent Area Light | Commercial | Turnover | Retail | FL Zone 2 | Exterior Lighting | Spot lighting/Security/Flood |  | 0 | Per Unit | [7 empty] | 630.826 | 249.116 | 381.71 | 0.6051 |  | 13 |  |  |  | 381.71 | [8 empty] | 0 | 0 | 0 | 0 | 0 | 0 | 0 | [5 empty] | 0
FL Zone 2Schools K-12Turnover |  | XXXXXXXX | Yes | Equipment | LED Exterior Lighting | One 65W LED Canopy Light | Equipment 1: Average Lumen Equivalent Exterior HID Area Lighting Equipment 2: Average Lumen Equivalent Exterior Incandescent Area Light | Commercial | Turnover | Schools K-12 | FL Zone 2 | Exterior Lighting | Spot lighting/Security/Flood |  | 0 | Per Unit | [7 empty] | 630.826 | 249.116 | 381.71 | 0.6051 |  | 13 |  |  |  | 381.71 | [8 empty] | 0 | 0 | 0 | 0 | 0 | 0 | 0 | [5 empty] | 0
FL Zone 2WarehouseTurnover |  | XXXXXXXX | Yes | Equipment | LED Exterior Lighting | One 65W LED Canopy Light | Equipment 1: Average Lumen Equivalent Exterior HID Area Lighting Equipment 2: Average Lumen Equivalent Exterior Incandescent Area Light | Commercial | Turnover | Warehouse | FL Zone 2 | Exterior Lighting | Spot lighting/Security/Flood |  | 0 | Per Unit | [7 empty] | 630.826 | 249.116 | 381.71 | 0.6051 |  | 13 |  |  |  | 381.71 | [8 empty] | 0 | 0 | 0 | 0 | 0 | 0 | 0 | [5 empty] | 0
FL Zone 2AssemblyNew |  | XXXXXXXX | Yes | Equipment | LED Exterior Lighting | One 65W LED Canopy Light | Equipment 1: Average Lumen Equivalent Exterior HID Area Lighting Equipment 2: Average Lumen Equivalent Exterior Incandescent Area Light | Commercial | New | Assembly | FL Zone 2 | Exterior Lighting | Spot lighting/Security/Flood |  | 0 | Per Unit | [7 empty] | 630.826 | 249.116 | 381.71 | 0.6051 |  | 13 |  |  |  | 381.71 | [8 empty] | 0 | 0 | 0 | 0 | 0 | 0 | 0 | [5 empty] | 0
FL Zone 2College and UniversityNew |  | XXXXXXXX | Yes | Equipment | LED Exterior Lighting | One 65W LED Canopy Light | Equipment 1: Average Lumen Equivalent Exterior HID Area Lighting Equipment 2: Average Lumen Equivalent Exterior Incandescent Area Light | Commercial | New | College and University | FL Zone 2 | Exterior Lighting | Spot lighting/Security/Flood |  | 0 | Per Unit | [7 empty] | 630.826 | 249.116 | 381.71 | 0.6051 |  | 13 |  |  |  | 381.71 | [8 empty] | 0 | 0 | 0 | 0 | 0 | 0 | 0 | [5 empty] | 0
FL Zone 2GroceryNew |  | XXXXXXXX | Yes | Equipment | LED Exterior Lighting | One 65W LED Canopy Light | Equipment 1: Average Lumen Equivalent Exterior HID Area Lighting Equipment 2: Average Lumen Equivalent Exterior Incandescent Area Light | Commercial | New | Grocery | FL Zone 2 | Exterior Lighting | Spot lighting/Security/Flood |  | 0 | Per Unit | [7 empty] | 630.826 | 249.116 | 381.71 | 0.6051 |  | 13 |  |  |  | 381.71 | [8 empty] | 0 | 0 | 0 | 0 | 0 | 0 | 0 | [5 empty] | 0
FL Zone 2HealthcareNew |  | XXXXXXXX | Yes | Equipment | LED Exterior Lighting | One 65W LED Canopy Light | Equipment 1: Average Lumen Equivalent Exterior HID Area Lighting Equipment 2: Average Lumen Equivalent Exterior Incandescent Area Light | Commercial | New | Healthcare | FL Zone 2 | Exterior Lighting | Spot lighting/Security/Flood |  | 0 | Per Unit | [7 empty] | 630.826 | 249.116 | 381.71 | 0.6051 |  | 13 |  |  |  | 381.71 | [8 empty] | 0 | 0 | 0 | 0 | 0 | 0 | 0 | [5 empty] | 0
FL Zone 2HospitalsNew |  | XXXXXXXX | Yes | Equipment | LED Exterior Lighting | One 65W LED Canopy Light | Equipment 1: Average Lumen Equivalent Exterior HID Area Lighting Equipment 2: Average Lumen Equivalent Exterior Incandescent Area Light | Commercial | New | Hospitals | FL Zone 2 | Exterior Lighting | Spot lighting/Security/Flood |  | 0 | Per Unit | [7 empty] | 630.826 | 249.116 | 381.71 | 0.6051 |  | 13 |  |  |  | 381.71 | [8 empty] | 0 | 0 | 0 | 0 | 0 | 0 | 0 | [5 empty] | 0
FL Zone 2InstitutionalNew |  | XXXXXXXX | Yes | Equipment | LED Exterior Lighting | One 65W LED Canopy Light | Equipment 1: Average Lumen Equivalent Exterior HID Area Lighting Equipment 2: Average Lumen Equivalent Exterior Incandescent Area Light | Commercial | New | Institutional | FL Zone 2 | Exterior Lighting | Spot lighting/Security/Flood |  | 0 | Per Unit | [7 empty] | 630.826 | 249.116 | 381.71 | 0.6051 |  | 13 |  |  |  | 381.71 | [8 empty] | 0 | 0 | 0 | 0 | 0 | 0 | 0 | [5 empty] | 0
FL Zone 2Lodging/HospitalityNew |  | XXXXXXXX | Yes | Equipment | LED Exterior Lighting | One 65W LED Canopy Light | Equipment 1: Average Lumen Equivalent Exterior HID Area Lighting Equipment 2: Average Lumen Equivalent Exterior Incandescent Area Light | Commercial | New | Lodging/Hospitality | FL Zone 2 | Exterior Lighting | Spot lighting/Security/Flood |  | 0 | Per Unit | [7 empty] | 630.826 | 249.116 | 381.71 | 0.6051 |  | 13 |  |  |  | 381.71 | [8 empty] | 0 | 0 | 0 | 0 | 0 | 0 | 0 | [5 empty] | 0
FL Zone 2MiscellaneousNew |  | XXXXXXXX | Yes | Equipment | LED Exterior Lighting | One 65W LED Canopy Light | Equipment 1: Average Lumen Equivalent Exterior HID Area Lighting Equipment 2: Average Lumen Equivalent Exterior Incandescent Area Light | Commercial | New | Miscellaneous | FL Zone 2 | Exterior Lighting | Spot lighting/Security/Flood |  | 0 | Per Unit | [7 empty] | 630.826 | 249.116 | 381.71 | 0.6051 |  | 13 |  |  |  | 381.71 | [8 empty] | 0 | 0 | 0 | 0 | 0 | 0 | 0 | [5 empty] | 0
FL Zone 2OfficesNew |  | XXXXXXXX | Yes | Equipment | LED Exterior Lighting | One 65W LED Canopy Light | Equipment 1: Average Lumen Equivalent Exterior HID Area Lighting Equipment 2: Average Lumen Equivalent Exterior Incandescent Area Light | Commercial | New | Offices | FL Zone 2 | Exterior Lighting | Spot lighting/Security/Flood |  | 0 | Per Unit | [7 empty] | 630.826 | 249.116 | 381.71 | 0.6051 |  | 13 |  |  |  | 381.71 | [8 empty] | 0 | 0 | 0 | 0 | 0 | 0 | 0 | [5 empty] | 0
FL Zone 2RestaurantsNew |  | XXXXXXXX | Yes | Equipment | LED Exterior Lighting | One 65W LED Canopy Light | Equipment 1: Average Lumen Equivalent Exterior HID Area Lighting Equipment 2: Average Lumen Equivalent Exterior Incandescent Area Light | Commercial | New | Restaurants | FL Zone 2 | Exterior Lighting | Spot lighting/Security/Flood |  | 0 | Per Unit | [7 empty] | 630.826 | 249.116 | 381.71 | 0.6051 |  | 13 |  |  |  | 381.71 | [8 empty] | 0 | 0 | 0 | 0 | 0 | 0 | 0 | [5 empty] | 0
FL Zone 2RetailNew |  | XXXXXXXX | Yes | Equipment | LED Exterior Lighting | One 65W LED Canopy Light | Equipment 1: Average Lumen Equivalent Exterior HID Area Lighting Equipment 2: Average Lumen Equivalent Exterior Incandescent Area Light | Commercial | New | Retail | FL Zone 2 | Exterior Lighting | Spot lighting/Security/Flood |  | 0 | Per Unit | [7 empty] | 630.826 | 249.116 | 381.71 | 0.6051 |  | 13 |  |  |  | 381.71 | [8 empty] | 0 | 0 | 0 | 0 | 0 | 0 | 0 | [5 empty] | 0
FL Zone 2Schools K-12New |  | XXXXXXXX | Yes | Equipment | LED Exterior Lighting | One 65W LED Canopy Light | Equipment 1: Average Lumen Equivalent Exterior HID Area Lighting Equipment 2: Average Lumen Equivalent Exterior Incandescent Area Light | Commercial | New | Schools K-12 | FL Zone 2 | Exterior Lighting | Spot lighting/Security/Flood |  | 0 | Per Unit | [7 empty] | 630.826 | 249.116 | 381.71 | 0.6051 |  | 13 |  |  |  | 381.71 | [8 empty] | 0 | 0 | 0 | 0 | 0 | 0 | 0 | [5 empty] | 0
FL Zone 2WarehouseNew |  | XXXXXXXX | Yes | Equipment | LED Exterior Lighting | One 65W LED Canopy Light | Equipment 1: Average Lumen Equivalent Exterior HID Area Lighting Equipment 2: Average Lumen Equivalent Exterior Incandescent Area Light | Commercial | New | Warehouse | FL Zone 2 | Exterior Lighting | Spot lighting/Security/Flood |  | 0 | Per Unit | [7 empty] | 630.826 | 249.116 | 381.71 | 0.6051 |  | 13 |  |  |  | 381.71 | [8 empty] | 0 | 0 | 0 | 0 | 0 | 0 | 0 | [5 empty] | 0
FL Zone 2AssemblyTurnover |  | XXXXXXXX | Yes | Equipment | LED Linear - Fixture Replacement | 2x4 LED Troffer | Lumen-Equivalent 32-Watt T8 Fixture | Commercial | Turnover | Assembly | FL Zone 2 | Interior Lighting | High bay |  | 0 | Per Unit | [7 empty] | 242.9645 | 120.792 | 122.1725 | 0.50284 |  | 15 |  |  |  | 122.1725 | [8 empty] | 0 | 0 | 0 | 0 | 0 | 0 | 0 | [5 empty] | 0
FL Zone 2College and UniversityTurnover |  | XXXXXXXX | Yes | Equipment | LED Linear - Fixture Replacement | 2x4 LED Troffer | Lumen-Equivalent 32-Watt T8 Fixture | Commercial | Turnover | College and University | FL Zone 2 | Interior Lighting | High bay |  | 0 | Per Unit | [7 empty] | 372.3878 | 185.136 | 187.2518 | 0.50284 |  | 15 |  |  |  | 187.2518 | [8 empty] | 0 | 0 | 0 | 0 | 0 | 0 | 0 | [5 empty] | 0
FL Zone 2GroceryTurnover |  | XXXXXXXX | Yes | Equipment | LED Linear - Fixture Replacement | 2x4 LED Troffer | Lumen-Equivalent 32-Watt T8 Fixture | Commercial | Turnover | Grocery | FL Zone 2 | Interior Lighting | High bay |  | 0 | Per Unit | [7 empty] | 468.3571 | 232.848 | 235.5091 | 0.50284 |  | 15 |  |  |  | 235.5091 | [8 empty] | 0 | 0 | 0 | 0 | 0 | 0 | 0 | [5 empty] | 0
FL Zone 2HealthcareTurnover |  | XXXXXXXX | Yes | Equipment | LED Linear - Fixture Replacement | 2x4 LED Troffer | Lumen-Equivalent 32-Watt T8 Fixture | Commercial | Turnover | Healthcare | FL Zone 2 | Interior Lighting | High bay |  | 0 | Per Unit | [7 empty] | 424.7654 | 211.176 | 213.5894 | 0.50284 |  | 15 |  |  |  | 213.5894 | [8 empty] | 0 | 0 | 0 | 0 | 0 | 0 | 0 | [5 empty] | 0
FL Zone 2HospitalsTurnover |  | XXXXXXXX | Yes | Equipment | LED Linear - Fixture Replacement | 2x4 LED Troffer | Lumen-Equivalent 32-Watt T8 Fixture | Commercial | Turnover | Hospitals | FL Zone 2 | Interior Lighting | High bay |  | 0 | Per Unit | [7 empty] | 574.633 | 285.684 | 288.949 | 0.50284 |  | 15 |  |  |  | 288.949 | [8 empty] | 0 | 0 | 0 | 0 | 0 | 0 | 0 | [5 empty] | 0
FL Zone 2InstitutionalTurnover |  | XXXXXXXX | Yes | Equipment | LED Linear - Fixture Replacement | 2x4 LED Troffer | Lumen-Equivalent 32-Watt T8 Fixture | Commercial | Turnover | Institutional | FL Zone 2 | Interior Lighting | High bay |  | 0 | Per Unit | [7 empty] | 278.6995 | 138.558 | 140.1415 | 0.50284 |  | 15 |  |  |  | 140.1415 | [8 empty] | 0 | 0 | 0 | 0 | 0 | 0 | 0 | [5 empty] | 0
FL Zone 2Lodging/HospitalityTurnover |  | XXXXXXXX | Yes | Equipment | LED Linear - Fixture Replacement | 2x4 LED Troffer | Lumen-Equivalent 32-Watt T8 Fixture | Commercial | Turnover | Lodging/Hospitality | FL Zone 2 | Interior Lighting | High bay |  | 0 | Per Unit | [7 empty] | 317.1379 | 157.668 | 159.4699 | 0.50284 |  | 15 |  |  |  | 159.4699 | [8 empty] | 0 | 0 | 0 | 0 | 0 | 0 | 0 | [5 empty] | 0
FL Zone 2MiscellaneousTurnover |  | XXXXXXXX | Yes | Equipment | LED Linear - Fixture Replacement | 2x4 LED Troffer | Lumen-Equivalent 32-Watt T8 Fixture | Commercial | Turnover | Miscellaneous | FL Zone 2 | Interior Lighting | High bay |  | 0 | Per Unit | [7 empty] | 372.3878 | 185.136 | 187.2518 | 0.50284 |  | 15 |  |  |  | 187.2518 | [8 empty] | 0 | 0 | 0 | 0 | 0 | 0 | 0 | [5 empty] | 0
FL Zone 2OfficesTurnover |  | XXXXXXXX | Yes | Equipment | LED Linear - Fixture Replacement | 2x4 LED Troffer | Lumen-Equivalent 32-Watt T8 Fixture | Commercial | Turnover | Offices | FL Zone 2 | Interior Lighting | High bay |  | 0 | Per Unit | [7 empty] | 274.8134 | 136.626 | 138.1874 | 0.50284 |  | 15 |  |  |  | 138.1874 | [8 empty] | 0 | 0 | 0 | 0 | 0 | 0 | 0 | [5 empty] | 0
FL Zone 2RestaurantsTurnover |  | XXXXXXXX | Yes | Equipment | LED Linear - Fixture Replacement | 2x4 LED Troffer | Lumen-Equivalent 32-Watt T8 Fixture | Commercial | Turnover | Restaurants | FL Zone 2 | Interior Lighting | High bay |  | 0 | Per Unit | [7 empty] | 283.5994 | 140.994 | 142.6054 | 0.50284 |  | 15 |  |  |  | 142.6054 | [8 empty] | 0 | 0 | 0 | 0 | 0 | 0 | 0 | [5 empty] | 0
FL Zone 2RetailTurnover |  | XXXXXXXX | Yes | Equipment | LED Linear - Fixture Replacement | 2x4 LED Troffer | Lumen-Equivalent 32-Watt T8 Fixture | Commercial | Turnover | Retail | FL Zone 2 | Interior Lighting | High bay |  | 0 | Per Unit | [7 empty] | 421.0483 | 209.328 | 211.7203 | 0.50284 |  | 15 |  |  |  | 211.7203 | [8 empty] | 0 | 0 | 0 | 0 | 0 | 0 | 0 | [5 empty] | 0
FL Zone 2Schools K-12Turnover |  | XXXXXXXX | Yes | Equipment | LED Linear - Fixture Replacement | 2x4 LED Troffer | Lumen-Equivalent 32-Watt T8 Fixture | Commercial | Turnover | Schools K-12 | FL Zone 2 | Interior Lighting | High bay |  | 0 | Per Unit | [7 empty] | 200.9779 | 99.918 | 101.0599 | 0.50284 |  | 15 |  |  |  | 101.0599 | [8 empty] | 0 | 0 | 0 | 0 | 0 | 0 | 0 | [5 empty] | 0
FL Zone 2WarehouseTurnover |  | XXXXXXXX | Yes | Equipment | LED Linear - Fixture Replacement | 2x4 LED Troffer | Lumen-Equivalent 32-Watt T8 Fixture | Commercial | Turnover | Warehouse | FL Zone 2 | Interior Lighting | High bay |  | 0 | Per Unit | [7 empty] | 323.0515 | 160.608 | 162.4435 | 0.50284 |  | 15 |  |  |  | 162.4435 | [8 empty] | 0 | 0 | 0 | 0 | 0 | 0 | 0 | [5 empty] | 0
FL Zone 2AssemblyNew |  | XXXXXXXX | Yes | Equipment | LED Linear - Fixture Replacement | 2x4 LED Troffer | Lumen-Equivalent 32-Watt T8 Fixture | Commercial | New | Assembly | FL Zone 2 | Interior Lighting | High bay |  | 0 | Per Unit | [7 empty] | 242.9645 | 120.792 | 122.1725 | 0.50284 |  | 15 |  |  |  | 122.1725 | [8 empty] | 0 | 0 | 0 | 0 | 0 | 0 | 0 | [5 empty] | 0
FL Zone 2College and UniversityNew |  | XXXXXXXX | Yes | Equipment | LED Linear - Fixture Replacement | 2x4 LED Troffer | Lumen-Equivalent 32-Watt T8 Fixture | Commercial | New | College and University | FL Zone 2 | Interior Lighting | High bay |  | 0 | Per Unit | [7 empty] | 372.3878 | 185.136 | 187.2518 | 0.50284 |  | 15 |  |  |  | 187.2518 | [8 empty] | 0 | 0 | 0 | 0 | 0 | 0 | 0 | [5 empty] | 0
FL Zone 2GroceryNew |  | XXXXXXXX | Yes | Equipment | LED Linear - Fixture Replacement | 2x4 LED Troffer | Lumen-Equivalent 32-Watt T8 Fixture | Commercial | New | Grocery | FL Zone 2 | Interior Lighting | High bay |  | 0 | Per Unit | [7 empty] | 468.3571 | 232.848 | 235.5091 | 0.50284 |  | 15 |  |  |  | 235.5091 | [8 empty] | 0 | 0 | 0 | 0 | 0 | 0 | 0 | [5 empty] | 0
FL Zone 2HealthcareNew |  | XXXXXXXX | Yes | Equipment | LED Linear - Fixture Replacement | 2x4 LED Troffer | Lumen-Equivalent 32-Watt T8 Fixture | Commercial | New | Healthcare | FL Zone 2 | Interior Lighting | High bay |  | 0 | Per Unit | [7 empty] | 424.7654 | 211.176 | 213.5894 | 0.50284 |  | 15 |  |  |  | 213.5894 | [8 empty] | 0 | 0 | 0 | 0 | 0 | 0 | 0 | [5 empty] | 0
FL Zone 2HospitalsNew |  | XXXXXXXX | Yes | Equipment | LED Linear - Fixture Replacement | 2x4 LED Troffer | Lumen-Equivalent 32-Watt T8 Fixture | Commercial | New | Hospitals | FL Zone 2 | Interior Lighting | High bay |  | 0 | Per Unit | [7 empty] | 574.633 | 285.684 | 288.949 | 0.50284 |  | 15 |  |  |  | 288.949 | [8 empty] | 0 | 0 | 0 | 0 | 0 | 0 | 0 | [5 empty] | 0
FL Zone 2InstitutionalNew |  | XXXXXXXX | Yes | Equipment | LED Linear - Fixture Replacement | 2x4 LED Troffer | Lumen-Equivalent 32-Watt T8 Fixture | Commercial | New | Institutional | FL Zone 2 | Interior Lighting | High bay |  | 0 | Per Unit | [7 empty] | 278.6995 | 138.558 | 140.1415 | 0.50284 |  | 15 |  |  |  | 140.1415 | [8 empty] | 0 | 0 | 0 | 0 | 0 | 0 | 0 | [5 empty] | 0
FL Zone 2Lodging/HospitalityNew |  | XXXXXXXX | Yes | Equipment | LED Linear - Fixture Replacement | 2x4 LED Troffer | Lumen-Equivalent 32-Watt T8 Fixture | Commercial | New | Lodging/Hospitality | FL Zone 2 | Interior Lighting | High bay |  | 0 | Per Unit | [7 empty] | 317.1379 | 157.668 | 159.4699 | 0.50284 |  | 15 |  |  |  | 159.4699 | [8 empty] | 0 | 0 | 0 | 0 | 0 | 0 | 0 | [5 empty] | 0
FL Zone 2MiscellaneousNew |  | XXXXXXXX | Yes | Equipment | LED Linear - Fixture Replacement | 2x4 LED Troffer | Lumen-Equivalent 32-Watt T8 Fixture | Commercial | New | Miscellaneous | FL Zone 2 | Interior Lighting | High bay |  | 0 | Per Unit | [7 empty] | 372.3878 | 185.136 | 187.2518 | 0.50284 |  | 15 |  |  |  | 187.2518 | [8 empty] | 0 | 0 | 0 | 0 | 0 | 0 | 0 | [5 empty] | 0
FL Zone 2OfficesNew |  | XXXXXXXX | Yes | Equipment | LED Linear - Fixture Replacement | 2x4 LED Troffer | Lumen-Equivalent 32-Watt T8 Fixture | Commercial | New | Offices | FL Zone 2 | Interior Lighting | High bay |  | 0 | Per Unit | [7 empty] | 274.8134 | 136.626 | 138.1874 | 0.50284 |  | 15 |  |  |  | 138.1874 | [8 empty] | 0 | 0 | 0 | 0 | 0 | 0 | 0 | [5 empty] | 0
FL Zone 2RestaurantsNew |  | XXXXXXXX | Yes | Equipment | LED Linear - Fixture Replacement | 2x4 LED Troffer | Lumen-Equivalent 32-Watt T8 Fixture | Commercial | New | Restaurants | FL Zone 2 | Interior Lighting | High bay |  | 0 | Per Unit | [7 empty] | 283.5994 | 140.994 | 142.6054 | 0.50284 |  | 15 |  |  |  | 142.6054 | [8 empty] | 0 | 0 | 0 | 0 | 0 | 0 | 0 | [5 empty] | 0
FL Zone 2RetailNew |  | XXXXXXXX | Yes | Equipment | LED Linear - Fixture Replacement | 2x4 LED Troffer | Lumen-Equivalent 32-Watt T8 Fixture | Commercial | New | Retail | FL Zone 2 | Interior Lighting | High bay |  | 0 | Per Unit | [7 empty] | 421.0483 | 209.328 | 211.7203 | 0.50284 |  | 15 |  |  |  | 211.7203 | [8 empty] | 0 | 0 | 0 | 0 | 0 | 0 | 0 | [5 empty] | 0
FL Zone 2Schools K-12New |  | XXXXXXXX | Yes | Equipment | LED Linear - Fixture Replacement | 2x4 LED Troffer | Lumen-Equivalent 32-Watt T8 Fixture | Commercial | New | Schools K-12 | FL Zone 2 | Interior Lighting | High bay |  | 0 | Per Unit | [7 empty] | 200.9779 | 99.918 | 101.0599 | 0.50284 |  | 15 |  |  |  | 101.0599 | [8 empty] | 0 | 0 | 0 | 0 | 0 | 0 | 0 | [5 empty] | 0
FL Zone 2WarehouseNew |  | XXXXXXXX | Yes | Equipment | LED Linear - Fixture Replacement | 2x4 LED Troffer | Lumen-Equivalent 32-Watt T8 Fixture | Commercial | New | Warehouse | FL Zone 2 | Interior Lighting | High bay |  | 0 | Per Unit | [7 empty] | 323.0515 | 160.608 | 162.4435 | 0.50284 |  | 15 |  |  |  | 162.4435 | [8 empty] | 0 | 0 | 0 | 0 | 0 | 0 | 0 | [5 empty] | 0
FL Zone 2AssemblyTurnover |  | XXXXXXXX | Yes | Equipment | LED Linear - Fixture Replacement | 2x4 LED Troffer | Lumen-Equivalent 32-Watt T8 Fixture | Commercial | Turnover | Assembly | FL Zone 2 | Interior Lighting | Overhead (fluorescent/LED/CFL U-shape) |  | 0 | Per Unit | [7 empty] | 242.9645 | 120.792 | 122.1725 | 0.50284 |  | 15 |  |  |  | 122.1725 | [8 empty] | 0 | 0 | 0 | 0 | 0 | 0 | 0 | [5 empty] | 0
FL Zone 2College and UniversityTurnover |  | XXXXXXXX | Yes | Equipment | LED Linear - Fixture Replacement | 2x4 LED Troffer | Lumen-Equivalent 32-Watt T8 Fixture | Commercial | Turnover | College and University | FL Zone 2 | Interior Lighting | Overhead (fluorescent/LED/CFL U-shape) |  | 0 | Per Unit | [7 empty] | 372.3878 | 185.136 | 187.2518 | 0.50284 |  | 15 |  |  |  | 187.2518 | [8 empty] | 0 | 0 | 0 | 0 | 0 | 0 | 0 | [5 empty] | 0
FL Zone 2GroceryTurnover |  | XXXXXXXX | Yes | Equipment | LED Linear - Fixture Replacement | 2x4 LED Troffer | Lumen-Equivalent 32-Watt T8 Fixture | Commercial | Turnover | Grocery | FL Zone 2 | Interior Lighting | Overhead (fluorescent/LED/CFL U-shape) |  | 0 | Per Unit | [7 empty] | 468.3571 | 232.848 | 235.5091 | 0.50284 |  | 15 |  |  |  | 235.5091 | [8 empty] | 0 | 0 | 0 | 0 | 0 | 0 | 0 | [5 empty] | 0
FL Zone 2HealthcareTurnover |  | XXXXXXXX | Yes | Equipment | LED Linear - Fixture Replacement | 2x4 LED Troffer | Lumen-Equivalent 32-Watt T8 Fixture | Commercial | Turnover | Healthcare | FL Zone 2 | Interior Lighting | Overhead (fluorescent/LED/CFL U-shape) |  | 0 | Per Unit | [7 empty] | 424.7654 | 211.176 | 213.5894 | 0.50284 |  | 15 |  |  |  | 213.5894 | [8 empty] | 0 | 0 | 0 | 0 | 0 | 0 | 0 | [5 empty] | 0
FL Zone 2HospitalsTurnover |  | XXXXXXXX | Yes | Equipment | LED Linear - Fixture Replacement | 2x4 LED Troffer | Lumen-Equivalent 32-Watt T8 Fixture | Commercial | Turnover | Hospitals | FL Zone 2 | Interior Lighting | Overhead (fluorescent/LED/CFL U-shape) |  | 0 | Per Unit | [7 empty] | 574.633 | 285.684 | 288.949 | 0.50284 |  | 15 |  |  |  | 288.949 | [8 empty] | 0 | 0 | 0 | 0 | 0 | 0 | 0 | [5 empty] | 0
FL Zone 2InstitutionalTurnover |  | XXXXXXXX | Yes | Equipment | LED Linear - Fixture Replacement | 2x4 LED Troffer | Lumen-Equivalent 32-Watt T8 Fixture | Commercial | Turnover | Institutional | FL Zone 2 | Interior Lighting | Overhead (fluorescent/LED/CFL U-shape) |  | 0 | Per Unit | [7 empty] | 278.6995 | 138.558 | 140.1415 | 0.50284 |  | 15 |  |  |  | 140.1415 | [8 empty] | 0 | 0 | 0 | 0 | 0 | 0 | 0 | [5 empty] | 0
FL Zone 2Lodging/HospitalityTurnover |  | XXXXXXXX | Yes | Equipment | LED Linear - Fixture Replacement | 2x4 LED Troffer | Lumen-Equivalent 32-Watt T8 Fixture | Commercial | Turnover | Lodging/Hospitality | FL Zone 2 | Interior Lighting | Overhead (fluorescent/LED/CFL U-shape) |  | 0 | Per Unit | [7 empty] | 317.1379 | 157.668 | 159.4699 | 0.50284 |  | 15 |  |  |  | 159.4699 | [8 empty] | 0 | 0 | 0 | 0 | 0 | 0 | 0 | [5 empty] | 0
FL Zone 2MiscellaneousTurnover |  | XXXXXXXX | Yes | Equipment | LED Linear - Fixture Replacement | 2x4 LED Troffer | Lumen-Equivalent 32-Watt T8 Fixture | Commercial | Turnover | Miscellaneous | FL Zone 2 | Interior Lighting | Overhead (fluorescent/LED/CFL U-shape) |  | 0 | Per Unit | [7 empty] | 372.3878 | 185.136 | 187.2518 | 0.50284 |  | 15 |  |  |  | 187.2518 | [8 empty] | 0 | 0 | 0 | 0 | 0 | 0 | 0 | [5 empty] | 0
FL Zone 2OfficesTurnover |  | XXXXXXXX | Yes | Equipment | LED Linear - Fixture Replacement | 2x4 LED Troffer | Lumen-Equivalent 32-Watt T8 Fixture | Commercial | Turnover | Offices | FL Zone 2 | Interior Lighting | Overhead (fluorescent/LED/CFL U-shape) |  | 0 | Per Unit | [7 empty] | 274.8134 | 136.626 | 138.1874 | 0.50284 |  | 15 |  |  |  | 138.1874 | [8 empty] | 0 | 0 | 0 | 0 | 0 | 0 | 0 | [5 empty] | 0
FL Zone 2RestaurantsTurnover |  | XXXXXXXX | Yes | Equipment | LED Linear - Fixture Replacement | 2x4 LED Troffer | Lumen-Equivalent 32-Watt T8 Fixture | Commercial | Turnover | Restaurants | FL Zone 2 | Interior Lighting | Overhead (fluorescent/LED/CFL U-shape) |  | 0 | Per Unit | [7 empty] | 283.5994 | 140.994 | 142.6054 | 0.50284 |  | 15 |  |  |  | 142.6054 | [8 empty] | 0 | 0 | 0 | 0 | 0 | 0 | 0 | [5 empty] | 0
FL Zone 2RetailTurnover |  | XXXXXXXX | Yes | Equipment | LED Linear - Fixture Replacement | 2x4 LED Troffer | Lumen-Equivalent 32-Watt T8 Fixture | Commercial | Turnover | Retail | FL Zone 2 | Interior Lighting | Overhead (fluorescent/LED/CFL U-shape) |  | 0 | Per Unit | [7 empty] | 421.0483 | 209.328 | 211.7203 | 0.50284 |  | 15 |  |  |  | 211.7203 | [8 empty] | 0 | 0 | 0 | 0 | 0 | 0 | 0 | [5 empty] | 0
FL Zone 2Schools K-12Turnover |  | XXXXXXXX | Yes | Equipment | LED Linear - Fixture Replacement | 2x4 LED Troffer | Lumen-Equivalent 32-Watt T8 Fixture | Commercial | Turnover | Schools K-12 | FL Zone 2 | Interior Lighting | Overhead (fluorescent/LED/CFL U-shape) |  | 0 | Per Unit | [7 empty] | 200.9779 | 99.918 | 101.0599 | 0.50284 |  | 15 |  |  |  | 101.0599 | [8 empty] | 0 | 0 | 0 | 0 | 0 | 0 | 0 | [5 empty] | 0
FL Zone 2WarehouseTurnover |  | XXXXXXXX | Yes | Equipment | LED Linear - Fixture Replacement | 2x4 LED Troffer | Lumen-Equivalent 32-Watt T8 Fixture | Commercial | Turnover | Warehouse | FL Zone 2 | Interior Lighting | Overhead (fluorescent/LED/CFL U-shape) |  | 0 | Per Unit | [7 empty] | 323.0515 | 160.608 | 162.4435 | 0.50284 |  | 15 |  |  |  | 162.4435 | [8 empty] | 0 | 0 | 0 | 0 | 0 | 0 | 0 | [5 empty] | 0
FL Zone 2AssemblyNew |  | XXXXXXXX | Yes | Equipment | LED Linear - Fixture Replacement | 2x4 LED Troffer | Lumen-Equivalent 32-Watt T8 Fixture | Commercial | New | Assembly | FL Zone 2 | Interior Lighting | Overhead (fluorescent/LED/CFL U-shape) |  | 0 | Per Unit | [7 empty] | 242.9645 | 120.792 | 122.1725 | 0.50284 |  | 15 |  |  |  | 122.1725 | [8 empty] | 0 | 0 | 0 | 0 | 0 | 0 | 0 | [5 empty] | 0
FL Zone 2College and UniversityNew |  | XXXXXXXX | Yes | Equipment | LED Linear - Fixture Replacement | 2x4 LED Troffer | Lumen-Equivalent 32-Watt T8 Fixture | Commercial | New | College and University | FL Zone 2 | Interior Lighting | Overhead (fluorescent/LED/CFL U-shape) |  | 0 | Per Unit | [7 empty] | 372.3878 | 185.136 | 187.2518 | 0.50284 |  | 15 |  |  |  | 187.2518 | [8 empty] | 0 | 0 | 0 | 0 | 0 | 0 | 0 | [5 empty] | 0
FL Zone 2GroceryNew |  | XXXXXXXX | Yes | Equipment | LED Linear - Fixture Replacement | 2x4 LED Troffer | Lumen-Equivalent 32-Watt T8 Fixture | Commercial | New | Grocery | FL Zone 2 | Interior Lighting | Overhead (fluorescent/LED/CFL U-shape) |  | 0 | Per Unit | [7 empty] | 468.3571 | 232.848 | 235.5091 | 0.50284 |  | 15 |  |  |  | 235.5091 | [8 empty] | 0 | 0 | 0 | 0 | 0 | 0 | 0 | [5 empty] | 0
FL Zone 2HealthcareNew |  | XXXXXXXX | Yes | Equipment | LED Linear - Fixture Replacement | 2x4 LED Troffer | Lumen-Equivalent 32-Watt T8 Fixture | Commercial | New | Healthcare | FL Zone 2 | Interior Lighting | Overhead (fluorescent/LED/CFL U-shape) |  | 0 | Per Unit | [7 empty] | 424.7654 | 211.176 | 213.5894 | 0.50284 |  | 15 |  |  |  | 213.5894 | [8 empty] | 0 | 0 | 0 | 0 | 0 | 0 | 0 | [5 empty] | 0
FL Zone 2HospitalsNew |  | XXXXXXXX | Yes | Equipment | LED Linear - Fixture Replacement | 2x4 LED Troffer | Lumen-Equivalent 32-Watt T8 Fixture | Commercial | New | Hospitals | FL Zone 2 | Interior Lighting | Overhead (fluorescent/LED/CFL U-shape) |  | 0 | Per Unit | [7 empty] | 574.633 | 285.684 | 288.949 | 0.50284 |  | 15 |  |  |  | 288.949 | [8 empty] | 0 | 0 | 0 | 0 | 0 | 0 | 0 | [5 empty] | 0
FL Zone 2InstitutionalNew |  | XXXXXXXX | Yes | Equipment | LED Linear - Fixture Replacement | 2x4 LED Troffer | Lumen-Equivalent 32-Watt T8 Fixture | Commercial | New | Institutional | FL Zone 2 | Interior Lighting | Overhead (fluorescent/LED/CFL U-shape) |  | 0 | Per Unit | [7 empty] | 278.6995 | 138.558 | 140.1415 | 0.50284 |  | 15 |  |  |  | 140.1415 | [8 empty] | 0 | 0 | 0 | 0 | 0 | 0 | 0 | [5 empty] | 0
FL Zone 2Lodging/HospitalityNew |  | XXXXXXXX | Yes | Equipment | LED Linear - Fixture Replacement | 2x4 LED Troffer | Lumen-Equivalent 32-Watt T8 Fixture | Commercial | New | Lodging/Hospitality | FL Zone 2 | Interior Lighting | Overhead (fluorescent/LED/CFL U-shape) |  | 0 | Per Unit | [7 empty] | 317.1379 | 157.668 | 159.4699 | 0.50284 |  | 15 |  |  |  | 159.4699 | [8 empty] | 0 | 0 | 0 | 0 | 0 | 0 | 0 | [5 empty] | 0
FL Zone 2MiscellaneousNew |  | XXXXXXXX | Yes | Equipment | LED Linear - Fixture Replacement | 2x4 LED Troffer | Lumen-Equivalent 32-Watt T8 Fixture | Commercial | New | Miscellaneous | FL Zone 2 | Interior Lighting | Overhead (fluorescent/LED/CFL U-shape) |  | 0 | Per Unit | [7 empty] | 372.3878 | 185.136 | 187.2518 | 0.50284 |  | 15 |  |  |  | 187.2518 | [8 empty] | 0 | 0 | 0 | 0 | 0 | 0 | 0 | [5 empty] | 0
FL Zone 2OfficesNew |  | XXXXXXXX | Yes | Equipment | LED Linear - Fixture Replacement | 2x4 LED Troffer | Lumen-Equivalent 32-Watt T8 Fixture | Commercial | New | Offices | FL Zone 2 | Interior Lighting | Overhead (fluorescent/LED/CFL U-shape) |  | 0 | Per Unit | [7 empty] | 274.8134 | 136.626 | 138.1874 | 0.50284 |  | 15 |  |  |  | 138.1874 | [8 empty] | 0 | 0 | 0 | 0 | 0 | 0 | 0 | [5 empty] | 0
FL Zone 2RestaurantsNew |  | XXXXXXXX | Yes | Equipment | LED Linear - Fixture Replacement | 2x4 LED Troffer | Lumen-Equivalent 32-Watt T8 Fixture | Commercial | New | Restaurants | FL Zone 2 | Interior Lighting | Overhead (fluorescent/LED/CFL U-shape) |  | 0 | Per Unit | [7 empty] | 283.5994 | 140.994 | 142.6054 | 0.50284 |  | 15 |  |  |  | 142.6054 | [8 empty] | 0 | 0 | 0 | 0 | 0 | 0 | 0 | [5 empty] | 0
FL Zone 2RetailNew |  | XXXXXXXX | Yes | Equipment | LED Linear - Fixture Replacement | 2x4 LED Troffer | Lumen-Equivalent 32-Watt T8 Fixture | Commercial | New | Retail | FL Zone 2 | Interior Lighting | Overhead (fluorescent/LED/CFL U-shape) |  | 0 | Per Unit | [7 empty] | 421.0483 | 209.328 | 211.7203 | 0.50284 |  | 15 |  |  |  | 211.7203 | [8 empty] | 0 | 0 | 0 | 0 | 0 | 0 | 0 | [5 empty] | 0
FL Zone 2Schools K-12New |  | XXXXXXXX | Yes | Equipment | LED Linear - Fixture Replacement | 2x4 LED Troffer | Lumen-Equivalent 32-Watt T8 Fixture | Commercial | New | Schools K-12 | FL Zone 2 | Interior Lighting | Overhead (fluorescent/LED/CFL U-shape) |  | 0 | Per Unit | [7 empty] | 200.9779 | 99.918 | 101.0599 | 0.50284 |  | 15 |  |  |  | 101.0599 | [8 empty] | 0 | 0 | 0 | 0 | 0 | 0 | 0 | [5 empty] | 0
FL Zone 2WarehouseNew |  | XXXXXXXX | Yes | Equipment | LED Linear - Fixture Replacement | 2x4 LED Troffer | Lumen-Equivalent 32-Watt T8 Fixture | Commercial | New | Warehouse | FL Zone 2 | Interior Lighting | Overhead (fluorescent/LED/CFL U-shape) |  | 0 | Per Unit | [7 empty] | 323.0515 | 160.608 | 162.4435 | 0.50284 |  | 15 |  |  |  | 162.4435 | [8 empty] | 0 | 0 | 0 | 0 | 0 | 0 | 0 | [5 empty] | 0
FL Zone 2AssemblyTurnover |  | XXXXXXXX | Yes | Equipment | LED Linear - Lamp Replacement | Linear LED (21W) | Lumen-Equivalent 32-Watt T8 Lamp | Commercial | Turnover | Assembly | FL Zone 2 | Interior Lighting | Overhead (fluorescent/LED/CFL U-shape) |  | 0 | Per Fixture | [7 empty] | 80.9882 | 60.396 | 20.5922 | 0.25426 |  | 15 |  |  |  | 20.5922 | [8 empty] | 0 | 0 | 0 | 0 | 0 | 0 | 0 | [5 empty] | 0
FL Zone 2College and UniversityTurnover |  | XXXXXXXX | Yes | Equipment | LED Linear - Lamp Replacement | Linear LED (21W) | Lumen-Equivalent 32-Watt T8 Lamp | Commercial | Turnover | College and University | FL Zone 2 | Interior Lighting | Overhead (fluorescent/LED/CFL U-shape) |  | 0 | Per Fixture | [7 empty] | 124.1293 | 92.568 | 31.5613 | 0.25426 |  | 15 |  |  |  | 31.5613 | [8 empty] | 0 | 0 | 0 | 0 | 0 | 0 | 0 | [5 empty] | 0
FL Zone 2GroceryTurnover |  | XXXXXXXX | Yes | Equipment | LED Linear - Lamp Replacement | Linear LED (21W) | Lumen-Equivalent 32-Watt T8 Lamp | Commercial | Turnover | Grocery | FL Zone 2 | Interior Lighting | Overhead (fluorescent/LED/CFL U-shape) |  | 0 | Per Fixture | [7 empty] | 156.119 | 116.424 | 39.695 | 0.25426 |  | 15 |  |  |  | 39.695 | [8 empty] | 0 | 0 | 0 | 0 | 0 | 0 | 0 | [5 empty] | 0
FL Zone 2HealthcareTurnover |  | XXXXXXXX | Yes | Equipment | LED Linear - Lamp Replacement | Linear LED (21W) | Lumen-Equivalent 32-Watt T8 Lamp | Commercial | Turnover | Healthcare | FL Zone 2 | Interior Lighting | Overhead (fluorescent/LED/CFL U-shape) |  | 0 | Per Fixture | [7 empty] | 141.5885 | 105.588 | 36.0005 | 0.25426 |  | 15 |  |  |  | 36.0005 | [8 empty] | 0 | 0 | 0 | 0 | 0 | 0 | 0 | [5 empty] | 0
FL Zone 2HospitalsTurnover |  | XXXXXXXX | Yes | Equipment | LED Linear - Lamp Replacement | Linear LED (21W) | Lumen-Equivalent 32-Watt T8 Lamp | Commercial | Turnover | Hospitals | FL Zone 2 | Interior Lighting | Overhead (fluorescent/LED/CFL U-shape) |  | 0 | Per Fixture | [7 empty] | 191.5443 | 142.842 | 48.7023 | 0.25426 |  | 15 |  |  |  | 48.7023 | [8 empty] | 0 | 0 | 0 | 0 | 0 | 0 | 0 | [5 empty] | 0
FL Zone 2InstitutionalTurnover |  | XXXXXXXX | Yes | Equipment | LED Linear - Lamp Replacement | Linear LED (21W) | Lumen-Equivalent 32-Watt T8 Lamp | Commercial | Turnover | Institutional | FL Zone 2 | Interior Lighting | Overhead (fluorescent/LED/CFL U-shape) |  | 0 | Per Fixture | [7 empty] | 92.8998 | 69.279 | 23.6208 | 0.25426 |  | 15 |  |  |  | 23.6208 | [8 empty] | 0 | 0 | 0 | 0 | 0 | 0 | 0 | [5 empty] | 0
FL Zone 2Lodging/HospitalityTurnover |  | XXXXXXXX | Yes | Equipment | LED Linear - Lamp Replacement | Linear LED (21W) | Lumen-Equivalent 32-Watt T8 Lamp | Commercial | Turnover | Lodging/Hospitality | FL Zone 2 | Interior Lighting | Overhead (fluorescent/LED/CFL U-shape) |  | 0 | Per Fixture | [7 empty] | 105.7126 | 78.834 | 26.8786 | 0.25426 |  | 15 |  |  |  | 26.8786 | [8 empty] | 0 | 0 | 0 | 0 | 0 | 0 | 0 | [5 empty] | 0
FL Zone 2MiscellaneousTurnover |  | XXXXXXXX | Yes | Equipment | LED Linear - Lamp Replacement | Linear LED (21W) | Lumen-Equivalent 32-Watt T8 Lamp | Commercial | Turnover | Miscellaneous | FL Zone 2 | Interior Lighting | Overhead (fluorescent/LED/CFL U-shape) |  | 0 | Per Fixture | [7 empty] | 124.1293 | 92.568 | 31.5613 | 0.25426 |  | 15 |  |  |  | 31.5613 | [8 empty] | 0 | 0 | 0 | 0 | 0 | 0 | 0 | [5 empty] | 0
FL Zone 2OfficesTurnover |  | XXXXXXXX | Yes | Equipment | LED Linear - Lamp Replacement | Linear LED (21W) | Lumen-Equivalent 32-Watt T8 Lamp | Commercial | Turnover | Offices | FL Zone 2 | Interior Lighting | Overhead (fluorescent/LED/CFL U-shape) |  | 0 | Per Fixture | [7 empty] | 91.6045 | 68.313 | 23.2915 | 0.25426 |  | 15 |  |  |  | 23.2915 | [8 empty] | 0 | 0 | 0 | 0 | 0 | 0 | 0 | [5 empty] | 0
FL Zone 2RestaurantsTurnover |  | XXXXXXXX | Yes | Equipment | LED Linear - Lamp Replacement | Linear LED (21W) | Lumen-Equivalent 32-Watt T8 Lamp | Commercial | Turnover | Restaurants | FL Zone 2 | Interior Lighting | Overhead (fluorescent/LED/CFL U-shape) |  | 0 | Per Fixture | [7 empty] | 94.5331 | 70.497 | 24.0361 | 0.25426 |  | 15 |  |  |  | 24.0361 | [8 empty] | 0 | 0 | 0 | 0 | 0 | 0 | 0 | [5 empty] | 0
FL Zone 2RetailTurnover |  | XXXXXXXX | Yes | Equipment | LED Linear - Lamp Replacement | Linear LED (21W) | Lumen-Equivalent 32-Watt T8 Lamp | Commercial | Turnover | Retail | FL Zone 2 | Interior Lighting | Overhead (fluorescent/LED/CFL U-shape) |  | 0 | Per Fixture | [7 empty] | 140.3494 | 104.664 | 35.6854 | 0.25426 |  | 15 |  |  |  | 35.6854 | [8 empty] | 0 | 0 | 0 | 0 | 0 | 0 | 0 | [5 empty] | 0
FL Zone 2Schools K-12Turnover |  | XXXXXXXX | Yes | Equipment | LED Linear - Lamp Replacement | Linear LED (21W) | Lumen-Equivalent 32-Watt T8 Lamp | Commercial | Turnover | Schools K-12 | FL Zone 2 | Interior Lighting | Overhead (fluorescent/LED/CFL U-shape) |  | 0 | Per Fixture | [7 empty] | 66.9926 | 49.959 | 17.0336 | 0.25426 |  | 15 |  |  |  | 17.0336 | [8 empty] | 0 | 0 | 0 | 0 | 0 | 0 | 0 | [5 empty] | 0
FL Zone 2WarehouseTurnover |  | XXXXXXXX | Yes | Equipment | LED Linear - Lamp Replacement | Linear LED (21W) | Lumen-Equivalent 32-Watt T8 Lamp | Commercial | Turnover | Warehouse | FL Zone 2 | Interior Lighting | Overhead (fluorescent/LED/CFL U-shape) |  | 0 | Per Fixture | [7 empty] | 107.6838 | 80.304 | 27.3798 | 0.25426 |  | 15 |  |  |  | 27.3798 | [8 empty] | 0 | 0 | 0 | 0 | 0 | 0 | 0 | [5 empty] | 0
FL Zone 2AssemblyNew |  | XXXXXXXX | Yes | Equipment | LED Linear - Lamp Replacement | Linear LED (21W) | Lumen-Equivalent 32-Watt T8 Lamp | Commercial | New | Assembly | FL Zone 2 | Interior Lighting | Overhead (fluorescent/LED/CFL U-shape) |  | 0 | Per Fixture | [7 empty] | 80.9882 | 60.396 | 20.5922 | 0.25426 |  | 15 |  |  |  | 20.5922 | [8 empty] | 0 | 0 | 0 | 0 | 0 | 0 | 0 | [5 empty] | 0
FL Zone 2College and UniversityNew |  | XXXXXXXX | Yes | Equipment | LED Linear - Lamp Replacement | Linear LED (21W) | Lumen-Equivalent 32-Watt T8 Lamp | Commercial | New | College and University | FL Zone 2 | Interior Lighting | Overhead (fluorescent/LED/CFL U-shape) |  | 0 | Per Fixture | [7 empty] | 124.1293 | 92.568 | 31.5613 | 0.25426 |  | 15 |  |  |  | 31.5613 | [8 empty] | 0 | 0 | 0 | 0 | 0 | 0 | 0 | [5 empty] | 0
FL Zone 2GroceryNew |  | XXXXXXXX | Yes | Equipment | LED Linear - Lamp Replacement | Linear LED (21W) | Lumen-Equivalent 32-Watt T8 Lamp | Commercial | New | Grocery | FL Zone 2 | Interior Lighting | Overhead (fluorescent/LED/CFL U-shape) |  | 0 | Per Fixture | [7 empty] | 156.119 | 116.424 | 39.695 | 0.25426 |  | 15 |  |  |  | 39.695 | [8 empty] | 0 | 0 | 0 | 0 | 0 | 0 | 0 | [5 empty] | 0
FL Zone 2HealthcareNew |  | XXXXXXXX | Yes | Equipment | LED Linear - Lamp Replacement | Linear LED (21W) | Lumen-Equivalent 32-Watt T8 Lamp | Commercial | New | Healthcare | FL Zone 2 | Interior Lighting | Overhead (fluorescent/LED/CFL U-shape) |  | 0 | Per Fixture | [7 empty] | 141.5885 | 105.588 | 36.0005 | 0.25426 |  | 15 |  |  |  | 36.0005 | [8 empty] | 0 | 0 | 0 | 0 | 0 | 0 | 0 | [5 empty] | 0
FL Zone 2HospitalsNew |  | XXXXXXXX | Yes | Equipment | LED Linear - Lamp Replacement | Linear LED (21W) | Lumen-Equivalent 32-Watt T8 Lamp | Commercial | New | Hospitals | FL Zone 2 | Interior Lighting | Overhead (fluorescent/LED/CFL U-shape) |  | 0 | Per Fixture | [7 empty] | 191.5443 | 142.842 | 48.7023 | 0.25426 |  | 15 |  |  |  | 48.7023 | [8 empty] | 0 | 0 | 0 | 0 | 0 | 0 | 0 | [5 empty] | 0
FL Zone 2InstitutionalNew |  | XXXXXXXX | Yes | Equipment | LED Linear - Lamp Replacement | Linear LED (21W) | Lumen-Equivalent 32-Watt T8 Lamp | Commercial | New | Institutional | FL Zone 2 | Interior Lighting | Overhead (fluorescent/LED/CFL U-shape) |  | 0 | Per Fixture | [7 empty] | 92.8998 | 69.279 | 23.6208 | 0.25426 |  | 15 |  |  |  | 23.6208 | [8 empty] | 0 | 0 | 0 | 0 | 0 | 0 | 0 | [5 empty] | 0
FL Zone 2Lodging/HospitalityNew |  | XXXXXXXX | Yes | Equipment | LED Linear - Lamp Replacement | Linear LED (21W) | Lumen-Equivalent 32-Watt T8 Lamp | Commercial | New | Lodging/Hospitality | FL Zone 2 | Interior Lighting | Overhead (fluorescent/LED/CFL U-shape) |  | 0 | Per Fixture | [7 empty] | 105.7126 | 78.834 | 26.8786 | 0.25426 |  | 15 |  |  |  | 26.8786 | [8 empty] | 0 | 0 | 0 | 0 | 0 | 0 | 0 | [5 empty] | 0
FL Zone 2MiscellaneousNew |  | XXXXXXXX | Yes | Equipment | LED Linear - Lamp Replacement | Linear LED (21W) | Lumen-Equivalent 32-Watt T8 Lamp | Commercial | New | Miscellaneous | FL Zone 2 | Interior Lighting | Overhead (fluorescent/LED/CFL U-shape) |  | 0 | Per Fixture | [7 empty] | 124.1293 | 92.568 | 31.5613 | 0.25426 |  | 15 |  |  |  | 31.5613 | [8 empty] | 0 | 0 | 0 | 0 | 0 | 0 | 0 | [5 empty] | 0
FL Zone 2OfficesNew |  | XXXXXXXX | Yes | Equipment | LED Linear - Lamp Replacement | Linear LED (21W) | Lumen-Equivalent 32-Watt T8 Lamp | Commercial | New | Offices | FL Zone 2 | Interior Lighting | Overhead (fluorescent/LED/CFL U-shape) |  | 0 | Per Fixture | [7 empty] | 91.6045 | 68.313 | 23.2915 | 0.25426 |  | 15 |  |  |  | 23.2915 | [8 empty] | 0 | 0 | 0 | 0 | 0 | 0 | 0 | [5 empty] | 0
FL Zone 2RestaurantsNew |  | XXXXXXXX | Yes | Equipment | LED Linear - Lamp Replacement | Linear LED (21W) | Lumen-Equivalent 32-Watt T8 Lamp | Commercial | New | Restaurants | FL Zone 2 | Interior Lighting | Overhead (fluorescent/LED/CFL U-shape) |  | 0 | Per Fixture | [7 empty] | 94.5331 | 70.497 | 24.0361 | 0.25426 |  | 15 |  |  |  | 24.0361 | [8 empty] | 0 | 0 | 0 | 0 | 0 | 0 | 0 | [5 empty] | 0
FL Zone 2RetailNew |  | XXXXXXXX | Yes | Equipment | LED Linear - Lamp Replacement | Linear LED (21W) | Lumen-Equivalent 32-Watt T8 Lamp | Commercial | New | Retail | FL Zone 2 | Interior Lighting | Overhead (fluorescent/LED/CFL U-shape) |  | 0 | Per Fixture | [7 empty] | 140.3494 | 104.664 | 35.6854 | 0.25426 |  | 15 |  |  |  | 35.6854 | [8 empty] | 0 | 0 | 0 | 0 | 0 | 0 | 0 | [5 empty] | 0
FL Zone 2Schools K-12New |  | XXXXXXXX | Yes | Equipment | LED Linear - Lamp Replacement | Linear LED (21W) | Lumen-Equivalent 32-Watt T8 Lamp | Commercial | New | Schools K-12 | FL Zone 2 | Interior Lighting | Overhead (fluorescent/LED/CFL U-shape) |  | 0 | Per Fixture | [7 empty] | 66.9926 | 49.959 | 17.0336 | 0.25426 |  | 15 |  |  |  | 17.0336 | [8 empty] | 0 | 0 | 0 | 0 | 0 | 0 | 0 | [5 empty] | 0
FL Zone 2WarehouseNew |  | XXXXXXXX | Yes | Equipment | LED Linear - Lamp Replacement | Linear LED (21W) | Lumen-Equivalent 32-Watt T8 Lamp | Commercial | New | Warehouse | FL Zone 2 | Interior Lighting | Overhead (fluorescent/LED/CFL U-shape) |  | 0 | Per Fixture | [7 empty] | 107.6838 | 80.304 | 27.3798 | 0.25426 |  | 15 |  |  |  | 27.3798 | [8 empty] | 0 | 0 | 0 | 0 | 0 | 0 | 0 | [5 empty] | 0
FL Zone 2AssemblyTurnover |  | XXXXXXXX | Yes | Equipment | LED Parking Lighting | One 160W LED Area Light | Average Lumen Equivalent Exterior HID Area Lighting | Commercial | Turnover | Assembly | FL Zone 2 | Exterior Lighting | Exterior parking/lot lighting |  | 0 | Per Fixture | [7 empty] | 4018 | 642.88 | 3375.12 | 0.84 |  | 18 |  |  |  | 3375.12 | [8 empty] | 0 | 0 | 0 | 0 | 0 | 0 | 0 | [5 empty] | 0
FL Zone 2College and UniversityTurnover |  | XXXXXXXX | Yes | Equipment | LED Parking Lighting | One 160W LED Area Light | Average Lumen Equivalent Exterior HID Area Lighting | Commercial | Turnover | College and University | FL Zone 2 | Exterior Lighting | Exterior parking/lot lighting |  | 0 | Per Fixture | [7 empty] | 4018 | 642.88 | 3375.12 | 0.84 |  | 18 |  |  |  | 3375.12 | [8 empty] | 0 | 0 | 0 | 0 | 0 | 0 | 0 | [5 empty] | 0
FL Zone 2GroceryTurnover |  | XXXXXXXX | Yes | Equipment | LED Parking Lighting | One 160W LED Area Light | Average Lumen Equivalent Exterior HID Area Lighting | Commercial | Turnover | Grocery | FL Zone 2 | Exterior Lighting | Exterior parking/lot lighting |  | 0 | Per Fixture | [7 empty] | 4018 | 642.88 | 3375.12 | 0.84 |  | 18 |  |  |  | 3375.12 | [8 empty] | 0 | 0 | 0 | 0 | 0 | 0 | 0 | [5 empty] | 0
FL Zone 2HealthcareTurnover |  | XXXXXXXX | Yes | Equipment | LED Parking Lighting | One 160W LED Area Light | Average Lumen Equivalent Exterior HID Area Lighting | Commercial | Turnover | Healthcare | FL Zone 2 | Exterior Lighting | Exterior parking/lot lighting |  | 0 | Per Fixture | [7 empty] | 4018 | 642.88 | 3375.12 | 0.84 |  | 18 |  |  |  | 3375.12 | [8 empty] | 0 | 0 | 0 | 0 | 0 | 0 | 0 | [5 empty] | 0
FL Zone 2HospitalsTurnover |  | XXXXXXXX | Yes | Equipment | LED Parking Lighting | One 160W LED Area Light | Average Lumen Equivalent Exterior HID Area Lighting | Commercial | Turnover | Hospitals | FL Zone 2 | Exterior Lighting | Exterior parking/lot lighting |  | 0 | Per Fixture | [7 empty] | 4018 | 642.88 | 3375.12 | 0.84 |  | 18 |  |  |  | 3375.12 | [8 empty] | 0 | 0 | 0 | 0 | 0 | 0 | 0 | [5 empty] | 0
FL Zone 2InstitutionalTurnover |  | XXXXXXXX | Yes | Equipment | LED Parking Lighting | One 160W LED Area Light | Average Lumen Equivalent Exterior HID Area Lighting | Commercial | Turnover | Institutional | FL Zone 2 | Exterior Lighting | Exterior parking/lot lighting |  | 0 | Per Fixture | [7 empty] | 4018 | 642.88 | 3375.12 | 0.84 |  | 18 |  |  |  | 3375.12 | [8 empty] | 0 | 0 | 0 | 0 | 0 | 0 | 0 | [5 empty] | 0
FL Zone 2Lodging/HospitalityTurnover |  | XXXXXXXX | Yes | Equipment | LED Parking Lighting | One 160W LED Area Light | Average Lumen Equivalent Exterior HID Area Lighting | Commercial | Turnover | Lodging/Hospitality | FL Zone 2 | Exterior Lighting | Exterior parking/lot lighting |  | 0 | Per Fixture | [7 empty] | 4018 | 642.88 | 3375.12 | 0.84 |  | 18 |  |  |  | 3375.12 | [8 empty] | 0 | 0 | 0 | 0 | 0 | 0 | 0 | [5 empty] | 0
FL Zone 2MiscellaneousTurnover |  | XXXXXXXX | Yes | Equipment | LED Parking Lighting | One 160W LED Area Light | Average Lumen Equivalent Exterior HID Area Lighting | Commercial | Turnover | Miscellaneous | FL Zone 2 | Exterior Lighting | Exterior parking/lot lighting |  | 0 | Per Fixture | [7 empty] | 4018 | 642.88 | 3375.12 | 0.84 |  | 18 |  |  |  | 3375.12 | [8 empty] | 0 | 0 | 0 | 0 | 0 | 0 | 0 | [5 empty] | 0
FL Zone 2OfficesTurnover |  | XXXXXXXX | Yes | Equipment | LED Parking Lighting | One 160W LED Area Light | Average Lumen Equivalent Exterior HID Area Lighting | Commercial | Turnover | Offices | FL Zone 2 | Exterior Lighting | Exterior parking/lot lighting |  | 0 | Per Fixture | [7 empty] | 4018 | 642.88 | 3375.12 | 0.84 |  | 18 |  |  |  | 3375.12 | [8 empty] | 0 | 0 | 0 | 0 | 0 | 0 | 0 | [5 empty] | 0
FL Zone 2RestaurantsTurnover |  | XXXXXXXX | Yes | Equipment | LED Parking Lighting | One 160W LED Area Light | Average Lumen Equivalent Exterior HID Area Lighting | Commercial | Turnover | Restaurants | FL Zone 2 | Exterior Lighting | Exterior parking/lot lighting |  | 0 | Per Fixture | [7 empty] | 4018 | 642.88 | 3375.12 | 0.84 |  | 18 |  |  |  | 3375.12 | [8 empty] | 0 | 0 | 0 | 0 | 0 | 0 | 0 | [5 empty] | 0
FL Zone 2RetailTurnover |  | XXXXXXXX | Yes | Equipment | LED Parking Lighting | One 160W LED Area Light | Average Lumen Equivalent Exterior HID Area Lighting | Commercial | Turnover | Retail | FL Zone 2 | Exterior Lighting | Exterior parking/lot lighting |  | 0 | Per Fixture | [7 empty] | 4018 | 642.88 | 3375.12 | 0.84 |  | 18 |  |  |  | 3375.12 | [8 empty] | 0 | 0 | 0 | 0 | 0 | 0 | 0 | [5 empty] | 0
FL Zone 2Schools K-12Turnover |  | XXXXXXXX | Yes | Equipment | LED Parking Lighting | One 160W LED Area Light | Average Lumen Equivalent Exterior HID Area Lighting | Commercial | Turnover | Schools K-12 | FL Zone 2 | Exterior Lighting | Exterior parking/lot lighting |  | 0 | Per Fixture | [7 empty] | 4018 | 642.88 | 3375.12 | 0.84 |  | 18 |  |  |  | 3375.12 | [8 empty] | 0 | 0 | 0 | 0 | 0 | 0 | 0 | [5 empty] | 0
FL Zone 2WarehouseTurnover |  | XXXXXXXX | Yes | Equipment | LED Parking Lighting | One 160W LED Area Light | Average Lumen Equivalent Exterior HID Area Lighting | Commercial | Turnover | Warehouse | FL Zone 2 | Exterior Lighting | Exterior parking/lot lighting |  | 0 | Per Fixture | [7 empty] | 4018 | 642.88 | 3375.12 | 0.84 |  | 18 |  |  |  | 3375.12 | [8 empty] | 0 | 0 | 0 | 0 | 0 | 0 | 0 | [5 empty] | 0
FL Zone 2AssemblyNew |  | XXXXXXXX | Yes | Equipment | LED Parking Lighting | One 160W LED Area Light | Average Lumen Equivalent Exterior HID Area Lighting | Commercial | New | Assembly | FL Zone 2 | Exterior Lighting | Exterior parking/lot lighting |  | 0 | Per Fixture | [7 empty] | 4018 | 642.88 | 3375.12 | 0.84 |  | 18 |  |  |  | 3375.12 | [8 empty] | 0 | 0 | 0 | 0 | 0 | 0 | 0 | [5 empty] | 0
FL Zone 2College and UniversityNew |  | XXXXXXXX | Yes | Equipment | LED Parking Lighting | One 160W LED Area Light | Average Lumen Equivalent Exterior HID Area Lighting | Commercial | New | College and University | FL Zone 2 | Exterior Lighting | Exterior parking/lot lighting |  | 0 | Per Fixture | [7 empty] | 4018 | 642.88 | 3375.12 | 0.84 |  | 18 |  |  |  | 3375.12 | [8 empty] | 0 | 0 | 0 | 0 | 0 | 0 | 0 | [5 empty] | 0
FL Zone 2GroceryNew |  | XXXXXXXX | Yes | Equipment | LED Parking Lighting | One 160W LED Area Light | Average Lumen Equivalent Exterior HID Area Lighting | Commercial | New | Grocery | FL Zone 2 | Exterior Lighting | Exterior parking/lot lighting |  | 0 | Per Fixture | [7 empty] | 4018 | 642.88 | 3375.12 | 0.84 |  | 18 |  |  |  | 3375.12 | [8 empty] | 0 | 0 | 0 | 0 | 0 | 0 | 0 | [5 empty] | 0
FL Zone 2HealthcareNew |  | XXXXXXXX | Yes | Equipment | LED Parking Lighting | One 160W LED Area Light | Average Lumen Equivalent Exterior HID Area Lighting | Commercial | New | Healthcare | FL Zone 2 | Exterior Lighting | Exterior parking/lot lighting |  | 0 | Per Fixture | [7 empty] | 4018 | 642.88 | 3375.12 | 0.84 |  | 18 |  |  |  | 3375.12 | [8 empty] | 0 | 0 | 0 | 0 | 0 | 0 | 0 | [5 empty] | 0
FL Zone 2HospitalsNew |  | XXXXXXXX | Yes | Equipment | LED Parking Lighting | One 160W LED Area Light | Average Lumen Equivalent Exterior HID Area Lighting | Commercial | New | Hospitals | FL Zone 2 | Exterior Lighting | Exterior parking/lot lighting |  | 0 | Per Fixture | [7 empty] | 4018 | 642.88 | 3375.12 | 0.84 |  | 18 |  |  |  | 3375.12 | [8 empty] | 0 | 0 | 0 | 0 | 0 | 0 | 0 | [5 empty] | 0
FL Zone 2InstitutionalNew |  | XXXXXXXX | Yes | Equipment | LED Parking Lighting | One 160W LED Area Light | Average Lumen Equivalent Exterior HID Area Lighting | Commercial | New | Institutional | FL Zone 2 | Exterior Lighting | Exterior parking/lot lighting |  | 0 | Per Fixture | [7 empty] | 4018 | 642.88 | 3375.12 | 0.84 |  | 18 |  |  |  | 3375.12 | [8 empty] | 0 | 0 | 0 | 0 | 0 | 0 | 0 | [5 empty] | 0
FL Zone 2Lodging/HospitalityNew |  | XXXXXXXX | Yes | Equipment | LED Parking Lighting | One 160W LED Area Light | Average Lumen Equivalent Exterior HID Area Lighting | Commercial | New | Lodging/Hospitality | FL Zone 2 | Exterior Lighting | Exterior parking/lot lighting |  | 0 | Per Fixture | [7 empty] | 4018 | 642.88 | 3375.12 | 0.84 |  | 18 |  |  |  | 3375.12 | [8 empty] | 0 | 0 | 0 | 0 | 0 | 0 | 0 | [5 empty] | 0
FL Zone 2MiscellaneousNew |  | XXXXXXXX | Yes | Equipment | LED Parking Lighting | One 160W LED Area Light | Average Lumen Equivalent Exterior HID Area Lighting | Commercial | New | Miscellaneous | FL Zone 2 | Exterior Lighting | Exterior parking/lot lighting |  | 0 | Per Fixture | [7 empty] | 4018 | 642.88 | 3375.12 | 0.84 |  | 18 |  |  |  | 3375.12 | [8 empty] | 0 | 0 | 0 | 0 | 0 | 0 | 0 | [5 empty] | 0
FL Zone 2OfficesNew |  | XXXXXXXX | Yes | Equipment | LED Parking Lighting | One 160W LED Area Light | Average Lumen Equivalent Exterior HID Area Lighting | Commercial | New | Offices | FL Zone 2 | Exterior Lighting | Exterior parking/lot lighting |  | 0 | Per Fixture | [7 empty] | 4018 | 642.88 | 3375.12 | 0.84 |  | 18 |  |  |  | 3375.12 | [8 empty] | 0 | 0 | 0 | 0 | 0 | 0 | 0 | [5 empty] | 0
FL Zone 2RestaurantsNew |  | XXXXXXXX | Yes | Equipment | LED Parking Lighting | One 160W LED Area Light | Average Lumen Equivalent Exterior HID Area Lighting | Commercial | New | Restaurants | FL Zone 2 | Exterior Lighting | Exterior parking/lot lighting |  | 0 | Per Fixture | [7 empty] | 4018 | 642.88 | 3375.12 | 0.84 |  | 18 |  |  |  | 3375.12 | [8 empty] | 0 | 0 | 0 | 0 | 0 | 0 | 0 | [5 empty] | 0
FL Zone 2RetailNew |  | XXXXXXXX | Yes | Equipment | LED Parking Lighting | One 160W LED Area Light | Average Lumen Equivalent Exterior HID Area Lighting | Commercial | New | Retail | FL Zone 2 | Exterior Lighting | Exterior parking/lot lighting |  | 0 | Per Fixture | [7 empty] | 4018 | 642.88 | 3375.12 | 0.84 |  | 18 |  |  |  | 3375.12 | [8 empty] | 0 | 0 | 0 | 0 | 0 | 0 | 0 | [5 empty] | 0
FL Zone 2Schools K-12New |  | XXXXXXXX | Yes | Equipment | LED Parking Lighting | One 160W LED Area Light | Average Lumen Equivalent Exterior HID Area Lighting | Commercial | New | Schools K-12 | FL Zone 2 | Exterior Lighting | Exterior parking/lot lighting |  | 0 | Per Fixture | [7 empty] | 4018 | 642.88 | 3375.12 | 0.84 |  | 18 |  |  |  | 3375.12 | [8 empty] | 0 | 0 | 0 | 0 | 0 | 0 | 0 | [5 empty] | 0
FL Zone 2WarehouseNew |  | XXXXXXXX | Yes | Equipment | LED Parking Lighting | One 160W LED Area Light | Average Lumen Equivalent Exterior HID Area Lighting | Commercial | New | Warehouse | FL Zone 2 | Exterior Lighting | Exterior parking/lot lighting |  | 0 | Per Fixture | [7 empty] | 4018 | 642.88 | 3375.12 | 0.84 |  | 18 |  |  |  | 3375.12 | [8 empty] | 0 | 0 | 0 | 0 | 0 | 0 | 0 | [5 empty] | 0
FL Zone 2AssemblyTurnover |  | XXXXXXXX | Yes | Equipment | LED Street Lights | One 210W LED Area Light | Average Lumen Equivalent Exterior HID Area Lighting | Commercial | Turnover | Assembly | FL Zone 2 | Exterior Lighting | Street lighting |  | 0 | Per Fixture | [7 empty] | 2542.0547 | 850.932 | 1691.1226 | 0.66526 |  | 18 |  |  |  | 1691.1226 | [8 empty] | 0 | 0 | 0 | 0 | 0 | 0 | 0 | [5 empty] | 0
FL Zone 2College and UniversityTurnover |  | XXXXXXXX | Yes | Equipment | LED Street Lights | One 210W LED Area Light | Average Lumen Equivalent Exterior HID Area Lighting | Commercial | Turnover | College and University | FL Zone 2 | Exterior Lighting | Street lighting |  | 0 | Per Fixture | [7 empty] | 2542.0547 | 850.932 | 1691.1226 | 0.66526 |  | 18 |  |  |  | 1691.1226 | [8 empty] | 0 | 0 | 0 | 0 | 0 | 0 | 0 | [5 empty] | 0
FL Zone 2GroceryTurnover |  | XXXXXXXX | Yes | Equipment | LED Street Lights | One 210W LED Area Light | Average Lumen Equivalent Exterior HID Area Lighting | Commercial | Turnover | Grocery | FL Zone 2 | Exterior Lighting | Street lighting |  | 0 | Per Fixture | [7 empty] | 2542.0547 | 850.932 | 1691.1226 | 0.66526 |  | 18 |  |  |  | 1691.1226 | [8 empty] | 0 | 0 | 0 | 0 | 0 | 0 | 0 | [5 empty] | 0
FL Zone 2HealthcareTurnover |  | XXXXXXXX | Yes | Equipment | LED Street Lights | One 210W LED Area Light | Average Lumen Equivalent Exterior HID Area Lighting | Commercial | Turnover | Healthcare | FL Zone 2 | Exterior Lighting | Street lighting |  | 0 | Per Fixture | [7 empty] | 2542.0547 | 850.932 | 1691.1226 | 0.66526 |  | 18 |  |  |  | 1691.1226 | [8 empty] | 0 | 0 | 0 | 0 | 0 | 0 | 0 | [5 empty] | 0
FL Zone 2HospitalsTurnover |  | XXXXXXXX | Yes | Equipment | LED Street Lights | One 210W LED Area Light | Average Lumen Equivalent Exterior HID Area Lighting | Commercial | Turnover | Hospitals | FL Zone 2 | Exterior Lighting | Street lighting |  | 0 | Per Fixture | [7 empty] | 2542.0547 | 850.932 | 1691.1226 | 0.66526 |  | 18 |  |  |  | 1691.1226 | [8 empty] | 0 | 0 | 0 | 0 | 0 | 0 | 0 | [5 empty] | 0
FL Zone 2InstitutionalTurnover |  | XXXXXXXX | Yes | Equipment | LED Street Lights | One 210W LED Area Light | Average Lumen Equivalent Exterior HID Area Lighting | Commercial | Turnover | Institutional | FL Zone 2 | Exterior Lighting | Street lighting |  | 0 | Per Fixture | [7 empty] | 2542.0547 | 850.932 | 1691.1226 | 0.66526 |  | 18 |  |  |  | 1691.1226 | [8 empty] | 0 | 0 | 0 | 0 | 0 | 0 | 0 | [5 empty] | 0
FL Zone 2Lodging/HospitalityTurnover |  | XXXXXXXX | Yes | Equipment | LED Street Lights | One 210W LED Area Light | Average Lumen Equivalent Exterior HID Area Lighting | Commercial | Turnover | Lodging/Hospitality | FL Zone 2 | Exterior Lighting | Street lighting |  | 0 | Per Fixture | [7 empty] | 2542.0547 | 850.932 | 1691.1226 | 0.66526 |  | 18 |  |  |  | 1691.1226 | [8 empty] | 0 | 0 | 0 | 0 | 0 | 0 | 0 | [5 empty] | 0
FL Zone 2MiscellaneousTurnover |  | XXXXXXXX | Yes | Equipment | LED Street Lights | One 210W LED Area Light | Average Lumen Equivalent Exterior HID Area Lighting | Commercial | Turnover | Miscellaneous | FL Zone 2 | Exterior Lighting | Street lighting |  | 0 | Per Fixture | [7 empty] | 2542.0547 | 850.932 | 1691.1226 | 0.66526 |  | 18 |  |  |  | 1691.1226 | [8 empty] | 0 | 0 | 0 | 0 | 0 | 0 | 0 | [5 empty] | 0
FL Zone 2OfficesTurnover |  | XXXXXXXX | Yes | Equipment | LED Street Lights | One 210W LED Area Light | Average Lumen Equivalent Exterior HID Area Lighting | Commercial | Turnover | Offices | FL Zone 2 | Exterior Lighting | Street lighting |  | 0 | Per Fixture | [7 empty] | 2542.0547 | 850.932 | 1691.1226 | 0.66526 |  | 18 |  |  |  | 1691.1226 | [8 empty] | 0 | 0 | 0 | 0 | 0 | 0 | 0 | [5 empty] | 0
FL Zone 2RestaurantsTurnover |  | XXXXXXXX | Yes | Equipment | LED Street Lights | One 210W LED Area Light | Average Lumen Equivalent Exterior HID Area Lighting | Commercial | Turnover | Restaurants | FL Zone 2 | Exterior Lighting | Street lighting |  | 0 | Per Fixture | [7 empty] | 2542.0547 | 850.932 | 1691.1226 | 0.66526 |  | 18 |  |  |  | 1691.1226 | [8 empty] | 0 | 0 | 0 | 0 | 0 | 0 | 0 | [5 empty] | 0
FL Zone 2RetailTurnover |  | XXXXXXXX | Yes | Equipment | LED Street Lights | One 210W LED Area Light | Average Lumen Equivalent Exterior HID Area Lighting | Commercial | Turnover | Retail | FL Zone 2 | Exterior Lighting | Street lighting |  | 0 | Per Fixture | [7 empty] | 2542.0547 | 850.932 | 1691.1226 | 0.66526 |  | 18 |  |  |  | 1691.1226 | [8 empty] | 0 | 0 | 0 | 0 | 0 | 0 | 0 | [5 empty] | 0
FL Zone 2Schools K-12Turnover |  | XXXXXXXX | Yes | Equipment | LED Street Lights | One 210W LED Area Light | Average Lumen Equivalent Exterior HID Area Lighting | Commercial | Turnover | Schools K-12 | FL Zone 2 | Exterior Lighting | Street lighting |  | 0 | Per Fixture | [7 empty] | 2542.0547 | 850.932 | 1691.1226 | 0.66526 |  | 18 |  |  |  | 1691.1226 | [8 empty] | 0 | 0 | 0 | 0 | 0 | 0 | 0 | [5 empty] | 0
FL Zone 2WarehouseTurnover |  | XXXXXXXX | Yes | Equipment | LED Street Lights | One 210W LED Area Light | Average Lumen Equivalent Exterior HID Area Lighting | Commercial | Turnover | Warehouse | FL Zone 2 | Exterior Lighting | Street lighting |  | 0 | Per Fixture | [7 empty] | 2542.0547 | 850.932 | 1691.1226 | 0.66526 |  | 18 |  |  |  | 1691.1226 | [8 empty] | 0 | 0 | 0 | 0 | 0 | 0 | 0 | [5 empty] | 0
FL Zone 2AssemblyNew |  | XXXXXXXX | Yes | Equipment | LED Street Lights | One 210W LED Area Light | Average Lumen Equivalent Exterior HID Area Lighting | Commercial | New | Assembly | FL Zone 2 | Exterior Lighting | Street lighting |  | 0 | Per Fixture | [7 empty] | 2542.0547 | 850.932 | 1691.1226 | 0.66526 |  | 18 |  |  |  | 1691.1226 | [8 empty] | 0 | 0 | 0 | 0 | 0 | 0 | 0 | [5 empty] | 0
FL Zone 2College and UniversityNew |  | XXXXXXXX | Yes | Equipment | LED Street Lights | One 210W LED Area Light | Average Lumen Equivalent Exterior HID Area Lighting | Commercial | New | College and University | FL Zone 2 | Exterior Lighting | Street lighting |  | 0 | Per Fixture | [7 empty] | 2542.0547 | 850.932 | 1691.1226 | 0.66526 |  | 18 |  |  |  | 1691.1226 | [8 empty] | 0 | 0 | 0 | 0 | 0 | 0 | 0 | [5 empty] | 0
FL Zone 2GroceryNew |  | XXXXXXXX | Yes | Equipment | LED Street Lights | One 210W LED Area Light | Average Lumen Equivalent Exterior HID Area Lighting | Commercial | New | Grocery | FL Zone 2 | Exterior Lighting | Street lighting |  | 0 | Per Fixture | [7 empty] | 2542.0547 | 850.932 | 1691.1226 | 0.66526 |  | 18 |  |  |  | 1691.1226 | [8 empty] | 0 | 0 | 0 | 0 | 0 | 0 | 0 | [5 empty] | 0
FL Zone 2HealthcareNew |  | XXXXXXXX | Yes | Equipment | LED Street Lights | One 210W LED Area Light | Average Lumen Equivalent Exterior HID Area Lighting | Commercial | New | Healthcare | FL Zone 2 | Exterior Lighting | Street lighting |  | 0 | Per Fixture | [7 empty] | 2542.0547 | 850.932 | 1691.1226 | 0.66526 |  | 18 |  |  |  | 1691.1226 | [8 empty] | 0 | 0 | 0 | 0 | 0 | 0 | 0 | [5 empty] | 0
FL Zone 2HospitalsNew |  | XXXXXXXX | Yes | Equipment | LED Street Lights | One 210W LED Area Light | Average Lumen Equivalent Exterior HID Area Lighting | Commercial | New | Hospitals | FL Zone 2 | Exterior Lighting | Street lighting |  | 0 | Per Fixture | [7 empty] | 2542.0547 | 850.932 | 1691.1226 | 0.66526 |  | 18 |  |  |  | 1691.1226 | [8 empty] | 0 | 0 | 0 | 0 | 0 | 0 | 0 | [5 empty] | 0
FL Zone 2InstitutionalNew |  | XXXXXXXX | Yes | Equipment | LED Street Lights | One 210W LED Area Light | Average Lumen Equivalent Exterior HID Area Lighting | Commercial | New | Institutional | FL Zone 2 | Exterior Lighting | Street lighting |  | 0 | Per Fixture | [7 empty] | 2542.0547 | 850.932 | 1691.1226 | 0.66526 |  | 18 |  |  |  | 1691.1226 | [8 empty] | 0 | 0 | 0 | 0 | 0 | 0 | 0 | [5 empty] | 0
FL Zone 2Lodging/HospitalityNew |  | XXXXXXXX | Yes | Equipment | LED Street Lights | One 210W LED Area Light | Average Lumen Equivalent Exterior HID Area Lighting | Commercial | New | Lodging/Hospitality | FL Zone 2 | Exterior Lighting | Street lighting |  | 0 | Per Fixture | [7 empty] | 2542.0547 | 850.932 | 1691.1226 | 0.66526 |  | 18 |  |  |  | 1691.1226 | [8 empty] | 0 | 0 | 0 | 0 | 0 | 0 | 0 | [5 empty] | 0
FL Zone 2MiscellaneousNew |  | XXXXXXXX | Yes | Equipment | LED Street Lights | One 210W LED Area Light | Average Lumen Equivalent Exterior HID Area Lighting | Commercial | New | Miscellaneous | FL Zone 2 | Exterior Lighting | Street lighting |  | 0 | Per Fixture | [7 empty] | 2542.0547 | 850.932 | 1691.1226 | 0.66526 |  | 18 |  |  |  | 1691.1226 | [8 empty] | 0 | 0 | 0 | 0 | 0 | 0 | 0 | [5 empty] | 0
FL Zone 2OfficesNew |  | XXXXXXXX | Yes | Equipment | LED Street Lights | One 210W LED Area Light | Average Lumen Equivalent Exterior HID Area Lighting | Commercial | New | Offices | FL Zone 2 | Exterior Lighting | Street lighting |  | 0 | Per Fixture | [7 empty] | 2542.0547 | 850.932 | 1691.1226 | 0.66526 |  | 18 |  |  |  | 1691.1226 | [8 empty] | 0 | 0 | 0 | 0 | 0 | 0 | 0 | [5 empty] | 0
FL Zone 2RestaurantsNew |  | XXXXXXXX | Yes | Equipment | LED Street Lights | One 210W LED Area Light | Average Lumen Equivalent Exterior HID Area Lighting | Commercial | New | Restaurants | FL Zone 2 | Exterior Lighting | Street lighting |  | 0 | Per Fixture | [7 empty] | 2542.0547 | 850.932 | 1691.1226 | 0.66526 |  | 18 |  |  |  | 1691.1226 | [8 empty] | 0 | 0 | 0 | 0 | 0 | 0 | 0 | [5 empty] | 0
FL Zone 2RetailNew |  | XXXXXXXX | Yes | Equipment | LED Street Lights | One 210W LED Area Light | Average Lumen Equivalent Exterior HID Area Lighting | Commercial | New | Retail | FL Zone 2 | Exterior Lighting | Street lighting |  | 0 | Per Fixture | [7 empty] | 2542.0547 | 850.932 | 1691.1226 | 0.66526 |  | 18 |  |  |  | 1691.1226 | [8 empty] | 0 | 0 | 0 | 0 | 0 | 0 | 0 | [5 empty] | 0
FL Zone 2Schools K-12New |  | XXXXXXXX | Yes | Equipment | LED Street Lights | One 210W LED Area Light | Average Lumen Equivalent Exterior HID Area Lighting | Commercial | New | Schools K-12 | FL Zone 2 | Exterior Lighting | Street lighting |  | 0 | Per Fixture | [7 empty] | 2542.0547 | 850.932 | 1691.1226 | 0.66526 |  | 18 |  |  |  | 1691.1226 | [8 empty] | 0 | 0 | 0 | 0 | 0 | 0 | 0 | [5 empty] | 0
FL Zone 2WarehouseNew |  | XXXXXXXX | Yes | Equipment | LED Street Lights | One 210W LED Area Light | Average Lumen Equivalent Exterior HID Area Lighting | Commercial | New | Warehouse | FL Zone 2 | Exterior Lighting | Street lighting |  | 0 | Per Fixture | [7 empty] | 2542.0547 | 850.932 | 1691.1226 | 0.66526 |  | 18 |  |  |  | 1691.1226 | [8 empty] | 0 | 0 | 0 | 0 | 0 | 0 | 0 | [5 empty] | 0
FL Zone 2AssemblyTurnover |  | XXXXXXXX | Yes | Equipment | LED Traffic and Crosswalk Lighting | LED Crosswalk Sign | Energy Star Qualifying Crosswalk Sign | Commercial | Turnover | Assembly | FL Zone 2 | Exterior Lighting | Street lighting |  | 0 | Per Fixture | [7 empty] | 102.2 | 64.24 | 37.96 | 0.37143 |  | 10 |  |  |  | 37.96 | [8 empty] | 0 | 0 | 0 | 0 | 0 | 0 | 0 | [5 empty] | 0
FL Zone 2College and UniversityTurnover |  | XXXXXXXX | Yes | Equipment | LED Traffic and Crosswalk Lighting | LED Crosswalk Sign | Energy Star Qualifying Crosswalk Sign | Commercial | Turnover | College and University | FL Zone 2 | Exterior Lighting | Street lighting |  | 0 | Per Fixture | [7 empty] | 102.2 | 64.24 | 37.96 | 0.37143 |  | 10 |  |  |  | 37.96 | [8 empty] | 0 | 0 | 0 | 0 | 0 | 0 | 0 | [5 empty] | 0
FL Zone 2GroceryTurnover |  | XXXXXXXX | Yes | Equipment | LED Traffic and Crosswalk Lighting | LED Crosswalk Sign | Energy Star Qualifying Crosswalk Sign | Commercial | Turnover | Grocery | FL Zone 2 | Exterior Lighting | Street lighting |  | 0 | Per Fixture | [7 empty] | 102.2 | 64.24 | 37.96 | 0.37143 |  | 10 |  |  |  | 37.96 | [8 empty] | 0 | 0 | 0 | 0 | 0 | 0 | 0 | [5 empty] | 0
FL Zone 2HealthcareTurnover |  | XXXXXXXX | Yes | Equipment | LED Traffic and Crosswalk Lighting | LED Crosswalk Sign | Energy Star Qualifying Crosswalk Sign | Commercial | Turnover | Healthcare | FL Zone 2 | Exterior Lighting | Street lighting |  | 0 | Per Fixture | [7 empty] | 102.2 | 64.24 | 37.96 | 0.37143 |  | 10 |  |  |  | 37.96 | [8 empty] | 0 | 0 | 0 | 0 | 0 | 0 | 0 | [5 empty] | 0
FL Zone 2HospitalsTurnover |  | XXXXXXXX | Yes | Equipment | LED Traffic and Crosswalk Lighting | LED Crosswalk Sign | Energy Star Qualifying Crosswalk Sign | Commercial | Turnover | Hospitals | FL Zone 2 | Exterior Lighting | Street lighting |  | 0 | Per Fixture | [7 empty] | 102.2 | 64.24 | 37.96 | 0.37143 |  | 10 |  |  |  | 37.96 | [8 empty] | 0 | 0 | 0 | 0 | 0 | 0 | 0 | [5 empty] | 0
FL Zone 2InstitutionalTurnover |  | XXXXXXXX | Yes | Equipment | LED Traffic and Crosswalk Lighting | LED Crosswalk Sign | Energy Star Qualifying Crosswalk Sign | Commercial | Turnover | Institutional | FL Zone 2 | Exterior Lighting | Street lighting |  | 0 | Per Fixture | [7 empty] | 102.2 | 64.24 | 37.96 | 0.37143 |  | 10 |  |  |  | 37.96 | [8 empty] | 0 | 0 | 0 | 0 | 0 | 0 | 0 | [5 empty] | 0
FL Zone 2Lodging/HospitalityTurnover |  | XXXXXXXX | Yes | Equipment | LED Traffic and Crosswalk Lighting | LED Crosswalk Sign | Energy Star Qualifying Crosswalk Sign | Commercial | Turnover | Lodging/Hospitality | FL Zone 2 | Exterior Lighting | Street lighting |  | 0 | Per Fixture | [7 empty] | 102.2 | 64.24 | 37.96 | 0.37143 |  | 10 |  |  |  | 37.96 | [8 empty] | 0 | 0 | 0 | 0 | 0 | 0 | 0 | [5 empty] | 0
FL Zone 2MiscellaneousTurnover |  | XXXXXXXX | Yes | Equipment | LED Traffic and Crosswalk Lighting | LED Crosswalk Sign | Energy Star Qualifying Crosswalk Sign | Commercial | Turnover | Miscellaneous | FL Zone 2 | Exterior Lighting | Street lighting |  | 0 | Per Fixture | [7 empty] | 102.2 | 64.24 | 37.96 | 0.37143 |  | 10 |  |  |  | 37.96 | [8 empty] | 0 | 0 | 0 | 0 | 0 | 0 | 0 | [5 empty] | 0
FL Zone 2OfficesTurnover |  | XXXXXXXX | Yes | Equipment | LED Traffic and Crosswalk Lighting | LED Crosswalk Sign | Energy Star Qualifying Crosswalk Sign | Commercial | Turnover | Offices | FL Zone 2 | Exterior Lighting | Street lighting |  | 0 | Per Fixture | [7 empty] | 102.2 | 64.24 | 37.96 | 0.37143 |  | 10 |  |  |  | 37.96 | [8 empty] | 0 | 0 | 0 | 0 | 0 | 0 | 0 | [5 empty] | 0
FL Zone 2RestaurantsTurnover |  | XXXXXXXX | Yes | Equipment | LED Traffic and Crosswalk Lighting | LED Crosswalk Sign | Energy Star Qualifying Crosswalk Sign | Commercial | Turnover | Restaurants | FL Zone 2 | Exterior Lighting | Street lighting |  | 0 | Per Fixture | [7 empty] | 102.2 | 64.24 | 37.96 | 0.37143 |  | 10 |  |  |  | 37.96 | [8 empty] | 0 | 0 | 0 | 0 | 0 | 0 | 0 | [5 empty] | 0
FL Zone 2RetailTurnover |  | XXXXXXXX | Yes | Equipment | LED Traffic and Crosswalk Lighting | LED Crosswalk Sign | Energy Star Qualifying Crosswalk Sign | Commercial | Turnover | Retail | FL Zone 2 | Exterior Lighting | Street lighting |  | 0 | Per Fixture | [7 empty] | 102.2 | 64.24 | 37.96 | 0.37143 |  | 10 |  |  |  | 37.96 | [8 empty] | 0 | 0 | 0 | 0 | 0 | 0 | 0 | [5 empty] | 0
FL Zone 2Schools K-12Turnover |  | XXXXXXXX | Yes | Equipment | LED Traffic and Crosswalk Lighting | LED Crosswalk Sign | Energy Star Qualifying Crosswalk Sign | Commercial | Turnover | Schools K-12 | FL Zone 2 | Exterior Lighting | Street lighting |  | 0 | Per Fixture | [7 empty] | 102.2 | 64.24 | 37.96 | 0.37143 |  | 10 |  |  |  | 37.96 | [8 empty] | 0 | 0 | 0 | 0 | 0 | 0 | 0 | [5 empty] | 0
FL Zone 2WarehouseTurnover |  | XXXXXXXX | Yes | Equipment | LED Traffic and Crosswalk Lighting | LED Crosswalk Sign | Energy Star Qualifying Crosswalk Sign | Commercial | Turnover | Warehouse | FL Zone 2 | Exterior Lighting | Street lighting |  | 0 | Per Fixture | [7 empty] | 102.2 | 64.24 | 37.96 | 0.37143 |  | 10 |  |  |  | 37.96 | [8 empty] | 0 | 0 | 0 | 0 | 0 | 0 | 0 | [5 empty] | 0
FL Zone 2AssemblyNew |  | XXXXXXXX | Yes | Equipment | LED Traffic and Crosswalk Lighting | LED Crosswalk Sign | Energy Star Qualifying Crosswalk Sign | Commercial | New | Assembly | FL Zone 2 | Exterior Lighting | Street lighting |  | 0 | Per Fixture | [7 empty] | 102.2 | 64.24 | 37.96 | 0.37143 |  | 10 |  |  |  | 37.96 | [8 empty] | 0 | 0 | 0 | 0 | 0 | 0 | 0 | [5 empty] | 0
FL Zone 2College and UniversityNew |  | XXXXXXXX | Yes | Equipment | LED Traffic and Crosswalk Lighting | LED Crosswalk Sign | Energy Star Qualifying Crosswalk Sign | Commercial | New | College and University | FL Zone 2 | Exterior Lighting | Street lighting |  | 0 | Per Fixture | [7 empty] | 102.2 | 64.24 | 37.96 | 0.37143 |  | 10 |  |  |  | 37.96 | [8 empty] | 0 | 0 | 0 | 0 | 0 | 0 | 0 | [5 empty] | 0
FL Zone 2GroceryNew |  | XXXXXXXX | Yes | Equipment | LED Traffic and Crosswalk Lighting | LED Crosswalk Sign | Energy Star Qualifying Crosswalk Sign | Commercial | New | Grocery | FL Zone 2 | Exterior Lighting | Street lighting |  | 0 | Per Fixture | [7 empty] | 102.2 | 64.24 | 37.96 | 0.37143 |  | 10 |  |  |  | 37.96 | [8 empty] | 0 | 0 | 0 | 0 | 0 | 0 | 0 | [5 empty] | 0
FL Zone 2HealthcareNew |  | XXXXXXXX | Yes | Equipment | LED Traffic and Crosswalk Lighting | LED Crosswalk Sign | Energy Star Qualifying Crosswalk Sign | Commercial | New | Healthcare | FL Zone 2 | Exterior Lighting | Street lighting |  | 0 | Per Fixture | [7 empty] | 102.2 | 64.24 | 37.96 | 0.37143 |  | 10 |  |  |  | 37.96 | [8 empty] | 0 | 0 | 0 | 0 | 0 | 0 | 0 | [5 empty] | 0
FL Zone 2HospitalsNew |  | XXXXXXXX | Yes | Equipment | LED Traffic and Crosswalk Lighting | LED Crosswalk Sign | Energy Star Qualifying Crosswalk Sign | Commercial | New | Hospitals | FL Zone 2 | Exterior Lighting | Street lighting |  | 0 | Per Fixture | [7 empty] | 102.2 | 64.24 | 37.96 | 0.37143 |  | 10 |  |  |  | 37.96 | [8 empty] | 0 | 0 | 0 | 0 | 0 | 0 | 0 | [5 empty] | 0
FL Zone 2InstitutionalNew |  | XXXXXXXX | Yes | Equipment | LED Traffic and Crosswalk Lighting | LED Crosswalk Sign | Energy Star Qualifying Crosswalk Sign | Commercial | New | Institutional | FL Zone 2 | Exterior Lighting | Street lighting |  | 0 | Per Fixture | [7 empty] | 102.2 | 64.24 | 37.96 | 0.37143 |  | 10 |  |  |  | 37.96 | [8 empty] | 0 | 0 | 0 | 0 | 0 | 0 | 0 | [5 empty] | 0
FL Zone 2Lodging/HospitalityNew |  | XXXXXXXX | Yes | Equipment | LED Traffic and Crosswalk Lighting | LED Crosswalk Sign | Energy Star Qualifying Crosswalk Sign | Commercial | New | Lodging/Hospitality | FL Zone 2 | Exterior Lighting | Street lighting |  | 0 | Per Fixture | [7 empty] | 102.2 | 64.24 | 37.96 | 0.37143 |  | 10 |  |  |  | 37.96 | [8 empty] | 0 | 0 | 0 | 0 | 0 | 0 | 0 | [5 empty] | 0
FL Zone 2MiscellaneousNew |  | XXXXXXXX | Yes | Equipment | LED Traffic and Crosswalk Lighting | LED Crosswalk Sign | Energy Star Qualifying Crosswalk Sign | Commercial | New | Miscellaneous | FL Zone 2 | Exterior Lighting | Street lighting |  | 0 | Per Fixture | [7 empty] | 102.2 | 64.24 | 37.96 | 0.37143 |  | 10 |  |  |  | 37.96 | [8 empty] | 0 | 0 | 0 | 0 | 0 | 0 | 0 | [5 empty] | 0
FL Zone 2OfficesNew |  | XXXXXXXX | Yes | Equipment | LED Traffic and Crosswalk Lighting | LED Crosswalk Sign | Energy Star Qualifying Crosswalk Sign | Commercial | New | Offices | FL Zone 2 | Exterior Lighting | Street lighting |  | 0 | Per Fixture | [7 empty] | 102.2 | 64.24 | 37.96 | 0.37143 |  | 10 |  |  |  | 37.96 | [8 empty] | 0 | 0 | 0 | 0 | 0 | 0 | 0 | [5 empty] | 0
FL Zone 2RestaurantsNew |  | XXXXXXXX | Yes | Equipment | LED Traffic and Crosswalk Lighting | LED Crosswalk Sign | Energy Star Qualifying Crosswalk Sign | Commercial | New | Restaurants | FL Zone 2 | Exterior Lighting | Street lighting |  | 0 | Per Fixture | [7 empty] | 102.2 | 64.24 | 37.96 | 0.37143 |  | 10 |  |  |  | 37.96 | [8 empty] | 0 | 0 | 0 | 0 | 0 | 0 | 0 | [5 empty] | 0
FL Zone 2RetailNew |  | XXXXXXXX | Yes | Equipment | LED Traffic and Crosswalk Lighting | LED Crosswalk Sign | Energy Star Qualifying Crosswalk Sign | Commercial | New | Retail | FL Zone 2 | Exterior Lighting | Street lighting |  | 0 | Per Fixture | [7 empty] | 102.2 | 64.24 | 37.96 | 0.37143 |  | 10 |  |  |  | 37.96 | [8 empty] | 0 | 0 | 0 | 0 | 0 | 0 | 0 | [5 empty] | 0
FL Zone 2Schools K-12New |  | XXXXXXXX | Yes | Equipment | LED Traffic and Crosswalk Lighting | LED Crosswalk Sign | Energy Star Qualifying Crosswalk Sign | Commercial | New | Schools K-12 | FL Zone 2 | Exterior Lighting | Street lighting |  | 0 | Per Fixture | [7 empty] | 102.2 | 64.24 | 37.96 | 0.37143 |  | 10 |  |  |  | 37.96 | [8 empty] | 0 | 0 | 0 | 0 | 0 | 0 | 0 | [5 empty] | 0
FL Zone 2WarehouseNew |  | XXXXXXXX | Yes | Equipment | LED Traffic and Crosswalk Lighting | LED Crosswalk Sign | Energy Star Qualifying Crosswalk Sign | Commercial | New | Warehouse | FL Zone 2 | Exterior Lighting | Street lighting |  | 0 | Per Fixture | [7 empty] | 102.2 | 64.24 | 37.96 | 0.37143 |  | 10 |  |  |  | 37.96 | [8 empty] | 0 | 0 | 0 | 0 | 0 | 0 | 0 | [5 empty] | 0
FL Zone 2AssemblyExisting |  | XXXXXXXX | Yes | Nonequipment | Low Flow Shower Head | Low-Flow Handheld Showerhead, Flow Rate: 1.50 gpm | Standard Handheld Showerhead, Flow Rate: 2.50 gpm | Commercial | Existing | Assembly | FL Zone 2 | Domestic Hot Water |  |  | 0 | Per Unit | [7 empty] | 7518.6978 | 7344.9298 | 173.768 | 0.023111 |  | 10 |  |  |  | 173.768 | [8 empty] | 0 | 0 | 0 | 0 | 0 | 0 | 0 | [5 empty] | 0
FL Zone 2College and UniversityExisting |  | XXXXXXXX | Yes | Nonequipment | Low Flow Shower Head | Low-Flow Handheld Showerhead, Flow Rate: 1.50 gpm | Standard Handheld Showerhead, Flow Rate: 2.50 gpm | Commercial | Existing | College and University | FL Zone 2 | Domestic Hot Water |  |  | 0 | Per Unit | [7 empty] | 172930.0493 | 166153.0973 | 6776.952 | 0.039189 |  | 10 |  |  |  | 6776.952 | [8 empty] | 0 | 0 | 0 | 0 | 0 | 0 | 0 | [5 empty] | 0
FL Zone 2GroceryExisting |  | XXXXXXXX | Yes | Nonequipment | Low Flow Shower Head | Low-Flow Handheld Showerhead, Flow Rate: 1.50 gpm | Standard Handheld Showerhead, Flow Rate: 2.50 gpm | Commercial | Existing | Grocery | FL Zone 2 | Domestic Hot Water |  |  | 0 | Per Unit | [7 empty] | 15037.3956 | 14863.6276 | 173.768 | 0.011556 |  | 10 |  |  |  | 173.768 | [8 empty] | 0 | 0 | 0 | 0 | 0 | 0 | 0 | [5 empty] | 0
FL Zone 2HealthcareExisting |  | XXXXXXXX | Yes | Nonequipment | Low Flow Shower Head | Low-Flow Handheld Showerhead, Flow Rate: 1.50 gpm | Standard Handheld Showerhead, Flow Rate: 2.50 gpm | Commercial | Existing | Healthcare | FL Zone 2 | Domestic Hot Water |  |  | 0 | Per Unit | [7 empty] | 10024.9304 | 9851.1624 | 173.768 | 0.017334 |  | 10 |  |  |  | 173.768 | [8 empty] | 0 | 0 | 0 | 0 | 0 | 0 | 0 | [5 empty] | 0
FL Zone 2HospitalsExisting |  | XXXXXXXX | Yes | Nonequipment | Low Flow Shower Head | Low-Flow Handheld Showerhead, Flow Rate: 1.50 gpm | Standard Handheld Showerhead, Flow Rate: 2.50 gpm | Commercial | Existing | Hospitals | FL Zone 2 | Domestic Hot Water |  |  | 0 | Per Unit | [7 empty] | 303254.1444 | 298736.1764 | 4517.968 | 0.014898 |  | 10 |  |  |  | 4517.968 | [8 empty] | 0 | 0 | 0 | 0 | 0 | 0 | 0 | [5 empty] | 0
FL Zone 2InstitutionalExisting |  | XXXXXXXX | Yes | Nonequipment | Low Flow Shower Head | Low-Flow Handheld Showerhead, Flow Rate: 1.50 gpm | Standard Handheld Showerhead, Flow Rate: 2.50 gpm | Commercial | Existing | Institutional | FL Zone 2 | Domestic Hot Water |  |  | 0 | Per Unit | [7 empty] | 601495.8236 | 597672.9276 | 3822.896 | 0.0063556 |  | 10 |  |  |  | 3822.896 | [8 empty] | 0 | 0 | 0 | 0 | 0 | 0 | 0 | [5 empty] | 0
FL Zone 2Lodging/HospitalityExisting |  | XXXXXXXX | Yes | Nonequipment | Low Flow Shower Head | Low-Flow Handheld Showerhead, Flow Rate: 1.50 gpm | Standard Handheld Showerhead, Flow Rate: 2.50 gpm | Commercial | Existing | Lodging/Hospitality | FL Zone 2 | Domestic Hot Water |  |  | 0 | Per Unit | [7 empty] | 72179.4988 | 70268.0508 | 1911.448 | 0.026482 |  | 10 |  |  |  | 1911.448 | [8 empty] | 0 | 0 | 0 | 0 | 0 | 0 | 0 | [5 empty] | 0
FL Zone 2MiscellaneousExisting |  | XXXXXXXX | Yes | Nonequipment | Low Flow Shower Head | Low-Flow Handheld Showerhead, Flow Rate: 1.50 gpm | Standard Handheld Showerhead, Flow Rate: 2.50 gpm | Commercial | Existing | Miscellaneous | FL Zone 2 | Domestic Hot Water |  |  | 0 | Per Unit | [7 empty] | 451121.8677 | 448167.8117 | 2954.056 | 0.0065482 |  | 10 |  |  |  | 2954.056 | [8 empty] | 0 | 0 | 0 | 0 | 0 | 0 | 0 | [5 empty] | 0
FL Zone 2OfficesExisting |  | XXXXXXXX | Yes | Nonequipment | Low Flow Shower Head | Low-Flow Handheld Showerhead, Flow Rate: 1.50 gpm | Standard Handheld Showerhead, Flow Rate: 2.50 gpm | Commercial | Existing | Offices | FL Zone 2 | Domestic Hot Water |  |  | 0 | Per Unit | [7 empty] | 62655.815 | 62308.279 | 347.536 | 0.0055467 |  | 10 |  |  |  | 347.536 | [8 empty] | 0 | 0 | 0 | 0 | 0 | 0 | 0 | [5 empty] | 0
FL Zone 2RestaurantsExisting |  | XXXXXXXX | Yes | Nonequipment | Low Flow Shower Head | Low-Flow Handheld Showerhead, Flow Rate: 1.50 gpm | Standard Handheld Showerhead, Flow Rate: 2.50 gpm | Commercial | Existing | Restaurants | FL Zone 2 | Domestic Hot Water |  |  | 0 | Per Unit | [7 empty] | 25062.326 | 24888.558 | 173.768 | 0.0069334 |  | 10 |  |  |  | 173.768 | [8 empty] | 0 | 0 | 0 | 0 | 0 | 0 | 0 | [5 empty] | 0
FL Zone 2RetailExisting |  | XXXXXXXX | Yes | Nonequipment | Low Flow Shower Head | Low-Flow Handheld Showerhead, Flow Rate: 1.50 gpm | Standard Handheld Showerhead, Flow Rate: 2.50 gpm | Commercial | Existing | Retail | FL Zone 2 | Domestic Hot Water |  |  | 0 | Per Unit | [7 empty] | 44661.0649 | 44313.5289 | 347.536 | 0.0077816 |  | 10 |  |  |  | 347.536 | [8 empty] | 0 | 0 | 0 | 0 | 0 | 0 | 0 | [5 empty] | 0
FL Zone 2Schools K-12Existing |  | XXXXXXXX | Yes | Nonequipment | Low Flow Shower Head | Low-Flow Handheld Showerhead, Flow Rate: 1.50 gpm | Standard Handheld Showerhead, Flow Rate: 2.50 gpm | Commercial | Existing | Schools K-12 | FL Zone 2 | Domestic Hot Water |  |  | 0 | Per Unit | [7 empty] | 3132.8594 | 2959.0914 | 173.768 | 0.055466 |  | 10 |  |  |  | 173.768 | [8 empty] | 0 | 0 | 0 | 0 | 0 | 0 | 0 | [5 empty] | 0
FL Zone 2WarehouseExisting |  | XXXXXXXX | Yes | Nonequipment | Low Flow Shower Head | Low-Flow Handheld Showerhead, Flow Rate: 1.50 gpm | Standard Handheld Showerhead, Flow Rate: 2.50 gpm | Commercial | Existing | Warehouse | FL Zone 2 | Domestic Hot Water |  |  | 0 | Per Unit | [7 empty] | 15037.3956 | 14863.6276 | 173.768 | 0.011556 |  | 10 |  |  |  | 173.768 | [8 empty] | 0 | 0 | 0 | 0 | 0 | 0 | 0 | [5 empty] | 0
FL Zone 2AssemblyNew |  | XXXXXXXX | Yes | Nonequipment | Low Flow Shower Head | Low-Flow Handheld Showerhead, Flow Rate: 1.50 gpm | Standard Handheld Showerhead, Flow Rate: 2.50 gpm | Commercial | New | Assembly | FL Zone 2 | Domestic Hot Water |  |  | 0 | Per Unit | [7 empty] | 7192.4897 | 7018.7217 | 173.768 | 0.02416 |  | 10 |  |  |  | 173.768 | [8 empty] | 0 | 0 | 0 | 0 | 0 | 0 | 0 | [5 empty] | 0
FL Zone 2College and UniversityNew |  | XXXXXXXX | Yes | Nonequipment | Low Flow Shower Head | Low-Flow Handheld Showerhead, Flow Rate: 1.50 gpm | Standard Handheld Showerhead, Flow Rate: 2.50 gpm | Commercial | New | College and University | FL Zone 2 | Domestic Hot Water |  |  | 0 | Per Unit | [7 empty] | 165427.2641 | 158650.3121 | 6776.952 | 0.040966 |  | 10 |  |  |  | 6776.952 | [8 empty] | 0 | 0 | 0 | 0 | 0 | 0 | 0 | [5 empty] | 0
FL Zone 2GroceryNew |  | XXXXXXXX | Yes | Nonequipment | Low Flow Shower Head | Low-Flow Handheld Showerhead, Flow Rate: 1.50 gpm | Standard Handheld Showerhead, Flow Rate: 2.50 gpm | Commercial | New | Grocery | FL Zone 2 | Domestic Hot Water |  |  | 0 | Per Unit | [7 empty] | 14384.9795 | 14211.2115 | 173.768 | 0.01208 |  | 10 |  |  |  | 173.768 | [8 empty] | 0 | 0 | 0 | 0 | 0 | 0 | 0 | [5 empty] | 0
FL Zone 2HealthcareNew |  | XXXXXXXX | Yes | Nonequipment | Low Flow Shower Head | Low-Flow Handheld Showerhead, Flow Rate: 1.50 gpm | Standard Handheld Showerhead, Flow Rate: 2.50 gpm | Commercial | New | Healthcare | FL Zone 2 | Domestic Hot Water |  |  | 0 | Per Unit | [7 empty] | 9589.9863 | 9416.2183 | 173.768 | 0.01812 |  | 10 |  |  |  | 173.768 | [8 empty] | 0 | 0 | 0 | 0 | 0 | 0 | 0 | [5 empty] | 0
FL Zone 2HospitalsNew |  | XXXXXXXX | Yes | Nonequipment | Low Flow Shower Head | Low-Flow Handheld Showerhead, Flow Rate: 1.50 gpm | Standard Handheld Showerhead, Flow Rate: 2.50 gpm | Commercial | New | Hospitals | FL Zone 2 | Domestic Hot Water |  |  | 0 | Per Unit | [7 empty] | 290097.0863 | 285579.1183 | 4517.968 | 0.015574 |  | 10 |  |  |  | 4517.968 | [8 empty] | 0 | 0 | 0 | 0 | 0 | 0 | 0 | [5 empty] | 0
FL Zone 2InstitutionalNew |  | XXXXXXXX | Yes | Nonequipment | Low Flow Shower Head | Low-Flow Handheld Showerhead, Flow Rate: 1.50 gpm | Standard Handheld Showerhead, Flow Rate: 2.50 gpm | Commercial | New | Institutional | FL Zone 2 | Domestic Hot Water |  |  | 0 | Per Unit | [7 empty] | 575399.1794 | 571576.2834 | 3822.896 | 0.0066439 |  | 10 |  |  |  | 3822.896 | [8 empty] | 0 | 0 | 0 | 0 | 0 | 0 | 0 | [5 empty] | 0
FL Zone 2Lodging/HospitalityNew |  | XXXXXXXX | Yes | Nonequipment | Low Flow Shower Head | Low-Flow Handheld Showerhead, Flow Rate: 1.50 gpm | Standard Handheld Showerhead, Flow Rate: 2.50 gpm | Commercial | New | Lodging/Hospitality | FL Zone 2 | Domestic Hot Water |  |  | 0 | Per Unit | [7 empty] | 69047.9015 | 67136.4535 | 1911.448 | 0.027683 |  | 10 |  |  |  | 1911.448 | [8 empty] | 0 | 0 | 0 | 0 | 0 | 0 | 0 | [5 empty] | 0
FL Zone 2MiscellaneousNew |  | XXXXXXXX | Yes | Nonequipment | Low Flow Shower Head | Low-Flow Handheld Showerhead, Flow Rate: 1.50 gpm | Standard Handheld Showerhead, Flow Rate: 2.50 gpm | Commercial | New | Miscellaneous | FL Zone 2 | Domestic Hot Water |  |  | 0 | Per Unit | [7 empty] | 431549.3845 | 428595.3285 | 2954.056 | 0.0068452 |  | 10 |  |  |  | 2954.056 | [8 empty] | 0 | 0 | 0 | 0 | 0 | 0 | 0 | [5 empty] | 0
FL Zone 2OfficesNew |  | XXXXXXXX | Yes | Nonequipment | Low Flow Shower Head | Low-Flow Handheld Showerhead, Flow Rate: 1.50 gpm | Standard Handheld Showerhead, Flow Rate: 2.50 gpm | Commercial | New | Offices | FL Zone 2 | Domestic Hot Water |  |  | 0 | Per Unit | [7 empty] | 59937.4145 | 59589.8785 | 347.536 | 0.0057983 |  | 10 |  |  |  | 347.536 | [8 empty] | 0 | 0 | 0 | 0 | 0 | 0 | 0 | [5 empty] | 0
FL Zone 2RestaurantsNew |  | XXXXXXXX | Yes | Nonequipment | Low Flow Shower Head | Low-Flow Handheld Showerhead, Flow Rate: 1.50 gpm | Standard Handheld Showerhead, Flow Rate: 2.50 gpm | Commercial | New | Restaurants | FL Zone 2 | Domestic Hot Water |  |  | 0 | Per Unit | [7 empty] | 23974.9658 | 23801.1978 | 173.768 | 0.0072479 |  | 10 |  |  |  | 173.768 | [8 empty] | 0 | 0 | 0 | 0 | 0 | 0 | 0 | [5 empty] | 0
FL Zone 2RetailNew |  | XXXXXXXX | Yes | Nonequipment | Low Flow Shower Head | Low-Flow Handheld Showerhead, Flow Rate: 1.50 gpm | Standard Handheld Showerhead, Flow Rate: 2.50 gpm | Commercial | New | Retail | FL Zone 2 | Domestic Hot Water |  |  | 0 | Per Unit | [7 empty] | 42723.3891 | 42375.8531 | 347.536 | 0.0081346 |  | 10 |  |  |  | 347.536 | [8 empty] | 0 | 0 | 0 | 0 | 0 | 0 | 0 | [5 empty] | 0
FL Zone 2Schools K-12New |  | XXXXXXXX | Yes | Nonequipment | Low Flow Shower Head | Low-Flow Handheld Showerhead, Flow Rate: 1.50 gpm | Standard Handheld Showerhead, Flow Rate: 2.50 gpm | Commercial | New | Schools K-12 | FL Zone 2 | Domestic Hot Water |  |  | 0 | Per Unit | [7 empty] | 2996.9364 | 2823.1684 | 173.768 | 0.057982 |  | 10 |  |  |  | 173.768 | [8 empty] | 0 | 0 | 0 | 0 | 0 | 0 | 0 | [5 empty] | 0
FL Zone 2WarehouseNew |  | XXXXXXXX | Yes | Nonequipment | Low Flow Shower Head | Low-Flow Handheld Showerhead, Flow Rate: 1.50 gpm | Standard Handheld Showerhead, Flow Rate: 2.50 gpm | Commercial | New | Warehouse | FL Zone 2 | Domestic Hot Water |  |  | 0 | Per Unit | [7 empty] | 14384.9795 | 14211.2115 | 173.768 | 0.01208 |  | 10 |  |  |  | 173.768 | [8 empty] | 0 | 0 | 0 | 0 | 0 | 0 | 0 | [5 empty] | 0
FL Zone 2AssemblyExisting |  | XXXXXXXX | Yes | Nonequipment | Low U-Value Windows | 100ft2 of Window meeting current Energy Star Standards | 100ft2 of Existing Window (R-Value: 0.3, SHGC: 0.21) | Commercial | Existing | Assembly | FL Zone 2 | Space Cooling |  |  | 0 | Per 100 S.F. | [7 empty] | 481.6825 | 260.1086 | 221.574 | 0.46 |  | 20 |  |  |  | 221.574 | [8 empty] | 0 | 0 | 0 | 0 | 0 | 0 | 0 | [5 empty] | 0
FL Zone 2College and UniversityExisting |  | XXXXXXXX | Yes | Nonequipment | Low U-Value Windows | 100ft2 of Window meeting current Energy Star Standards | 100ft2 of Existing Window (R-Value: 0.3, SHGC: 0.21) | Commercial | Existing | College and University | FL Zone 2 | Space Cooling |  |  | 0 | Per 100 S.F. | [7 empty] | 481.6825 | 260.1086 | 221.574 | 0.46 |  | 20 |  |  |  | 221.574 | [8 empty] | 0 | 0 | 0 | 0 | 0 | 0 | 0 | [5 empty] | 0
FL Zone 2GroceryExisting |  | XXXXXXXX | Yes | Nonequipment | Low U-Value Windows | 100ft2 of Window meeting current Energy Star Standards | 100ft2 of Existing Window (R-Value: 0.3, SHGC: 0.21) | Commercial | Existing | Grocery | FL Zone 2 | Space Cooling |  |  | 0 | Per 100 S.F. | [7 empty] | 481.6825 | 260.1086 | 221.574 | 0.46 |  | 20 |  |  |  | 221.574 | [8 empty] | 0 | 0 | 0 | 0 | 0 | 0 | 0 | [5 empty] | 0
FL Zone 2HealthcareExisting |  | XXXXXXXX | Yes | Nonequipment | Low U-Value Windows | 100ft2 of Window meeting current Energy Star Standards | 100ft2 of Existing Window (R-Value: 0.3, SHGC: 0.21) | Commercial | Existing | Healthcare | FL Zone 2 | Space Cooling |  |  | 0 | Per 100 S.F. | [7 empty] | 481.6825 | 260.1086 | 221.574 | 0.46 |  | 20 |  |  |  | 221.574 | [8 empty] | 0 | 0 | 0 | 0 | 0 | 0 | 0 | [5 empty] | 0
FL Zone 2HospitalsExisting |  | XXXXXXXX | Yes | Nonequipment | Low U-Value Windows | 100ft2 of Window meeting current Energy Star Standards | 100ft2 of Existing Window (R-Value: 0.3, SHGC: 0.21) | Commercial | Existing | Hospitals | FL Zone 2 | Space Cooling |  |  | 0 | Per 100 S.F. | [7 empty] | 481.6825 | 260.1086 | 221.574 | 0.46 |  | 20 |  |  |  | 221.574 | [8 empty] | 0 | 0 | 0 | 0 | 0 | 0 | 0 | [5 empty] | 0
FL Zone 2InstitutionalExisting |  | XXXXXXXX | Yes | Nonequipment | Low U-Value Windows | 100ft2 of Window meeting current Energy Star Standards | 100ft2 of Existing Window (R-Value: 0.3, SHGC: 0.21) | Commercial | Existing | Institutional | FL Zone 2 | Space Cooling |  |  | 0 | Per 100 S.F. | [7 empty] | 481.6825 | 260.1086 | 221.574 | 0.46 |  | 20 |  |  |  | 221.574 | [8 empty] | 0 | 0 | 0 | 0 | 0 | 0 | 0 | [5 empty] | 0
FL Zone 2Lodging/HospitalityExisting |  | XXXXXXXX | Yes | Nonequipment | Low U-Value Windows | 100ft2 of Window meeting current Energy Star Standards | 100ft2 of Existing Window (R-Value: 0.3, SHGC: 0.21) | Commercial | Existing | Lodging/Hospitality | FL Zone 2 | Space Cooling |  |  | 0 | Per 100 S.F. | [7 empty] | 481.6825 | 260.1086 | 221.574 | 0.46 |  | 20 |  |  |  | 221.574 | [8 empty] | 0 | 0 | 0 | 0 | 0 | 0 | 0 | [5 empty] | 0
FL Zone 2MiscellaneousExisting |  | XXXXXXXX | Yes | Nonequipment | Low U-Value Windows | 100ft2 of Window meeting current Energy Star Standards | 100ft2 of Existing Window (R-Value: 0.3, SHGC: 0.21) | Commercial | Existing | Miscellaneous | FL Zone 2 | Space Cooling |  |  | 0 | Per 100 S.F. | [7 empty] | 481.6825 | 260.1086 | 221.574 | 0.46 |  | 20 |  |  |  | 221.574 | [8 empty] | 0 | 0 | 0 | 0 | 0 | 0 | 0 | [5 empty] | 0
FL Zone 2OfficesExisting |  | XXXXXXXX | Yes | Nonequipment | Low U-Value Windows | 100ft2 of Window meeting current Energy Star Standards | 100ft2 of Existing Window (R-Value: 0.3, SHGC: 0.21) | Commercial | Existing | Offices | FL Zone 2 | Space Cooling |  |  | 0 | Per 100 S.F. | [7 empty] | 481.6825 | 260.1086 | 221.574 | 0.46 |  | 20 |  |  |  | 221.574 | [8 empty] | 0 | 0 | 0 | 0 | 0 | 0 | 0 | [5 empty] | 0
FL Zone 2RestaurantsExisting |  | XXXXXXXX | Yes | Nonequipment | Low U-Value Windows | 100ft2 of Window meeting current Energy Star Standards | 100ft2 of Existing Window (R-Value: 0.3, SHGC: 0.21) | Commercial | Existing | Restaurants | FL Zone 2 | Space Cooling |  |  | 0 | Per 100 S.F. | [7 empty] | 481.6825 | 260.1086 | 221.574 | 0.46 |  | 20 |  |  |  | 221.574 | [8 empty] | 0 | 0 | 0 | 0 | 0 | 0 | 0 | [5 empty] | 0
FL Zone 2RetailExisting |  | XXXXXXXX | Yes | Nonequipment | Low U-Value Windows | 100ft2 of Window meeting current Energy Star Standards | 100ft2 of Existing Window (R-Value: 0.3, SHGC: 0.21) | Commercial | Existing | Retail | FL Zone 2 | Space Cooling |  |  | 0 | Per 100 S.F. | [7 empty] | 481.6825 | 260.1086 | 221.574 | 0.46 |  | 20 |  |  |  | 221.574 | [8 empty] | 0 | 0 | 0 | 0 | 0 | 0 | 0 | [5 empty] | 0
FL Zone 2Schools K-12Existing |  | XXXXXXXX | Yes | Nonequipment | Low U-Value Windows | 100ft2 of Window meeting current Energy Star Standards | 100ft2 of Existing Window (R-Value: 0.3, SHGC: 0.21) | Commercial | Existing | Schools K-12 | FL Zone 2 | Space Cooling |  |  | 0 | Per 100 S.F. | [7 empty] | 481.6825 | 260.1086 | 221.574 | 0.46 |  | 20 |  |  |  | 221.574 | [8 empty] | 0 | 0 | 0 | 0 | 0 | 0 | 0 | [5 empty] | 0
FL Zone 2WarehouseExisting |  | XXXXXXXX | Yes | Nonequipment | Low U-Value Windows | 100ft2 of Window meeting current Energy Star Standards | 100ft2 of Existing Window (R-Value: 0.3, SHGC: 0.21) | Commercial | Existing | Warehouse | FL Zone 2 | Space Cooling |  |  | 0 | Per 100 S.F. | [7 empty] | 481.6825 | 260.1086 | 221.574 | 0.46 |  | 20 |  |  |  | 221.574 | [8 empty] | 0 | 0 | 0 | 0 | 0 | 0 | 0 | [5 empty] | 0
FL Zone 2AssemblyNew |  | XXXXXXXX | Yes | Nonequipment | Low U-Value Windows | 100ft2 of Window meeting current Energy Star Standards | 100ft2 of Window meeting Florida energy code | Commercial | New | Assembly | FL Zone 2 | Space Cooling |  |  | 0 | Per 100 S.F. | [7 empty] | 289.0095 | 260.1086 | 28.901 | 0.1 |  | 20 |  |  |  | 28.901 | [8 empty] | 0 | 0 | 0 | 0 | 0 | 0 | 0 | [5 empty] | 0
FL Zone 2College and UniversityNew |  | XXXXXXXX | Yes | Nonequipment | Low U-Value Windows | 100ft2 of Window meeting current Energy Star Standards | 100ft2 of Window meeting Florida energy code | Commercial | New | College and University | FL Zone 2 | Space Cooling |  |  | 0 | Per 100 S.F. | [7 empty] | 289.0095 | 260.1086 | 28.901 | 0.1 |  | 20 |  |  |  | 28.901 | [8 empty] | 0 | 0 | 0 | 0 | 0 | 0 | 0 | [5 empty] | 0
FL Zone 2GroceryNew |  | XXXXXXXX | Yes | Nonequipment | Low U-Value Windows | 100ft2 of Window meeting current Energy Star Standards | 100ft2 of Window meeting Florida energy code | Commercial | New | Grocery | FL Zone 2 | Space Cooling |  |  | 0 | Per 100 S.F. | [7 empty] | 289.0095 | 260.1086 | 28.901 | 0.1 |  | 20 |  |  |  | 28.901 | [8 empty] | 0 | 0 | 0 | 0 | 0 | 0 | 0 | [5 empty] | 0
FL Zone 2HealthcareNew |  | XXXXXXXX | Yes | Nonequipment | Low U-Value Windows | 100ft2 of Window meeting current Energy Star Standards | 100ft2 of Window meeting Florida energy code | Commercial | New | Healthcare | FL Zone 2 | Space Cooling |  |  | 0 | Per 100 S.F. | [7 empty] | 289.0095 | 260.1086 | 28.901 | 0.1 |  | 20 |  |  |  | 28.901 | [8 empty] | 0 | 0 | 0 | 0 | 0 | 0 | 0 | [5 empty] | 0
FL Zone 2HospitalsNew |  | XXXXXXXX | Yes | Nonequipment | Low U-Value Windows | 100ft2 of Window meeting current Energy Star Standards | 100ft2 of Window meeting Florida energy code | Commercial | New | Hospitals | FL Zone 2 | Space Cooling |  |  | 0 | Per 100 S.F. | [7 empty] | 289.0095 | 260.1086 | 28.901 | 0.1 |  | 20 |  |  |  | 28.901 | [8 empty] | 0 | 0 | 0 | 0 | 0 | 0 | 0 | [5 empty] | 0
FL Zone 2InstitutionalNew |  | XXXXXXXX | Yes | Nonequipment | Low U-Value Windows | 100ft2 of Window meeting current Energy Star Standards | 100ft2 of Window meeting Florida energy code | Commercial | New | Institutional | FL Zone 2 | Space Cooling |  |  | 0 | Per 100 S.F. | [7 empty] | 289.0095 | 260.1086 | 28.901 | 0.1 |  | 20 |  |  |  | 28.901 | [8 empty] | 0 | 0 | 0 | 0 | 0 | 0 | 0 | [5 empty] | 0
FL Zone 2Lodging/HospitalityNew |  | XXXXXXXX | Yes | Nonequipment | Low U-Value Windows | 100ft2 of Window meeting current Energy Star Standards | 100ft2 of Window meeting Florida energy code | Commercial | New | Lodging/Hospitality | FL Zone 2 | Space Cooling |  |  | 0 | Per 100 S.F. | [7 empty] | 289.0095 | 260.1086 | 28.901 | 0.1 |  | 20 |  |  |  | 28.901 | [8 empty] | 0 | 0 | 0 | 0 | 0 | 0 | 0 | [5 empty] | 0
FL Zone 2MiscellaneousNew |  | XXXXXXXX | Yes | Nonequipment | Low U-Value Windows | 100ft2 of Window meeting current Energy Star Standards | 100ft2 of Window meeting Florida energy code | Commercial | New | Miscellaneous | FL Zone 2 | Space Cooling |  |  | 0 | Per 100 S.F. | [7 empty] | 289.0095 | 260.1086 | 28.901 | 0.1 |  | 20 |  |  |  | 28.901 | [8 empty] | 0 | 0 | 0 | 0 | 0 | 0 | 0 | [5 empty] | 0
FL Zone 2OfficesNew |  | XXXXXXXX | Yes | Nonequipment | Low U-Value Windows | 100ft2 of Window meeting current Energy Star Standards | 100ft2 of Window meeting Florida energy code | Commercial | New | Offices | FL Zone 2 | Space Cooling |  |  | 0 | Per 100 S.F. | [7 empty] | 289.0095 | 260.1086 | 28.901 | 0.1 |  | 20 |  |  |  | 28.901 | [8 empty] | 0 | 0 | 0 | 0 | 0 | 0 | 0 | [5 empty] | 0
FL Zone 2RestaurantsNew |  | XXXXXXXX | Yes | Nonequipment | Low U-Value Windows | 100ft2 of Window meeting current Energy Star Standards | 100ft2 of Window meeting Florida energy code | Commercial | New | Restaurants | FL Zone 2 | Space Cooling |  |  | 0 | Per 100 S.F. | [7 empty] | 289.0095 | 260.1086 | 28.901 | 0.1 |  | 20 |  |  |  | 28.901 | [8 empty] | 0 | 0 | 0 | 0 | 0 | 0 | 0 | [5 empty] | 0
FL Zone 2RetailNew |  | XXXXXXXX | Yes | Nonequipment | Low U-Value Windows | 100ft2 of Window meeting current Energy Star Standards | 100ft2 of Window meeting Florida energy code | Commercial | New | Retail | FL Zone 2 | Space Cooling |  |  | 0 | Per 100 S.F. | [7 empty] | 289.0095 | 260.1086 | 28.901 | 0.1 |  | 20 |  |  |  | 28.901 | [8 empty] | 0 | 0 | 0 | 0 | 0 | 0 | 0 | [5 empty] | 0
FL Zone 2Schools K-12New |  | XXXXXXXX | Yes | Nonequipment | Low U-Value Windows | 100ft2 of Window meeting current Energy Star Standards | 100ft2 of Window meeting Florida energy code | Commercial | New | Schools K-12 | FL Zone 2 | Space Cooling |  |  | 0 | Per 100 S.F. | [7 empty] | 289.0095 | 260.1086 | 28.901 | 0.1 |  | 20 |  |  |  | 28.901 | [8 empty] | 0 | 0 | 0 | 0 | 0 | 0 | 0 | [5 empty] | 0
FL Zone 2WarehouseNew |  | XXXXXXXX | Yes | Nonequipment | Low U-Value Windows | 100ft2 of Window meeting current Energy Star Standards | 100ft2 of Window meeting Florida energy code | Commercial | New | Warehouse | FL Zone 2 | Space Cooling |  |  | 0 | Per 100 S.F. | [7 empty] | 289.0095 | 260.1086 | 28.901 | 0.1 |  | 20 |  |  |  | 28.901 | [8 empty] | 0 | 0 | 0 | 0 | 0 | 0 | 0 | [5 empty] | 0
FL Zone 2AssemblyExisting |  | XXXXXXXX | Yes | Nonequipment | Low U-Value Windows | 100ft2 of Window meeting current Energy Star Standards | 100ft2 of Existing Window (R-Value: 0.3, SHGC: 0.21) | Commercial | Existing | Assembly | FL Zone 2 | Space Heating |  |  | 0 | Per 100 S.F. | [7 empty] | 269.1738 | 145.3539 | 123.82 | 0.46 |  | 20 |  |  |  | 123.82 | [8 empty] | 0 | 0 | 0 | 0 | 0 | 0 | 0 | [5 empty] | 0
FL Zone 2College and UniversityExisting |  | XXXXXXXX | Yes | Nonequipment | Low U-Value Windows | 100ft2 of Window meeting current Energy Star Standards | 100ft2 of Existing Window (R-Value: 0.3, SHGC: 0.21) | Commercial | Existing | College and University | FL Zone 2 | Space Heating |  |  | 0 | Per 100 S.F. | [7 empty] | 269.1738 | 145.3539 | 123.82 | 0.46 |  | 20 |  |  |  | 123.82 | [8 empty] | 0 | 0 | 0 | 0 | 0 | 0 | 0 | [5 empty] | 0
FL Zone 2GroceryExisting |  | XXXXXXXX | Yes | Nonequipment | Low U-Value Windows | 100ft2 of Window meeting current Energy Star Standards | 100ft2 of Existing Window (R-Value: 0.3, SHGC: 0.21) | Commercial | Existing | Grocery | FL Zone 2 | Space Heating |  |  | 0 | Per 100 S.F. | [7 empty] | 269.1738 | 145.3539 | 123.82 | 0.46 |  | 20 |  |  |  | 123.82 | [8 empty] | 0 | 0 | 0 | 0 | 0 | 0 | 0 | [5 empty] | 0
FL Zone 2HealthcareExisting |  | XXXXXXXX | Yes | Nonequipment | Low U-Value Windows | 100ft2 of Window meeting current Energy Star Standards | 100ft2 of Existing Window (R-Value: 0.3, SHGC: 0.21) | Commercial | Existing | Healthcare | FL Zone 2 | Space Heating |  |  | 0 | Per 100 S.F. | [7 empty] | 269.1738 | 145.3539 | 123.82 | 0.46 |  | 20 |  |  |  | 123.82 | [8 empty] | 0 | 0 | 0 | 0 | 0 | 0 | 0 | [5 empty] | 0
FL Zone 2HospitalsExisting |  | XXXXXXXX | Yes | Nonequipment | Low U-Value Windows | 100ft2 of Window meeting current Energy Star Standards | 100ft2 of Existing Window (R-Value: 0.3, SHGC: 0.21) | Commercial | Existing | Hospitals | FL Zone 2 | Space Heating |  |  | 0 | Per 100 S.F. | [7 empty] | 269.1738 | 145.3539 | 123.82 | 0.46 |  | 20 |  |  |  | 123.82 | [8 empty] | 0 | 0 | 0 | 0 | 0 | 0 | 0 | [5 empty] | 0
FL Zone 2InstitutionalExisting |  | XXXXXXXX | Yes | Nonequipment | Low U-Value Windows | 100ft2 of Window meeting current Energy Star Standards | 100ft2 of Existing Window (R-Value: 0.3, SHGC: 0.21) | Commercial | Existing | Institutional | FL Zone 2 | Space Heating |  |  | 0 | Per 100 S.F. | [7 empty] | 269.1738 | 145.3539 | 123.82 | 0.46 |  | 20 |  |  |  | 123.82 | [8 empty] | 0 | 0 | 0 | 0 | 0 | 0 | 0 | [5 empty] | 0
FL Zone 2Lodging/HospitalityExisting |  | XXXXXXXX | Yes | Nonequipment | Low U-Value Windows | 100ft2 of Window meeting current Energy Star Standards | 100ft2 of Existing Window (R-Value: 0.3, SHGC: 0.21) | Commercial | Existing | Lodging/Hospitality | FL Zone 2 | Space Heating |  |  | 0 | Per 100 S.F. | [7 empty] | 269.1738 | 145.3539 | 123.82 | 0.46 |  | 20 |  |  |  | 123.82 | [8 empty] | 0 | 0 | 0 | 0 | 0 | 0 | 0 | [5 empty] | 0
FL Zone 2MiscellaneousExisting |  | XXXXXXXX | Yes | Nonequipment | Low U-Value Windows | 100ft2 of Window meeting current Energy Star Standards | 100ft2 of Existing Window (R-Value: 0.3, SHGC: 0.21) | Commercial | Existing | Miscellaneous | FL Zone 2 | Space Heating |  |  | 0 | Per 100 S.F. | [7 empty] | 269.1738 | 145.3539 | 123.82 | 0.46 |  | 20 |  |  |  | 123.82 | [8 empty] | 0 | 0 | 0 | 0 | 0 | 0 | 0 | [5 empty] | 0
FL Zone 2OfficesExisting |  | XXXXXXXX | Yes | Nonequipment | Low U-Value Windows | 100ft2 of Window meeting current Energy Star Standards | 100ft2 of Existing Window (R-Value: 0.3, SHGC: 0.21) | Commercial | Existing | Offices | FL Zone 2 | Space Heating |  |  | 0 | Per 100 S.F. | [7 empty] | 269.1738 | 145.3539 | 123.82 | 0.46 |  | 20 |  |  |  | 123.82 | [8 empty] | 0 | 0 | 0 | 0 | 0 | 0 | 0 | [5 empty] | 0
FL Zone 2RestaurantsExisting |  | XXXXXXXX | Yes | Nonequipment | Low U-Value Windows | 100ft2 of Window meeting current Energy Star Standards | 100ft2 of Existing Window (R-Value: 0.3, SHGC: 0.21) | Commercial | Existing | Restaurants | FL Zone 2 | Space Heating |  |  | 0 | Per 100 S.F. | [7 empty] | 269.1738 | 145.3539 | 123.82 | 0.46 |  | 20 |  |  |  | 123.82 | [8 empty] | 0 | 0 | 0 | 0 | 0 | 0 | 0 | [5 empty] | 0
FL Zone 2RetailExisting |  | XXXXXXXX | Yes | Nonequipment | Low U-Value Windows | 100ft2 of Window meeting current Energy Star Standards | 100ft2 of Existing Window (R-Value: 0.3, SHGC: 0.21) | Commercial | Existing | Retail | FL Zone 2 | Space Heating |  |  | 0 | Per 100 S.F. | [7 empty] | 269.1738 | 145.3539 | 123.82 | 0.46 |  | 20 |  |  |  | 123.82 | [8 empty] | 0 | 0 | 0 | 0 | 0 | 0 | 0 | [5 empty] | 0
FL Zone 2Schools K-12Existing |  | XXXXXXXX | Yes | Nonequipment | Low U-Value Windows | 100ft2 of Window meeting current Energy Star Standards | 100ft2 of Existing Window (R-Value: 0.3, SHGC: 0.21) | Commercial | Existing | Schools K-12 | FL Zone 2 | Space Heating |  |  | 0 | Per 100 S.F. | [7 empty] | 269.1738 | 145.3539 | 123.82 | 0.46 |  | 20 |  |  |  | 123.82 | [8 empty] | 0 | 0 | 0 | 0 | 0 | 0 | 0 | [5 empty] | 0
FL Zone 2WarehouseExisting |  | XXXXXXXX | Yes | Nonequipment | Low U-Value Windows | 100ft2 of Window meeting current Energy Star Standards | 100ft2 of Existing Window (R-Value: 0.3, SHGC: 0.21) | Commercial | Existing | Warehouse | FL Zone 2 | Space Heating |  |  | 0 | Per 100 S.F. | [7 empty] | 269.1738 | 145.3539 | 123.82 | 0.46 |  | 20 |  |  |  | 123.82 | [8 empty] | 0 | 0 | 0 | 0 | 0 | 0 | 0 | [5 empty] | 0
FL Zone 2AssemblyNew |  | XXXXXXXX | Yes | Nonequipment | Low U-Value Windows | 100ft2 of Window meeting current Energy Star Standards | 100ft2 of Window meeting Florida energy code | Commercial | New | Assembly | FL Zone 2 | Space Heating |  |  | 0 | Per 100 S.F. | [7 empty] | 161.5043 | 145.3539 | 16.1504 | 0.1 |  | 20 |  |  |  | 16.1504 | [8 empty] | 0 | 0 | 0 | 0 | 0 | 0 | 0 | [5 empty] | 0
FL Zone 2College and UniversityNew |  | XXXXXXXX | Yes | Nonequipment | Low U-Value Windows | 100ft2 of Window meeting current Energy Star Standards | 100ft2 of Window meeting Florida energy code | Commercial | New | College and University | FL Zone 2 | Space Heating |  |  | 0 | Per 100 S.F. | [7 empty] | 161.5043 | 145.3539 | 16.1504 | 0.1 |  | 20 |  |  |  | 16.1504 | [8 empty] | 0 | 0 | 0 | 0 | 0 | 0 | 0 | [5 empty] | 0
FL Zone 2GroceryNew |  | XXXXXXXX | Yes | Nonequipment | Low U-Value Windows | 100ft2 of Window meeting current Energy Star Standards | 100ft2 of Window meeting Florida energy code | Commercial | New | Grocery | FL Zone 2 | Space Heating |  |  | 0 | Per 100 S.F. | [7 empty] | 161.5043 | 145.3539 | 16.1504 | 0.1 |  | 20 |  |  |  | 16.1504 | [8 empty] | 0 | 0 | 0 | 0 | 0 | 0 | 0 | [5 empty] | 0
FL Zone 2HealthcareNew |  | XXXXXXXX | Yes | Nonequipment | Low U-Value Windows | 100ft2 of Window meeting current Energy Star Standards | 100ft2 of Window meeting Florida energy code | Commercial | New | Healthcare | FL Zone 2 | Space Heating |  |  | 0 | Per 100 S.F. | [7 empty] | 161.5043 | 145.3539 | 16.1504 | 0.1 |  | 20 |  |  |  | 16.1504 | [8 empty] | 0 | 0 | 0 | 0 | 0 | 0 | 0 | [5 empty] | 0
FL Zone 2HospitalsNew |  | XXXXXXXX | Yes | Nonequipment | Low U-Value Windows | 100ft2 of Window meeting current Energy Star Standards | 100ft2 of Window meeting Florida energy code | Commercial | New | Hospitals | FL Zone 2 | Space Heating |  |  | 0 | Per 100 S.F. | [7 empty] | 161.5043 | 145.3539 | 16.1504 | 0.1 |  | 20 |  |  |  | 16.1504 | [8 empty] | 0 | 0 | 0 | 0 | 0 | 0 | 0 | [5 empty] | 0
FL Zone 2InstitutionalNew |  | XXXXXXXX | Yes | Nonequipment | Low U-Value Windows | 100ft2 of Window meeting current Energy Star Standards | 100ft2 of Window meeting Florida energy code | Commercial | New | Institutional | FL Zone 2 | Space Heating |  |  | 0 | Per 100 S.F. | [7 empty] | 161.5043 | 145.3539 | 16.1504 | 0.1 |  | 20 |  |  |  | 16.1504 | [8 empty] | 0 | 0 | 0 | 0 | 0 | 0 | 0 | [5 empty] | 0
FL Zone 2Lodging/HospitalityNew |  | XXXXXXXX | Yes | Nonequipment | Low U-Value Windows | 100ft2 of Window meeting current Energy Star Standards | 100ft2 of Window meeting Florida energy code | Commercial | New | Lodging/Hospitality | FL Zone 2 | Space Heating |  |  | 0 | Per 100 S.F. | [7 empty] | 161.5043 | 145.3539 | 16.1504 | 0.1 |  | 20 |  |  |  | 16.1504 | [8 empty] | 0 | 0 | 0 | 0 | 0 | 0 | 0 | [5 empty] | 0
FL Zone 2MiscellaneousNew |  | XXXXXXXX | Yes | Nonequipment | Low U-Value Windows | 100ft2 of Window meeting current Energy Star Standards | 100ft2 of Window meeting Florida energy code | Commercial | New | Miscellaneous | FL Zone 2 | Space Heating |  |  | 0 | Per 100 S.F. | [7 empty] | 161.5043 | 145.3539 | 16.1504 | 0.1 |  | 20 |  |  |  | 16.1504 | [8 empty] | 0 | 0 | 0 | 0 | 0 | 0 | 0 | [5 empty] | 0
FL Zone 2OfficesNew |  | XXXXXXXX | Yes | Nonequipment | Low U-Value Windows | 100ft2 of Window meeting current Energy Star Standards | 100ft2 of Window meeting Florida energy code | Commercial | New | Offices | FL Zone 2 | Space Heating |  |  | 0 | Per 100 S.F. | [7 empty] | 161.5043 | 145.3539 | 16.1504 | 0.1 |  | 20 |  |  |  | 16.1504 | [8 empty] | 0 | 0 | 0 | 0 | 0 | 0 | 0 | [5 empty] | 0
FL Zone 2RestaurantsNew |  | XXXXXXXX | Yes | Nonequipment | Low U-Value Windows | 100ft2 of Window meeting current Energy Star Standards | 100ft2 of Window meeting Florida energy code | Commercial | New | Restaurants | FL Zone 2 | Space Heating |  |  | 0 | Per 100 S.F. | [7 empty] | 161.5043 | 145.3539 | 16.1504 | 0.1 |  | 20 |  |  |  | 16.1504 | [8 empty] | 0 | 0 | 0 | 0 | 0 | 0 | 0 | [5 empty] | 0
FL Zone 2RetailNew |  | XXXXXXXX | Yes | Nonequipment | Low U-Value Windows | 100ft2 of Window meeting current Energy Star Standards | 100ft2 of Window meeting Florida energy code | Commercial | New | Retail | FL Zone 2 | Space Heating |  |  | 0 | Per 100 S.F. | [7 empty] | 161.5043 | 145.3539 | 16.1504 | 0.1 |  | 20 |  |  |  | 16.1504 | [8 empty] | 0 | 0 | 0 | 0 | 0 | 0 | 0 | [5 empty] | 0
FL Zone 2Schools K-12New |  | XXXXXXXX | Yes | Nonequipment | Low U-Value Windows | 100ft2 of Window meeting current Energy Star Standards | 100ft2 of Window meeting Florida energy code | Commercial | New | Schools K-12 | FL Zone 2 | Space Heating |  |  | 0 | Per 100 S.F. | [7 empty] | 161.5043 | 145.3539 | 16.1504 | 0.1 |  | 20 |  |  |  | 16.1504 | [8 empty] | 0 | 0 | 0 | 0 | 0 | 0 | 0 | [5 empty] | 0
FL Zone 2WarehouseNew |  | XXXXXXXX | Yes | Nonequipment | Low U-Value Windows | 100ft2 of Window meeting current Energy Star Standards | 100ft2 of Window meeting Florida energy code | Commercial | New | Warehouse | FL Zone 2 | Space Heating |  |  | 0 | Per 100 S.F. | [7 empty] | 161.5043 | 145.3539 | 16.1504 | 0.1 |  | 20 |  |  |  | 16.1504 | [8 empty] | 0 | 0 | 0 | 0 | 0 | 0 | 0 | [5 empty] | 0
FL Zone 2AssemblyExisting |  | XXXXXXXX | Yes | Nonequipment | Low-Flow Pre-Rinse Sprayers | Low-Flow Pre-Rinse Sprayer with Flow Rate of 1.6 gpm | Pre-Rinse Sprayer 10% Less Efficient than Federal Standard | Commercial | Existing | Assembly | FL Zone 2 | Domestic Hot Water |  |  | 0 | Per End Use Consumption | [7 empty] | 7518.6978 | 5256.7237 | 2261.9741 | 0.30085 |  | 5 |  |  |  | 2261.9741 | [8 empty] | 0 | 0 | 0 | 0 | 0 | 0 | 0 | [5 empty] | 0
FL Zone 2College and UniversityExisting |  | XXXXXXXX | Yes | Nonequipment | Low-Flow Pre-Rinse Sprayers | Low-Flow Pre-Rinse Sprayer with Flow Rate of 1.6 gpm | Pre-Rinse Sprayer 10% Less Efficient than Federal Standard | Commercial | Existing | College and University | FL Zone 2 | Domestic Hot Water |  |  | 0 | Per End Use Consumption | [7 empty] | 172930.0493 | 170668.0752 | 2261.9741 | 0.01308 |  | 5 |  |  |  | 2261.9741 | [8 empty] | 0 | 0 | 0 | 0 | 0 | 0 | 0 | [5 empty] | 0
FL Zone 2GroceryExisting |  | XXXXXXXX | Yes | Nonequipment | Low-Flow Pre-Rinse Sprayers | Low-Flow Pre-Rinse Sprayer with Flow Rate of 1.6 gpm | Pre-Rinse Sprayer 10% Less Efficient than Federal Standard | Commercial | Existing | Grocery | FL Zone 2 | Domestic Hot Water |  |  | 0 | Per End Use Consumption | [7 empty] | 15037.3956 | 12775.4215 | 2261.9741 | 0.15042 |  | 5 |  |  |  | 2261.9741 | [8 empty] | 0 | 0 | 0 | 0 | 0 | 0 | 0 | [5 empty] | 0
FL Zone 2HealthcareExisting |  | XXXXXXXX | Yes | Nonequipment | Low-Flow Pre-Rinse Sprayers | Low-Flow Pre-Rinse Sprayer with Flow Rate of 1.6 gpm | Pre-Rinse Sprayer 10% Less Efficient than Federal Standard | Commercial | Existing | Healthcare | FL Zone 2 | Domestic Hot Water |  |  | 0 | Per End Use Consumption | [7 empty] | 10024.9304 | 7762.9563 | 2261.9741 | 0.22563 |  | 5 |  |  |  | 2261.9741 | [8 empty] | 0 | 0 | 0 | 0 | 0 | 0 | 0 | [5 empty] | 0
FL Zone 2HospitalsExisting |  | XXXXXXXX | Yes | Nonequipment | Low-Flow Pre-Rinse Sprayers | Low-Flow Pre-Rinse Sprayer with Flow Rate of 1.6 gpm | Pre-Rinse Sprayer 10% Less Efficient than Federal Standard | Commercial | Existing | Hospitals | FL Zone 2 | Domestic Hot Water |  |  | 0 | Per End Use Consumption | [7 empty] | 303254.1444 | 300992.1703 | 2261.9741 | 0.007459 |  | 5 |  |  |  | 2261.9741 | [8 empty] | 0 | 0 | 0 | 0 | 0 | 0 | 0 | [5 empty] | 0
FL Zone 2InstitutionalExisting |  | XXXXXXXX | Yes | Nonequipment | Low-Flow Pre-Rinse Sprayers | Low-Flow Pre-Rinse Sprayer with Flow Rate of 1.6 gpm | Pre-Rinse Sprayer 10% Less Efficient than Federal Standard | Commercial | Existing | Institutional | FL Zone 2 | Domestic Hot Water |  |  | 0 | Per End Use Consumption | [7 empty] | 601495.8236 | 599233.8495 | 2261.9741 | 0.0037606 |  | 5 |  |  |  | 2261.9741 | [8 empty] | 0 | 0 | 0 | 0 | 0 | 0 | 0 | [5 empty] | 0
FL Zone 2Lodging/HospitalityExisting |  | XXXXXXXX | Yes | Nonequipment | Low-Flow Pre-Rinse Sprayers | Low-Flow Pre-Rinse Sprayer with Flow Rate of 1.6 gpm | Pre-Rinse Sprayer 10% Less Efficient than Federal Standard | Commercial | Existing | Lodging/Hospitality | FL Zone 2 | Domestic Hot Water |  |  | 0 | Per End Use Consumption | [7 empty] | 72179.4988 | 69917.5248 | 2261.9741 | 0.031338 |  | 5 |  |  |  | 2261.9741 | [8 empty] | 0 | 0 | 0 | 0 | 0 | 0 | 0 | [5 empty] | 0
FL Zone 2MiscellaneousExisting |  | XXXXXXXX | Yes | Nonequipment | Low-Flow Pre-Rinse Sprayers | Low-Flow Pre-Rinse Sprayer with Flow Rate of 1.6 gpm | Pre-Rinse Sprayer 10% Less Efficient than Federal Standard | Commercial | Existing | Miscellaneous | FL Zone 2 | Domestic Hot Water |  |  | 0 | Per End Use Consumption | [7 empty] | 451121.8677 | 448859.8936 | 2261.9741 | 0.0050141 |  | 5 |  |  |  | 2261.9741 | [8 empty] | 0 | 0 | 0 | 0 | 0 | 0 | 0 | [5 empty] | 0
FL Zone 2OfficesExisting |  | XXXXXXXX | Yes | Nonequipment | Low-Flow Pre-Rinse Sprayers | Low-Flow Pre-Rinse Sprayer with Flow Rate of 1.6 gpm | Pre-Rinse Sprayer 10% Less Efficient than Federal Standard | Commercial | Existing | Offices | FL Zone 2 | Domestic Hot Water |  |  | 0 | Per End Use Consumption | [7 empty] | 62655.815 | 60393.8409 | 2261.9741 | 0.036102 |  | 5 |  |  |  | 2261.9741 | [8 empty] | 0 | 0 | 0 | 0 | 0 | 0 | 0 | [5 empty] | 0
FL Zone 2RestaurantsExisting |  | XXXXXXXX | Yes | Nonequipment | Low-Flow Pre-Rinse Sprayers | Low-Flow Pre-Rinse Sprayer with Flow Rate of 1.6 gpm | Pre-Rinse Sprayer 10% Less Efficient than Federal Standard | Commercial | Existing | Restaurants | FL Zone 2 | Domestic Hot Water |  |  | 0 | Per End Use Consumption | [7 empty] | 25062.326 | 22800.3519 | 2261.9741 | 0.090254 |  | 5 |  |  |  | 2261.9741 | [8 empty] | 0 | 0 | 0 | 0 | 0 | 0 | 0 | [5 empty] | 0
FL Zone 2RetailExisting |  | XXXXXXXX | Yes | Nonequipment | Low-Flow Pre-Rinse Sprayers | Low-Flow Pre-Rinse Sprayer with Flow Rate of 1.6 gpm | Pre-Rinse Sprayer 10% Less Efficient than Federal Standard | Commercial | Existing | Retail | FL Zone 2 | Domestic Hot Water |  |  | 0 | Per End Use Consumption | [7 empty] | 44661.0649 | 42399.0908 | 2261.9741 | 0.050648 |  | 5 |  |  |  | 2261.9741 | [8 empty] | 0 | 0 | 0 | 0 | 0 | 0 | 0 | [5 empty] | 0
FL Zone 2Schools K-12Existing |  | XXXXXXXX | Yes | Nonequipment | Low-Flow Pre-Rinse Sprayers | Low-Flow Pre-Rinse Sprayer with Flow Rate of 1.6 gpm | Pre-Rinse Sprayer 10% Less Efficient than Federal Standard | Commercial | Existing | Schools K-12 | FL Zone 2 | Domestic Hot Water |  |  | 0 | Per End Use Consumption | [7 empty] | 3132.8594 | 2001.8724 | 1130.987 | 0.36101 |  | 5 |  |  |  | 1130.987 | [8 empty] | 0 | 0 | 0 | 0 | 0 | 0 | 0 | [5 empty] | 0
FL Zone 2WarehouseExisting |  | XXXXXXXX | Yes | Nonequipment | Low-Flow Pre-Rinse Sprayers | Low-Flow Pre-Rinse Sprayer with Flow Rate of 1.6 gpm | Pre-Rinse Sprayer 10% Less Efficient than Federal Standard | Commercial | Existing | Warehouse | FL Zone 2 | Domestic Hot Water |  |  | 0 | Per End Use Consumption | [7 empty] | 15037.3956 | 12775.4215 | 2261.9741 | 0.15042 |  | 5 |  |  |  | 2261.9741 | [8 empty] | 0 | 0 | 0 | 0 | 0 | 0 | 0 | [5 empty] | 0
FL Zone 2AssemblyNew |  | XXXXXXXX | Yes | Nonequipment | Low-Flow Pre-Rinse Sprayers | Low-Flow Pre-Rinse Sprayer with Flow Rate of 1.6 gpm | Pre-Rinse Sprayer 10% Less Efficient than Federal Standard | Commercial | New | Assembly | FL Zone 2 | Domestic Hot Water |  |  | 0 | Per End Use Consumption | [7 empty] | 7169.7287 | 4907.7546 | 2261.9741 | 0.31549 |  | 5 |  |  |  | 2261.9741 | [8 empty] | 0 | 0 | 0 | 0 | 0 | 0 | 0 | [5 empty] | 0
FL Zone 2College and UniversityNew |  | XXXXXXXX | Yes | Nonequipment | Low-Flow Pre-Rinse Sprayers | Low-Flow Pre-Rinse Sprayer with Flow Rate of 1.6 gpm | Pre-Rinse Sprayer 10% Less Efficient than Federal Standard | Commercial | New | College and University | FL Zone 2 | Domestic Hot Water |  |  | 0 | Per End Use Consumption | [7 empty] | 164903.7601 | 162641.786 | 2261.9741 | 0.013717 |  | 5 |  |  |  | 2261.9741 | [8 empty] | 0 | 0 | 0 | 0 | 0 | 0 | 0 | [5 empty] | 0
FL Zone 2GroceryNew |  | XXXXXXXX | Yes | Nonequipment | Low-Flow Pre-Rinse Sprayers | Low-Flow Pre-Rinse Sprayer with Flow Rate of 1.6 gpm | Pre-Rinse Sprayer 10% Less Efficient than Federal Standard | Commercial | New | Grocery | FL Zone 2 | Domestic Hot Water |  |  | 0 | Per End Use Consumption | [7 empty] | 14339.4574 | 12077.4833 | 2261.9741 | 0.15774 |  | 5 |  |  |  | 2261.9741 | [8 empty] | 0 | 0 | 0 | 0 | 0 | 0 | 0 | [5 empty] | 0
FL Zone 2HealthcareNew |  | XXXXXXXX | Yes | Nonequipment | Low-Flow Pre-Rinse Sprayers | Low-Flow Pre-Rinse Sprayer with Flow Rate of 1.6 gpm | Pre-Rinse Sprayer 10% Less Efficient than Federal Standard | Commercial | New | Healthcare | FL Zone 2 | Domestic Hot Water |  |  | 0 | Per End Use Consumption | [7 empty] | 9559.6383 | 7297.6642 | 2261.9741 | 0.23662 |  | 5 |  |  |  | 2261.9741 | [8 empty] | 0 | 0 | 0 | 0 | 0 | 0 | 0 | [5 empty] | 0
FL Zone 2HospitalsNew |  | XXXXXXXX | Yes | Nonequipment | Low-Flow Pre-Rinse Sprayers | Low-Flow Pre-Rinse Sprayer with Flow Rate of 1.6 gpm | Pre-Rinse Sprayer 10% Less Efficient than Federal Standard | Commercial | New | Hospitals | FL Zone 2 | Domestic Hot Water |  |  | 0 | Per End Use Consumption | [7 empty] | 289179.0575 | 286917.0834 | 2261.9741 | 0.0078221 |  | 5 |  |  |  | 2261.9741 | [8 empty] | 0 | 0 | 0 | 0 | 0 | 0 | 0 | [5 empty] | 0
FL Zone 2InstitutionalNew |  | XXXXXXXX | Yes | Nonequipment | Low-Flow Pre-Rinse Sprayers | Low-Flow Pre-Rinse Sprayer with Flow Rate of 1.6 gpm | Pre-Rinse Sprayer 10% Less Efficient than Federal Standard | Commercial | New | Institutional | FL Zone 2 | Domestic Hot Water |  |  | 0 | Per End Use Consumption | [7 empty] | 573578.2959 | 571316.3218 | 2261.9741 | 0.0039436 |  | 5 |  |  |  | 2261.9741 | [8 empty] | 0 | 0 | 0 | 0 | 0 | 0 | 0 | [5 empty] | 0
FL Zone 2Lodging/HospitalityNew |  | XXXXXXXX | Yes | Nonequipment | Low-Flow Pre-Rinse Sprayers | Low-Flow Pre-Rinse Sprayer with Flow Rate of 1.6 gpm | Pre-Rinse Sprayer 10% Less Efficient than Federal Standard | Commercial | New | Lodging/Hospitality | FL Zone 2 | Domestic Hot Water |  |  | 0 | Per End Use Consumption | [7 empty] | 68829.3955 | 66567.4214 | 2261.9741 | 0.032863 |  | 5 |  |  |  | 2261.9741 | [8 empty] | 0 | 0 | 0 | 0 | 0 | 0 | 0 | [5 empty] | 0
FL Zone 2MiscellaneousNew |  | XXXXXXXX | Yes | Nonequipment | Low-Flow Pre-Rinse Sprayers | Low-Flow Pre-Rinse Sprayer with Flow Rate of 1.6 gpm | Pre-Rinse Sprayer 10% Less Efficient than Federal Standard | Commercial | New | Miscellaneous | FL Zone 2 | Domestic Hot Water |  |  | 0 | Per End Use Consumption | [7 empty] | 430183.7219 | 427921.7479 | 2261.9741 | 0.0052582 |  | 5 |  |  |  | 2261.9741 | [8 empty] | 0 | 0 | 0 | 0 | 0 | 0 | 0 | [5 empty] | 0
FL Zone 2OfficesNew |  | XXXXXXXX | Yes | Nonequipment | Low-Flow Pre-Rinse Sprayers | Low-Flow Pre-Rinse Sprayer with Flow Rate of 1.6 gpm | Pre-Rinse Sprayer 10% Less Efficient than Federal Standard | Commercial | New | Offices | FL Zone 2 | Domestic Hot Water |  |  | 0 | Per End Use Consumption | [7 empty] | 59747.7392 | 57485.7651 | 2261.9741 | 0.037859 |  | 5 |  |  |  | 2261.9741 | [8 empty] | 0 | 0 | 0 | 0 | 0 | 0 | 0 | [5 empty] | 0
FL Zone 2RestaurantsNew |  | XXXXXXXX | Yes | Nonequipment | Low-Flow Pre-Rinse Sprayers | Low-Flow Pre-Rinse Sprayer with Flow Rate of 1.6 gpm | Pre-Rinse Sprayer 10% Less Efficient than Federal Standard | Commercial | New | Restaurants | FL Zone 2 | Domestic Hot Water |  |  | 0 | Per End Use Consumption | [7 empty] | 23899.0957 | 21637.1216 | 2261.9741 | 0.094647 |  | 5 |  |  |  | 2261.9741 | [8 empty] | 0 | 0 | 0 | 0 | 0 | 0 | 0 | [5 empty] | 0
FL Zone 2RetailNew |  | XXXXXXXX | Yes | Nonequipment | Low-Flow Pre-Rinse Sprayers | Low-Flow Pre-Rinse Sprayer with Flow Rate of 1.6 gpm | Pre-Rinse Sprayer 10% Less Efficient than Federal Standard | Commercial | New | Retail | FL Zone 2 | Domestic Hot Water |  |  | 0 | Per End Use Consumption | [7 empty] | 42588.1885 | 40326.2144 | 2261.9741 | 0.053113 |  | 5 |  |  |  | 2261.9741 | [8 empty] | 0 | 0 | 0 | 0 | 0 | 0 | 0 | [5 empty] | 0
FL Zone 2Schools K-12New |  | XXXXXXXX | Yes | Nonequipment | Low-Flow Pre-Rinse Sprayers | Low-Flow Pre-Rinse Sprayer with Flow Rate of 1.6 gpm | Pre-Rinse Sprayer 10% Less Efficient than Federal Standard | Commercial | New | Schools K-12 | FL Zone 2 | Domestic Hot Water |  |  | 0 | Per End Use Consumption | [7 empty] | 2987.4524 | 1856.4654 | 1130.987 | 0.37858 |  | 5 |  |  |  | 1130.987 | [8 empty] | 0 | 0 | 0 | 0 | 0 | 0 | 0 | [5 empty] | 0
FL Zone 2WarehouseNew |  | XXXXXXXX | Yes | Nonequipment | Low-Flow Pre-Rinse Sprayers | Low-Flow Pre-Rinse Sprayer with Flow Rate of 1.6 gpm | Pre-Rinse Sprayer 10% Less Efficient than Federal Standard | Commercial | New | Warehouse | FL Zone 2 | Domestic Hot Water |  |  | 0 | Per End Use Consumption | [7 empty] | 14339.4574 | 12077.4833 | 2261.9741 | 0.15774 |  | 5 |  |  |  | 2261.9741 | [8 empty] | 0 | 0 | 0 | 0 | 0 | 0 | 0 | [5 empty] | 0
FL Zone 2AssemblyExisting |  | XXXXXXXX | Yes | Nonequipment | Network PC Power Management | One computer and monitor attached to centralized energy management system that controls when desktop computers and monitors plugged into a network power down to lower power states. | One computer and monitor, manually controlled | Commercial | Existing | Assembly | FL Zone 2 | Office Equipment |  |  | 0 | Per Computer Connected | [7 empty] | 4709.9802 | 2048.9767 | 2661.0035 | 0.56497 |  | 5 |  |  |  | 2661.0035 | [8 empty] | 0 | 0 | 0 | 0 | 0 | 0 | 0 | [5 empty] | 0
FL Zone 2College and UniversityExisting |  | XXXXXXXX | Yes | Nonequipment | Network PC Power Management | One computer and monitor attached to centralized energy management system that controls when desktop computers and monitors plugged into a network power down to lower power states. | One computer and monitor, manually controlled | Commercial | Existing | College and University | FL Zone 2 | Office Equipment |  |  | 0 | Per Computer Connected | [7 empty] | 12376.3686 | 5384.0759 | 6992.2928 | 0.56497 |  | 5 |  |  |  | 6992.2928 | [8 empty] | 0 | 0 | 0 | 0 | 0 | 0 | 0 | [5 empty] | 0
FL Zone 2GroceryExisting |  | XXXXXXXX | Yes | Nonequipment | Network PC Power Management | One computer and monitor attached to centralized energy management system that controls when desktop computers and monitors plugged into a network power down to lower power states. | One computer and monitor, manually controlled | Commercial | Existing | Grocery | FL Zone 2 | Office Equipment |  |  | 0 | Per Computer Connected | [7 empty] | 5993.5979 | 2607.3872 | 3386.2106 | 0.56497 |  | 5 |  |  |  | 3386.2106 | [8 empty] | 0 | 0 | 0 | 0 | 0 | 0 | 0 | [5 empty] | 0
FL Zone 2HealthcareExisting |  | XXXXXXXX | Yes | Nonequipment | Network PC Power Management | One computer and monitor attached to centralized energy management system that controls when desktop computers and monitors plugged into a network power down to lower power states. | One computer and monitor, manually controlled | Commercial | Existing | Healthcare | FL Zone 2 | Office Equipment |  |  | 0 | Per Computer Connected | [7 empty] | 8423.3288 | 3664.39 | 4758.9388 | 0.56497 |  | 5 |  |  |  | 4758.9388 | [8 empty] | 0 | 0 | 0 | 0 | 0 | 0 | 0 | [5 empty] | 0
FL Zone 2HospitalsExisting |  | XXXXXXXX | Yes | Nonequipment | Network PC Power Management | One computer and monitor attached to centralized energy management system that controls when desktop computers and monitors plugged into a network power down to lower power states. | One computer and monitor, manually controlled | Commercial | Existing | Hospitals | FL Zone 2 | Office Equipment |  |  | 0 | Per Computer Connected | [7 empty] | 73884.6412 | 32141.9412 | 41742.7 | 0.56497 |  | 5 |  |  |  | 41742.7 | [8 empty] | 0 | 0 | 0 | 0 | 0 | 0 | 0 | [5 empty] | 0
FL Zone 2InstitutionalExisting |  | XXXXXXXX | Yes | Nonequipment | Network PC Power Management | One computer and monitor attached to centralized energy management system that controls when desktop computers and monitors plugged into a network power down to lower power states. | One computer and monitor, manually controlled | Commercial | Existing | Institutional | FL Zone 2 | Office Equipment |  |  | 0 | Per Computer Connected | [7 empty] | 7689.4506 | 3345.1319 | 4344.3187 | 0.56497 |  | 5 |  |  |  | 4344.3187 | [8 empty] | 0 | 0 | 0 | 0 | 0 | 0 | 0 | [5 empty] | 0
FL Zone 2Lodging/HospitalityExisting |  | XXXXXXXX | Yes | Nonequipment | Network PC Power Management | One computer and monitor attached to centralized energy management system that controls when desktop computers and monitors plugged into a network power down to lower power states. | One computer and monitor, manually controlled | Commercial | Existing | Lodging/Hospitality | FL Zone 2 | Office Equipment |  |  | 0 | Per Computer Connected | [7 empty] | 6916.3419 | 3008.8074 | 3907.5345 | 0.56497 |  | 5 |  |  |  | 3907.5345 | [8 empty] | 0 | 0 | 0 | 0 | 0 | 0 | 0 | [5 empty] | 0
FL Zone 2MiscellaneousExisting |  | XXXXXXXX | Yes | Nonequipment | Network PC Power Management | One computer and monitor attached to centralized energy management system that controls when desktop computers and monitors plugged into a network power down to lower power states. | One computer and monitor, manually controlled | Commercial | Existing | Miscellaneous | FL Zone 2 | Office Equipment |  |  | 0 | Per Computer Connected | [7 empty] | 103245.1184 | 44914.5922 | 58330.5263 | 0.56497 |  | 5 |  |  |  | 58330.5263 | [8 empty] | 0 | 0 | 0 | 0 | 0 | 0 | 0 | [5 empty] | 0
FL Zone 2OfficesExisting |  | XXXXXXXX | Yes | Nonequipment | Network PC Power Management | One computer and monitor attached to centralized energy management system that controls when desktop computers and monitors plugged into a network power down to lower power states. | One computer and monitor, manually controlled | Commercial | Existing | Offices | FL Zone 2 | Office Equipment |  |  | 0 | Per Computer Connected | [7 empty] | 5845.5124 | 2542.9658 | 3302.5466 | 0.56497 |  | 5 |  |  |  | 3302.5466 | [8 empty] | 0 | 0 | 0 | 0 | 0 | 0 | 0 | [5 empty] | 0
FL Zone 2RestaurantsExisting |  | XXXXXXXX | Yes | Nonequipment | Network PC Power Management | One computer and monitor attached to centralized energy management system that controls when desktop computers and monitors plugged into a network power down to lower power states. | One computer and monitor, manually controlled | Commercial | Existing | Restaurants | FL Zone 2 | Office Equipment |  |  | 0 | Per Computer Connected | [7 empty] | 5635.3397 | 2451.5346 | 3183.805 | 0.56497 |  | 5 |  |  |  | 3183.805 | [8 empty] | 0 | 0 | 0 | 0 | 0 | 0 | 0 | [5 empty] | 0
FL Zone 2RetailExisting |  | XXXXXXXX | Yes | Nonequipment | Network PC Power Management | One computer and monitor attached to centralized energy management system that controls when desktop computers and monitors plugged into a network power down to lower power states. | One computer and monitor, manually controlled | Commercial | Existing | Retail | FL Zone 2 | Office Equipment |  |  | 0 | Per Computer Connected | [7 empty] | 2549.8498 | 1109.2579 | 1440.5919 | 0.56497 |  | 5 |  |  |  | 1440.5919 | [8 empty] | 0 | 0 | 0 | 0 | 0 | 0 | 0 | [5 empty] | 0
FL Zone 2Schools K-12Existing |  | XXXXXXXX | Yes | Nonequipment | Network PC Power Management | One computer and monitor attached to centralized energy management system that controls when desktop computers and monitors plugged into a network power down to lower power states. | One computer and monitor, manually controlled | Commercial | Existing | Schools K-12 | FL Zone 2 | Office Equipment |  |  | 0 | Per Computer Connected | [7 empty] | 8485.4686 | 3691.4226 | 4794.046 | 0.56497 |  | 5 |  |  |  | 4794.046 | [8 empty] | 0 | 0 | 0 | 0 | 0 | 0 | 0 | [5 empty] | 0
FL Zone 2WarehouseExisting |  | XXXXXXXX | Yes | Nonequipment | Network PC Power Management | One computer and monitor attached to centralized energy management system that controls when desktop computers and monitors plugged into a network power down to lower power states. | One computer and monitor, manually controlled | Commercial | Existing | Warehouse | FL Zone 2 | Office Equipment |  |  | 0 | Per Computer Connected | [7 empty] | 693.059 | 301.5006 | 391.5584 | 0.56497 |  | 5 |  |  |  | 391.5584 | [8 empty] | 0 | 0 | 0 | 0 | 0 | 0 | 0 | [5 empty] | 0
FL Zone 2AssemblyNew |  | XXXXXXXX | Yes | Nonequipment | Network PC Power Management | One computer and monitor attached to centralized energy management system that controls when desktop computers and monitors plugged into a network power down to lower power states. | One computer and monitor, manually controlled | Commercial | New | Assembly | FL Zone 2 | Office Equipment |  |  | 0 | Per Computer Connected | [7 empty] | 4709.9802 | 2048.9767 | 2661.0035 | 0.56497 |  | 5 |  |  |  | 2661.0035 | [8 empty] | 0 | 0 | 0 | 0 | 0 | 0 | 0 | [5 empty] | 0
FL Zone 2College and UniversityNew |  | XXXXXXXX | Yes | Nonequipment | Network PC Power Management | One computer and monitor attached to centralized energy management system that controls when desktop computers and monitors plugged into a network power down to lower power states. | One computer and monitor, manually controlled | Commercial | New | College and University | FL Zone 2 | Office Equipment |  |  | 0 | Per Computer Connected | [7 empty] | 12376.3686 | 5384.0759 | 6992.2928 | 0.56497 |  | 5 |  |  |  | 6992.2928 | [8 empty] | 0 | 0 | 0 | 0 | 0 | 0 | 0 | [5 empty] | 0
FL Zone 2GroceryNew |  | XXXXXXXX | Yes | Nonequipment | Network PC Power Management | One computer and monitor attached to centralized energy management system that controls when desktop computers and monitors plugged into a network power down to lower power states. | One computer and monitor, manually controlled | Commercial | New | Grocery | FL Zone 2 | Office Equipment |  |  | 0 | Per Computer Connected | [7 empty] | 5993.5979 | 2607.3872 | 3386.2106 | 0.56497 |  | 5 |  |  |  | 3386.2106 | [8 empty] | 0 | 0 | 0 | 0 | 0 | 0 | 0 | [5 empty] | 0
FL Zone 2HealthcareNew |  | XXXXXXXX | Yes | Nonequipment | Network PC Power Management | One computer and monitor attached to centralized energy management system that controls when desktop computers and monitors plugged into a network power down to lower power states. | One computer and monitor, manually controlled | Commercial | New | Healthcare | FL Zone 2 | Office Equipment |  |  | 0 | Per Computer Connected | [7 empty] | 8423.3288 | 3664.39 | 4758.9388 | 0.56497 |  | 5 |  |  |  | 4758.9388 | [8 empty] | 0 | 0 | 0 | 0 | 0 | 0 | 0 | [5 empty] | 0
FL Zone 2HospitalsNew |  | XXXXXXXX | Yes | Nonequipment | Network PC Power Management | One computer and monitor attached to centralized energy management system that controls when desktop computers and monitors plugged into a network power down to lower power states. | One computer and monitor, manually controlled | Commercial | New | Hospitals | FL Zone 2 | Office Equipment |  |  | 0 | Per Computer Connected | [7 empty] | 73884.6412 | 32141.9412 | 41742.7 | 0.56497 |  | 5 |  |  |  | 41742.7 | [8 empty] | 0 | 0 | 0 | 0 | 0 | 0 | 0 | [5 empty] | 0
FL Zone 2InstitutionalNew |  | XXXXXXXX | Yes | Nonequipment | Network PC Power Management | One computer and monitor attached to centralized energy management system that controls when desktop computers and monitors plugged into a network power down to lower power states. | One computer and monitor, manually controlled | Commercial | New | Institutional | FL Zone 2 | Office Equipment |  |  | 0 | Per Computer Connected | [7 empty] | 7689.4506 | 3345.1319 | 4344.3187 | 0.56497 |  | 5 |  |  |  | 4344.3187 | [8 empty] | 0 | 0 | 0 | 0 | 0 | 0 | 0 | [5 empty] | 0
FL Zone 2Lodging/HospitalityNew |  | XXXXXXXX | Yes | Nonequipment | Network PC Power Management | One computer and monitor attached to centralized energy management system that controls when desktop computers and monitors plugged into a network power down to lower power states. | One computer and monitor, manually controlled | Commercial | New | Lodging/Hospitality | FL Zone 2 | Office Equipment |  |  | 0 | Per Computer Connected | [7 empty] | 6916.3419 | 3008.8074 | 3907.5345 | 0.56497 |  | 5 |  |  |  | 3907.5345 | [8 empty] | 0 | 0 | 0 | 0 | 0 | 0 | 0 | [5 empty] | 0
FL Zone 2MiscellaneousNew |  | XXXXXXXX | Yes | Nonequipment | Network PC Power Management | One computer and monitor attached to centralized energy management system that controls when desktop computers and monitors plugged into a network power down to lower power states. | One computer and monitor, manually controlled | Commercial | New | Miscellaneous | FL Zone 2 | Office Equipment |  |  | 0 | Per Computer Connected | [7 empty] | 103245.1184 | 44914.5922 | 58330.5263 | 0.56497 |  | 5 |  |  |  | 58330.5263 | [8 empty] | 0 | 0 | 0 | 0 | 0 | 0 | 0 | [5 empty] | 0
FL Zone 2OfficesNew |  | XXXXXXXX | Yes | Nonequipment | Network PC Power Management | One computer and monitor attached to centralized energy management system that controls when desktop computers and monitors plugged into a network power down to lower power states. | One computer and monitor, manually controlled | Commercial | New | Offices | FL Zone 2 | Office Equipment |  |  | 0 | Per Computer Connected | [7 empty] | 5845.5124 | 2542.9658 | 3302.5466 | 0.56497 |  | 5 |  |  |  | 3302.5466 | [8 empty] | 0 | 0 | 0 | 0 | 0 | 0 | 0 | [5 empty] | 0
FL Zone 2RestaurantsNew |  | XXXXXXXX | Yes | Nonequipment | Network PC Power Management | One computer and monitor attached to centralized energy management system that controls when desktop computers and monitors plugged into a network power down to lower power states. | One computer and monitor, manually controlled | Commercial | New | Restaurants | FL Zone 2 | Office Equipment |  |  | 0 | Per Computer Connected | [7 empty] | 5635.3397 | 2451.5346 | 3183.805 | 0.56497 |  | 5 |  |  |  | 3183.805 | [8 empty] | 0 | 0 | 0 | 0 | 0 | 0 | 0 | [5 empty] | 0
FL Zone 2RetailNew |  | XXXXXXXX | Yes | Nonequipment | Network PC Power Management | One computer and monitor attached to centralized energy management system that controls when desktop computers and monitors plugged into a network power down to lower power states. | One computer and monitor, manually controlled | Commercial | New | Retail | FL Zone 2 | Office Equipment |  |  | 0 | Per Computer Connected | [7 empty] | 2549.8498 | 1109.2579 | 1440.5919 | 0.56497 |  | 5 |  |  |  | 1440.5919 | [8 empty] | 0 | 0 | 0 | 0 | 0 | 0 | 0 | [5 empty] | 0
FL Zone 2Schools K-12New |  | XXXXXXXX | Yes | Nonequipment | Network PC Power Management | One computer and monitor attached to centralized energy management system that controls when desktop computers and monitors plugged into a network power down to lower power states. | One computer and monitor, manually controlled | Commercial | New | Schools K-12 | FL Zone 2 | Office Equipment |  |  | 0 | Per Computer Connected | [7 empty] | 8485.4686 | 3691.4226 | 4794.046 | 0.56497 |  | 5 |  |  |  | 4794.046 | [8 empty] | 0 | 0 | 0 | 0 | 0 | 0 | 0 | [5 empty] | 0
FL Zone 2WarehouseNew |  | XXXXXXXX | Yes | Nonequipment | Network PC Power Management | One computer and monitor attached to centralized energy management system that controls when desktop computers and monitors plugged into a network power down to lower power states. | One computer and monitor, manually controlled | Commercial | New | Warehouse | FL Zone 2 | Office Equipment |  |  | 0 | Per Computer Connected | [7 empty] | 693.059 | 301.5006 | 391.5584 | 0.56497 |  | 5 |  |  |  | 391.5584 | [8 empty] | 0 | 0 | 0 | 0 | 0 | 0 | 0 | [5 empty] | 0
FL Zone 2AssemblyExisting |  | XXXXXXXX | Yes | Nonequipment | Night Covers for Display Cases | One Open Vertical Case with Night Covers | One Existing Open Vertical Case, No Night Covers | Commercial | Existing | Assembly | FL Zone 2 | Refrigeration |  |  | 0 | Per End Use Consumption | [7 empty] | 5505.4167 | 5402.1048 | 103.3118 | 0.018765 |  | 5 |  |  |  | 103.3118 | [8 empty] | 0 | 0 | 0 | 0 | 0 | 0 | 0 | [5 empty] | 0
FL Zone 2College and UniversityExisting |  | XXXXXXXX | Yes | Nonequipment | Night Covers for Display Cases | One Open Vertical Case with Night Covers | One Existing Open Vertical Case, No Night Covers | Commercial | Existing | College and University | FL Zone 2 | Refrigeration |  |  | 0 | Per End Use Consumption | [7 empty] | 5505.4167 | 5402.1048 | 103.3118 | 0.018765 |  | 5 |  |  |  | 103.3118 | [8 empty] | 0 | 0 | 0 | 0 | 0 | 0 | 0 | [5 empty] | 0
FL Zone 2GroceryExisting |  | XXXXXXXX | Yes | Nonequipment | Night Covers for Display Cases | One Open Vertical Case with Night Covers | One Existing Open Vertical Case, No Night Covers | Commercial | Existing | Grocery | FL Zone 2 | Refrigeration |  |  | 0 | Per End Use Consumption | [7 empty] | 5505.4167 | 5402.1048 | 103.3118 | 0.018765 |  | 5 |  |  |  | 103.3118 | [8 empty] | 0 | 0 | 0 | 0 | 0 | 0 | 0 | [5 empty] | 0
FL Zone 2HealthcareExisting |  | XXXXXXXX | Yes | Nonequipment | Night Covers for Display Cases | One Open Vertical Case with Night Covers | One Existing Open Vertical Case, No Night Covers | Commercial | Existing | Healthcare | FL Zone 2 | Refrigeration |  |  | 0 | Per End Use Consumption | [7 empty] | 5505.4167 | 5402.1048 | 103.3118 | 0.018765 |  | 5 |  |  |  | 103.3118 | [8 empty] | 0 | 0 | 0 | 0 | 0 | 0 | 0 | [5 empty] | 0
FL Zone 2HospitalsExisting |  | XXXXXXXX | Yes | Nonequipment | Night Covers for Display Cases | One Open Vertical Case with Night Covers | One Existing Open Vertical Case, No Night Covers | Commercial | Existing | Hospitals | FL Zone 2 | Refrigeration |  |  | 0 | Per End Use Consumption | [7 empty] | 5505.4167 | 5402.1048 | 103.3118 | 0.018765 |  | 5 |  |  |  | 103.3118 | [8 empty] | 0 | 0 | 0 | 0 | 0 | 0 | 0 | [5 empty] | 0
FL Zone 2InstitutionalExisting |  | XXXXXXXX | Yes | Nonequipment | Night Covers for Display Cases | One Open Vertical Case with Night Covers | One Existing Open Vertical Case, No Night Covers | Commercial | Existing | Institutional | FL Zone 2 | Refrigeration |  |  | 0 | Per End Use Consumption | [7 empty] | 5505.4167 | 5402.1048 | 103.3118 | 0.018765 |  | 5 |  |  |  | 103.3118 | [8 empty] | 0 | 0 | 0 | 0 | 0 | 0 | 0 | [5 empty] | 0
FL Zone 2Lodging/HospitalityExisting |  | XXXXXXXX | Yes | Nonequipment | Night Covers for Display Cases | One Open Vertical Case with Night Covers | One Existing Open Vertical Case, No Night Covers | Commercial | Existing | Lodging/Hospitality | FL Zone 2 | Refrigeration |  |  | 0 | Per End Use Consumption | [7 empty] | 5505.4167 | 5402.1048 | 103.3118 | 0.018765 |  | 5 |  |  |  | 103.3118 | [8 empty] | 0 | 0 | 0 | 0 | 0 | 0 | 0 | [5 empty] | 0
FL Zone 2MiscellaneousExisting |  | XXXXXXXX | Yes | Nonequipment | Night Covers for Display Cases | One Open Vertical Case with Night Covers | One Existing Open Vertical Case, No Night Covers | Commercial | Existing | Miscellaneous | FL Zone 2 | Refrigeration |  |  | 0 | Per End Use Consumption | [7 empty] | 5505.4167 | 5402.1048 | 103.3118 | 0.018765 |  | 5 |  |  |  | 103.3118 | [8 empty] | 0 | 0 | 0 | 0 | 0 | 0 | 0 | [5 empty] | 0
FL Zone 2OfficesExisting |  | XXXXXXXX | Yes | Nonequipment | Night Covers for Display Cases | One Open Vertical Case with Night Covers | One Existing Open Vertical Case, No Night Covers | Commercial | Existing | Offices | FL Zone 2 | Refrigeration |  |  | 0 | Per End Use Consumption | [7 empty] | 5505.4167 | 5402.1048 | 103.3118 | 0.018765 |  | 5 |  |  |  | 103.3118 | [8 empty] | 0 | 0 | 0 | 0 | 0 | 0 | 0 | [5 empty] | 0
FL Zone 2RestaurantsExisting |  | XXXXXXXX | Yes | Nonequipment | Night Covers for Display Cases | One Open Vertical Case with Night Covers | One Existing Open Vertical Case, No Night Covers | Commercial | Existing | Restaurants | FL Zone 2 | Refrigeration |  |  | 0 | Per End Use Consumption | [7 empty] | 5505.4167 | 5402.1048 | 103.3118 | 0.018765 |  | 5 |  |  |  | 103.3118 | [8 empty] | 0 | 0 | 0 | 0 | 0 | 0 | 0 | [5 empty] | 0
FL Zone 2RetailExisting |  | XXXXXXXX | Yes | Nonequipment | Night Covers for Display Cases | One Open Vertical Case with Night Covers | One Existing Open Vertical Case, No Night Covers | Commercial | Existing | Retail | FL Zone 2 | Refrigeration |  |  | 0 | Per End Use Consumption | [7 empty] | 5505.4167 | 5402.1048 | 103.3118 | 0.018765 |  | 5 |  |  |  | 103.3118 | [8 empty] | 0 | 0 | 0 | 0 | 0 | 0 | 0 | [5 empty] | 0
FL Zone 2Schools K-12Existing |  | XXXXXXXX | Yes | Nonequipment | Night Covers for Display Cases | One Open Vertical Case with Night Covers | One Existing Open Vertical Case, No Night Covers | Commercial | Existing | Schools K-12 | FL Zone 2 | Refrigeration |  |  | 0 | Per End Use Consumption | [7 empty] | 5505.4167 | 5402.1048 | 103.3118 | 0.018765 |  | 5 |  |  |  | 103.3118 | [8 empty] | 0 | 0 | 0 | 0 | 0 | 0 | 0 | [5 empty] | 0
FL Zone 2WarehouseExisting |  | XXXXXXXX | Yes | Nonequipment | Night Covers for Display Cases | One Open Vertical Case with Night Covers | One Existing Open Vertical Case, No Night Covers | Commercial | Existing | Warehouse | FL Zone 2 | Refrigeration |  |  | 0 | Per End Use Consumption | [7 empty] | 5505.4167 | 5402.1048 | 103.3118 | 0.018765 |  | 5 |  |  |  | 103.3118 | [8 empty] | 0 | 0 | 0 | 0 | 0 | 0 | 0 | [5 empty] | 0
FL Zone 2AssemblyNew |  | XXXXXXXX | Yes | Nonequipment | Night Covers for Display Cases | One Open Vertical Case with Night Covers | N/A - Retrofit Only | Commercial | New | Assembly | FL Zone 2 | Refrigeration |  |  | 0 | Per End Use Consumption | [7 empty] | 5505.4167 | 5402.1048 | 103.3118 | 0.018765 |  | 5 |  |  |  | 103.3118 | [8 empty] | 0 | 0 | 0 | 0 | 0 | 0 | 0 | [5 empty] | 0
FL Zone 2College and UniversityNew |  | XXXXXXXX | Yes | Nonequipment | Night Covers for Display Cases | One Open Vertical Case with Night Covers | N/A - Retrofit Only | Commercial | New | College and University | FL Zone 2 | Refrigeration |  |  | 0 | Per End Use Consumption | [7 empty] | 5505.4167 | 5402.1048 | 103.3118 | 0.018765 |  | 5 |  |  |  | 103.3118 | [8 empty] | 0 | 0 | 0 | 0 | 0 | 0 | 0 | [5 empty] | 0
FL Zone 2GroceryNew |  | XXXXXXXX | Yes | Nonequipment | Night Covers for Display Cases | One Open Vertical Case with Night Covers | N/A - Retrofit Only | Commercial | New | Grocery | FL Zone 2 | Refrigeration |  |  | 0 | Per End Use Consumption | [7 empty] | 5505.4167 | 5402.1048 | 103.3118 | 0.018765 |  | 5 |  |  |  | 103.3118 | [8 empty] | 0 | 0 | 0 | 0 | 0 | 0 | 0 | [5 empty] | 0
FL Zone 2HealthcareNew |  | XXXXXXXX | Yes | Nonequipment | Night Covers for Display Cases | One Open Vertical Case with Night Covers | N/A - Retrofit Only | Commercial | New | Healthcare | FL Zone 2 | Refrigeration |  |  | 0 | Per End Use Consumption | [7 empty] | 5505.4167 | 5402.1048 | 103.3118 | 0.018765 |  | 5 |  |  |  | 103.3118 | [8 empty] | 0 | 0 | 0 | 0 | 0 | 0 | 0 | [5 empty] | 0
FL Zone 2HospitalsNew |  | XXXXXXXX | Yes | Nonequipment | Night Covers for Display Cases | One Open Vertical Case with Night Covers | N/A - Retrofit Only | Commercial | New | Hospitals | FL Zone 2 | Refrigeration |  |  | 0 | Per End Use Consumption | [7 empty] | 5505.4167 | 5402.1048 | 103.3118 | 0.018765 |  | 5 |  |  |  | 103.3118 | [8 empty] | 0 | 0 | 0 | 0 | 0 | 0 | 0 | [5 empty] | 0
FL Zone 2InstitutionalNew |  | XXXXXXXX | Yes | Nonequipment | Night Covers for Display Cases | One Open Vertical Case with Night Covers | N/A - Retrofit Only | Commercial | New | Institutional | FL Zone 2 | Refrigeration |  |  | 0 | Per End Use Consumption | [7 empty] | 5505.4167 | 5402.1048 | 103.3118 | 0.018765 |  | 5 |  |  |  | 103.3118 | [8 empty] | 0 | 0 | 0 | 0 | 0 | 0 | 0 | [5 empty] | 0
FL Zone 2Lodging/HospitalityNew |  | XXXXXXXX | Yes | Nonequipment | Night Covers for Display Cases | One Open Vertical Case with Night Covers | N/A - Retrofit Only | Commercial | New | Lodging/Hospitality | FL Zone 2 | Refrigeration |  |  | 0 | Per End Use Consumption | [7 empty] | 5505.4167 | 5402.1048 | 103.3118 | 0.018765 |  | 5 |  |  |  | 103.3118 | [8 empty] | 0 | 0 | 0 | 0 | 0 | 0 | 0 | [5 empty] | 0
FL Zone 2MiscellaneousNew |  | XXXXXXXX | Yes | Nonequipment | Night Covers for Display Cases | One Open Vertical Case with Night Covers | N/A - Retrofit Only | Commercial | New | Miscellaneous | FL Zone 2 | Refrigeration |  |  | 0 | Per End Use Consumption | [7 empty] | 5505.4167 | 5402.1048 | 103.3118 | 0.018765 |  | 5 |  |  |  | 103.3118 | [8 empty] | 0 | 0 | 0 | 0 | 0 | 0 | 0 | [5 empty] | 0
FL Zone 2OfficesNew |  | XXXXXXXX | Yes | Nonequipment | Night Covers for Display Cases | One Open Vertical Case with Night Covers | N/A - Retrofit Only | Commercial | New | Offices | FL Zone 2 | Refrigeration |  |  | 0 | Per End Use Consumption | [7 empty] | 5505.4167 | 5402.1048 | 103.3118 | 0.018765 |  | 5 |  |  |  | 103.3118 | [8 empty] | 0 | 0 | 0 | 0 | 0 | 0 | 0 | [5 empty] | 0
FL Zone 2RestaurantsNew |  | XXXXXXXX | Yes | Nonequipment | Night Covers for Display Cases | One Open Vertical Case with Night Covers | N/A - Retrofit Only | Commercial | New | Restaurants | FL Zone 2 | Refrigeration |  |  | 0 | Per End Use Consumption | [7 empty] | 5505.4167 | 5402.1048 | 103.3118 | 0.018765 |  | 5 |  |  |  | 103.3118 | [8 empty] | 0 | 0 | 0 | 0 | 0 | 0 | 0 | [5 empty] | 0
FL Zone 2RetailNew |  | XXXXXXXX | Yes | Nonequipment | Night Covers for Display Cases | One Open Vertical Case with Night Covers | N/A - Retrofit Only | Commercial | New | Retail | FL Zone 2 | Refrigeration |  |  | 0 | Per End Use Consumption | [7 empty] | 5505.4167 | 5402.1048 | 103.3118 | 0.018765 |  | 5 |  |  |  | 103.3118 | [8 empty] | 0 | 0 | 0 | 0 | 0 | 0 | 0 | [5 empty] | 0
FL Zone 2Schools K-12New |  | XXXXXXXX | Yes | Nonequipment | Night Covers for Display Cases | One Open Vertical Case with Night Covers | N/A - Retrofit Only | Commercial | New | Schools K-12 | FL Zone 2 | Refrigeration |  |  | 0 | Per End Use Consumption | [7 empty] | 5505.4167 | 5402.1048 | 103.3118 | 0.018765 |  | 5 |  |  |  | 103.3118 | [8 empty] | 0 | 0 | 0 | 0 | 0 | 0 | 0 | [5 empty] | 0
FL Zone 2WarehouseNew |  | XXXXXXXX | Yes | Nonequipment | Night Covers for Display Cases | One Open Vertical Case with Night Covers | N/A - Retrofit Only | Commercial | New | Warehouse | FL Zone 2 | Refrigeration |  |  | 0 | Per End Use Consumption | [7 empty] | 5505.4167 | 5402.1048 | 103.3118 | 0.018765 |  | 5 |  |  |  | 103.3118 | [8 empty] | 0 | 0 | 0 | 0 | 0 | 0 | 0 | [5 empty] | 0
FL Zone 2AssemblyExisting |  | XXXXXXXX | Yes | Nonequipment | Outdoor Lighting Controls | Install Exterior Photocell Dimming Controls, 500 Watts Controlled | 500 Watts of Lighting, Manually Controlled | Commercial | Existing | Assembly | FL Zone 2 | Exterior Lighting |  |  | 0 | Per End Use Consumption | [7 empty] | 2009 | 1446.48 | 562.52 | 0.28 |  | 8 |  |  |  | 562.52 | [8 empty] | 0 | 0 | 0 | 0 | 0 | 0 | 0 | [5 empty] | 0
FL Zone 2College and UniversityExisting |  | XXXXXXXX | Yes | Nonequipment | Outdoor Lighting Controls | Install Exterior Photocell Dimming Controls, 500 Watts Controlled | 500 Watts of Lighting, Manually Controlled | Commercial | Existing | College and University | FL Zone 2 | Exterior Lighting |  |  | 0 | Per End Use Consumption | [7 empty] | 2009 | 1446.48 | 562.52 | 0.28 |  | 8 |  |  |  | 562.52 | [8 empty] | 0 | 0 | 0 | 0 | 0 | 0 | 0 | [5 empty] | 0
FL Zone 2GroceryExisting |  | XXXXXXXX | Yes | Nonequipment | Outdoor Lighting Controls | Install Exterior Photocell Dimming Controls, 500 Watts Controlled | 500 Watts of Lighting, Manually Controlled | Commercial | Existing | Grocery | FL Zone 2 | Exterior Lighting |  |  | 0 | Per End Use Consumption | [7 empty] | 2009 | 1446.48 | 562.52 | 0.28 |  | 8 |  |  |  | 562.52 | [8 empty] | 0 | 0 | 0 | 0 | 0 | 0 | 0 | [5 empty] | 0
FL Zone 2HealthcareExisting |  | XXXXXXXX | Yes | Nonequipment | Outdoor Lighting Controls | Install Exterior Photocell Dimming Controls, 500 Watts Controlled | 500 Watts of Lighting, Manually Controlled | Commercial | Existing | Healthcare | FL Zone 2 | Exterior Lighting |  |  | 0 | Per End Use Consumption | [7 empty] | 2009 | 1446.48 | 562.52 | 0.28 |  | 8 |  |  |  | 562.52 | [8 empty] | 0 | 0 | 0 | 0 | 0 | 0 | 0 | [5 empty] | 0
FL Zone 2HospitalsExisting |  | XXXXXXXX | Yes | Nonequipment | Outdoor Lighting Controls | Install Exterior Photocell Dimming Controls, 500 Watts Controlled | 500 Watts of Lighting, Manually Controlled | Commercial | Existing | Hospitals | FL Zone 2 | Exterior Lighting |  |  | 0 | Per End Use Consumption | [7 empty] | 2009 | 1446.48 | 562.52 | 0.28 |  | 8 |  |  |  | 562.52 | [8 empty] | 0 | 0 | 0 | 0 | 0 | 0 | 0 | [5 empty] | 0
FL Zone 2InstitutionalExisting |  | XXXXXXXX | Yes | Nonequipment | Outdoor Lighting Controls | Install Exterior Photocell Dimming Controls, 500 Watts Controlled | 500 Watts of Lighting, Manually Controlled | Commercial | Existing | Institutional | FL Zone 2 | Exterior Lighting |  |  | 0 | Per End Use Consumption | [7 empty] | 2009 | 1446.48 | 562.52 | 0.28 |  | 8 |  |  |  | 562.52 | [8 empty] | 0 | 0 | 0 | 0 | 0 | 0 | 0 | [5 empty] | 0
FL Zone 2Lodging/HospitalityExisting |  | XXXXXXXX | Yes | Nonequipment | Outdoor Lighting Controls | Install Exterior Photocell Dimming Controls, 500 Watts Controlled | 500 Watts of Lighting, Manually Controlled | Commercial | Existing | Lodging/Hospitality | FL Zone 2 | Exterior Lighting |  |  | 0 | Per End Use Consumption | [7 empty] | 2009 | 1446.48 | 562.52 | 0.28 |  | 8 |  |  |  | 562.52 | [8 empty] | 0 | 0 | 0 | 0 | 0 | 0 | 0 | [5 empty] | 0
FL Zone 2MiscellaneousExisting |  | XXXXXXXX | Yes | Nonequipment | Outdoor Lighting Controls | Install Exterior Photocell Dimming Controls, 500 Watts Controlled | 500 Watts of Lighting, Manually Controlled | Commercial | Existing | Miscellaneous | FL Zone 2 | Exterior Lighting |  |  | 0 | Per End Use Consumption | [7 empty] | 2009 | 1446.48 | 562.52 | 0.28 |  | 8 |  |  |  | 562.52 | [8 empty] | 0 | 0 | 0 | 0 | 0 | 0 | 0 | [5 empty] | 0
FL Zone 2OfficesExisting |  | XXXXXXXX | Yes | Nonequipment | Outdoor Lighting Controls | Install Exterior Photocell Dimming Controls, 500 Watts Controlled | 500 Watts of Lighting, Manually Controlled | Commercial | Existing | Offices | FL Zone 2 | Exterior Lighting |  |  | 0 | Per End Use Consumption | [7 empty] | 2009 | 1446.48 | 562.52 | 0.28 |  | 8 |  |  |  | 562.52 | [8 empty] | 0 | 0 | 0 | 0 | 0 | 0 | 0 | [5 empty] | 0
FL Zone 2RestaurantsExisting |  | XXXXXXXX | Yes | Nonequipment | Outdoor Lighting Controls | Install Exterior Photocell Dimming Controls, 500 Watts Controlled | 500 Watts of Lighting, Manually Controlled | Commercial | Existing | Restaurants | FL Zone 2 | Exterior Lighting |  |  | 0 | Per End Use Consumption | [7 empty] | 2009 | 1446.48 | 562.52 | 0.28 |  | 8 |  |  |  | 562.52 | [8 empty] | 0 | 0 | 0 | 0 | 0 | 0 | 0 | [5 empty] | 0
FL Zone 2RetailExisting |  | XXXXXXXX | Yes | Nonequipment | Outdoor Lighting Controls | Install Exterior Photocell Dimming Controls, 500 Watts Controlled | 500 Watts of Lighting, Manually Controlled | Commercial | Existing | Retail | FL Zone 2 | Exterior Lighting |  |  | 0 | Per End Use Consumption | [7 empty] | 2009 | 1446.48 | 562.52 | 0.28 |  | 8 |  |  |  | 562.52 | [8 empty] | 0 | 0 | 0 | 0 | 0 | 0 | 0 | [5 empty] | 0
FL Zone 2Schools K-12Existing |  | XXXXXXXX | Yes | Nonequipment | Outdoor Lighting Controls | Install Exterior Photocell Dimming Controls, 500 Watts Controlled | 500 Watts of Lighting, Manually Controlled | Commercial | Existing | Schools K-12 | FL Zone 2 | Exterior Lighting |  |  | 0 | Per End Use Consumption | [7 empty] | 2009 | 1446.48 | 562.52 | 0.28 |  | 8 |  |  |  | 562.52 | [8 empty] | 0 | 0 | 0 | 0 | 0 | 0 | 0 | [5 empty] | 0
FL Zone 2WarehouseExisting |  | XXXXXXXX | Yes | Nonequipment | Outdoor Lighting Controls | Install Exterior Photocell Dimming Controls, 500 Watts Controlled | 500 Watts of Lighting, Manually Controlled | Commercial | Existing | Warehouse | FL Zone 2 | Exterior Lighting |  |  | 0 | Per End Use Consumption | [7 empty] | 2009 | 1446.48 | 562.52 | 0.28 |  | 8 |  |  |  | 562.52 | [8 empty] | 0 | 0 | 0 | 0 | 0 | 0 | 0 | [5 empty] | 0
FL Zone 2AssemblyNew |  | XXXXXXXX | Yes | Nonequipment | Outdoor Lighting Controls | Install Exterior Photocell Dimming Controls, 500 Watts Controlled | 500 Watts of Lighting, Manually Controlled | Commercial | New | Assembly | FL Zone 2 | Exterior Lighting |  |  | 0 | Per End Use Consumption | [7 empty] | 2009 | 1446.48 | 562.52 | 0.28 |  | 8 |  |  |  | 562.52 | [8 empty] | 0 | 0 | 0 | 0 | 0 | 0 | 0 | [5 empty] | 0
FL Zone 2College and UniversityNew |  | XXXXXXXX | Yes | Nonequipment | Outdoor Lighting Controls | Install Exterior Photocell Dimming Controls, 500 Watts Controlled | 500 Watts of Lighting, Manually Controlled | Commercial | New | College and University | FL Zone 2 | Exterior Lighting |  |  | 0 | Per End Use Consumption | [7 empty] | 2009 | 1446.48 | 562.52 | 0.28 |  | 8 |  |  |  | 562.52 | [8 empty] | 0 | 0 | 0 | 0 | 0 | 0 | 0 | [5 empty] | 0
FL Zone 2GroceryNew |  | XXXXXXXX | Yes | Nonequipment | Outdoor Lighting Controls | Install Exterior Photocell Dimming Controls, 500 Watts Controlled | 500 Watts of Lighting, Manually Controlled | Commercial | New | Grocery | FL Zone 2 | Exterior Lighting |  |  | 0 | Per End Use Consumption | [7 empty] | 2009 | 1446.48 | 562.52 | 0.28 |  | 8 |  |  |  | 562.52 | [8 empty] | 0 | 0 | 0 | 0 | 0 | 0 | 0 | [5 empty] | 0
FL Zone 2HealthcareNew |  | XXXXXXXX | Yes | Nonequipment | Outdoor Lighting Controls | Install Exterior Photocell Dimming Controls, 500 Watts Controlled | 500 Watts of Lighting, Manually Controlled | Commercial | New | Healthcare | FL Zone 2 | Exterior Lighting |  |  | 0 | Per End Use Consumption | [7 empty] | 2009 | 1446.48 | 562.52 | 0.28 |  | 8 |  |  |  | 562.52 | [8 empty] | 0 | 0 | 0 | 0 | 0 | 0 | 0 | [5 empty] | 0
FL Zone 2HospitalsNew |  | XXXXXXXX | Yes | Nonequipment | Outdoor Lighting Controls | Install Exterior Photocell Dimming Controls, 500 Watts Controlled | 500 Watts of Lighting, Manually Controlled | Commercial | New | Hospitals | FL Zone 2 | Exterior Lighting |  |  | 0 | Per End Use Consumption | [7 empty] | 2009 | 1446.48 | 562.52 | 0.28 |  | 8 |  |  |  | 562.52 | [8 empty] | 0 | 0 | 0 | 0 | 0 | 0 | 0 | [5 empty] | 0
FL Zone 2InstitutionalNew |  | XXXXXXXX | Yes | Nonequipment | Outdoor Lighting Controls | Install Exterior Photocell Dimming Controls, 500 Watts Controlled | 500 Watts of Lighting, Manually Controlled | Commercial | New | Institutional | FL Zone 2 | Exterior Lighting |  |  | 0 | Per End Use Consumption | [7 empty] | 2009 | 1446.48 | 562.52 | 0.28 |  | 8 |  |  |  | 562.52 | [8 empty] | 0 | 0 | 0 | 0 | 0 | 0 | 0 | [5 empty] | 0
FL Zone 2Lodging/HospitalityNew |  | XXXXXXXX | Yes | Nonequipment | Outdoor Lighting Controls | Install Exterior Photocell Dimming Controls, 500 Watts Controlled | 500 Watts of Lighting, Manually Controlled | Commercial | New | Lodging/Hospitality | FL Zone 2 | Exterior Lighting |  |  | 0 | Per End Use Consumption | [7 empty] | 2009 | 1446.48 | 562.52 | 0.28 |  | 8 |  |  |  | 562.52 | [8 empty] | 0 | 0 | 0 | 0 | 0 | 0 | 0 | [5 empty] | 0
FL Zone 2MiscellaneousNew |  | XXXXXXXX | Yes | Nonequipment | Outdoor Lighting Controls | Install Exterior Photocell Dimming Controls, 500 Watts Controlled | 500 Watts of Lighting, Manually Controlled | Commercial | New | Miscellaneous | FL Zone 2 | Exterior Lighting |  |  | 0 | Per End Use Consumption | [7 empty] | 2009 | 1446.48 | 562.52 | 0.28 |  | 8 |  |  |  | 562.52 | [8 empty] | 0 | 0 | 0 | 0 | 0 | 0 | 0 | [5 empty] | 0
FL Zone 2OfficesNew |  | XXXXXXXX | Yes | Nonequipment | Outdoor Lighting Controls | Install Exterior Photocell Dimming Controls, 500 Watts Controlled | 500 Watts of Lighting, Manually Controlled | Commercial | New | Offices | FL Zone 2 | Exterior Lighting |  |  | 0 | Per End Use Consumption | [7 empty] | 2009 | 1446.48 | 562.52 | 0.28 |  | 8 |  |  |  | 562.52 | [8 empty] | 0 | 0 | 0 | 0 | 0 | 0 | 0 | [5 empty] | 0
FL Zone 2RestaurantsNew |  | XXXXXXXX | Yes | Nonequipment | Outdoor Lighting Controls | Install Exterior Photocell Dimming Controls, 500 Watts Controlled | 500 Watts of Lighting, Manually Controlled | Commercial | New | Restaurants | FL Zone 2 | Exterior Lighting |  |  | 0 | Per End Use Consumption | [7 empty] | 2009 | 1446.48 | 562.52 | 0.28 |  | 8 |  |  |  | 562.52 | [8 empty] | 0 | 0 | 0 | 0 | 0 | 0 | 0 | [5 empty] | 0
FL Zone 2RetailNew |  | XXXXXXXX | Yes | Nonequipment | Outdoor Lighting Controls | Install Exterior Photocell Dimming Controls, 500 Watts Controlled | 500 Watts of Lighting, Manually Controlled | Commercial | New | Retail | FL Zone 2 | Exterior Lighting |  |  | 0 | Per End Use Consumption | [7 empty] | 2009 | 1446.48 | 562.52 | 0.28 |  | 8 |  |  |  | 562.52 | [8 empty] | 0 | 0 | 0 | 0 | 0 | 0 | 0 | [5 empty] | 0
FL Zone 2Schools K-12New |  | XXXXXXXX | Yes | Nonequipment | Outdoor Lighting Controls | Install Exterior Photocell Dimming Controls, 500 Watts Controlled | 500 Watts of Lighting, Manually Controlled | Commercial | New | Schools K-12 | FL Zone 2 | Exterior Lighting |  |  | 0 | Per End Use Consumption | [7 empty] | 2009 | 1446.48 | 562.52 | 0.28 |  | 8 |  |  |  | 562.52 | [8 empty] | 0 | 0 | 0 | 0 | 0 | 0 | 0 | [5 empty] | 0
FL Zone 2WarehouseNew |  | XXXXXXXX | Yes | Nonequipment | Outdoor Lighting Controls | Install Exterior Photocell Dimming Controls, 500 Watts Controlled | 500 Watts of Lighting, Manually Controlled | Commercial | New | Warehouse | FL Zone 2 | Exterior Lighting |  |  | 0 | Per End Use Consumption | [7 empty] | 2009 | 1446.48 | 562.52 | 0.28 |  | 8 |  |  |  | 562.52 | [8 empty] | 0 | 0 | 0 | 0 | 0 | 0 | 0 | [5 empty] | 0
FL Zone 2AssemblyTurnover |  | XXXXXXXX | Yes | Equipment | Premium T8 - Fixture Replacement | Reduced Wattage (28W) T8 Fixture with Low Ballast Factor | Lumen-Equivalent 32-Watt T8 Fixture | Commercial | Turnover | Assembly | FL Zone 2 | Interior Lighting | Overhead (fluorescent/LED/CFL U-shape) |  | 0 | Per Fixture | [7 empty] | 242.9645 | 212.5939 | 30.3706 | 0.125 |  | 8 |  |  |  | 30.3706 | [8 empty] | 0 | 0 | 0 | 0 | 0 | 0 | 0 | [5 empty] | 0
FL Zone 2College and UniversityTurnover |  | XXXXXXXX | Yes | Equipment | Premium T8 - Fixture Replacement | Reduced Wattage (28W) T8 Fixture with Low Ballast Factor | Lumen-Equivalent 32-Watt T8 Fixture | Commercial | Turnover | College and University | FL Zone 2 | Interior Lighting | Overhead (fluorescent/LED/CFL U-shape) |  | 0 | Per Fixture | [7 empty] | 372.3878 | 325.8394 | 46.5485 | 0.125 |  | 8 |  |  |  | 46.5485 | [8 empty] | 0 | 0 | 0 | 0 | 0 | 0 | 0 | [5 empty] | 0
FL Zone 2GroceryTurnover |  | XXXXXXXX | Yes | Equipment | Premium T8 - Fixture Replacement | Reduced Wattage (28W) T8 Fixture with Low Ballast Factor | Lumen-Equivalent 32-Watt T8 Fixture | Commercial | Turnover | Grocery | FL Zone 2 | Interior Lighting | Overhead (fluorescent/LED/CFL U-shape) |  | 0 | Per Fixture | [7 empty] | 468.3571 | 409.8125 | 58.5446 | 0.125 |  | 8 |  |  |  | 58.5446 | [8 empty] | 0 | 0 | 0 | 0 | 0 | 0 | 0 | [5 empty] | 0
FL Zone 2HealthcareTurnover |  | XXXXXXXX | Yes | Equipment | Premium T8 - Fixture Replacement | Reduced Wattage (28W) T8 Fixture with Low Ballast Factor | Lumen-Equivalent 32-Watt T8 Fixture | Commercial | Turnover | Healthcare | FL Zone 2 | Interior Lighting | Overhead (fluorescent/LED/CFL U-shape) |  | 0 | Per Fixture | [7 empty] | 424.7654 | 371.6698 | 53.0957 | 0.125 |  | 8 |  |  |  | 53.0957 | [8 empty] | 0 | 0 | 0 | 0 | 0 | 0 | 0 | [5 empty] | 0
FL Zone 2HospitalsTurnover |  | XXXXXXXX | Yes | Equipment | Premium T8 - Fixture Replacement | Reduced Wattage (28W) T8 Fixture with Low Ballast Factor | Lumen-Equivalent 32-Watt T8 Fixture | Commercial | Turnover | Hospitals | FL Zone 2 | Interior Lighting | Overhead (fluorescent/LED/CFL U-shape) |  | 0 | Per Fixture | [7 empty] | 574.633 | 502.8038 | 71.8291 | 0.125 |  | 8 |  |  |  | 71.8291 | [8 empty] | 0 | 0 | 0 | 0 | 0 | 0 | 0 | [5 empty] | 0
FL Zone 2InstitutionalTurnover |  | XXXXXXXX | Yes | Equipment | Premium T8 - Fixture Replacement | Reduced Wattage (28W) T8 Fixture with Low Ballast Factor | Lumen-Equivalent 32-Watt T8 Fixture | Commercial | Turnover | Institutional | FL Zone 2 | Interior Lighting | Overhead (fluorescent/LED/CFL U-shape) |  | 0 | Per Fixture | [7 empty] | 278.6995 | 243.8621 | 34.8374 | 0.125 |  | 8 |  |  |  | 34.8374 | [8 empty] | 0 | 0 | 0 | 0 | 0 | 0 | 0 | [5 empty] | 0
FL Zone 2Lodging/HospitalityTurnover |  | XXXXXXXX | Yes | Equipment | Premium T8 - Fixture Replacement | Reduced Wattage (28W) T8 Fixture with Low Ballast Factor | Lumen-Equivalent 32-Watt T8 Fixture | Commercial | Turnover | Lodging/Hospitality | FL Zone 2 | Interior Lighting | Overhead (fluorescent/LED/CFL U-shape) |  | 0 | Per Fixture | [7 empty] | 317.1379 | 277.4957 | 39.6422 | 0.125 |  | 8 |  |  |  | 39.6422 | [8 empty] | 0 | 0 | 0 | 0 | 0 | 0 | 0 | [5 empty] | 0
FL Zone 2MiscellaneousTurnover |  | XXXXXXXX | Yes | Equipment | Premium T8 - Fixture Replacement | Reduced Wattage (28W) T8 Fixture with Low Ballast Factor | Lumen-Equivalent 32-Watt T8 Fixture | Commercial | Turnover | Miscellaneous | FL Zone 2 | Interior Lighting | Overhead (fluorescent/LED/CFL U-shape) |  | 0 | Per Fixture | [7 empty] | 372.3878 | 325.8394 | 46.5485 | 0.125 |  | 8 |  |  |  | 46.5485 | [8 empty] | 0 | 0 | 0 | 0 | 0 | 0 | 0 | [5 empty] | 0
FL Zone 2OfficesTurnover |  | XXXXXXXX | Yes | Equipment | Premium T8 - Fixture Replacement | Reduced Wattage (28W) T8 Fixture with Low Ballast Factor | Lumen-Equivalent 32-Watt T8 Fixture | Commercial | Turnover | Offices | FL Zone 2 | Interior Lighting | Overhead (fluorescent/LED/CFL U-shape) |  | 0 | Per Fixture | [7 empty] | 274.8134 | 240.4618 | 34.3517 | 0.125 |  | 8 |  |  |  | 34.3517 | [8 empty] | 0 | 0 | 0 | 0 | 0 | 0 | 0 | [5 empty] | 0
FL Zone 2RestaurantsTurnover |  | XXXXXXXX | Yes | Equipment | Premium T8 - Fixture Replacement | Reduced Wattage (28W) T8 Fixture with Low Ballast Factor | Lumen-Equivalent 32-Watt T8 Fixture | Commercial | Turnover | Restaurants | FL Zone 2 | Interior Lighting | Overhead (fluorescent/LED/CFL U-shape) |  | 0 | Per Fixture | [7 empty] | 283.5994 | 248.1494 | 35.4499 | 0.125 |  | 8 |  |  |  | 35.4499 | [8 empty] | 0 | 0 | 0 | 0 | 0 | 0 | 0 | [5 empty] | 0
FL Zone 2RetailTurnover |  | XXXXXXXX | Yes | Equipment | Premium T8 - Fixture Replacement | Reduced Wattage (28W) T8 Fixture with Low Ballast Factor | Lumen-Equivalent 32-Watt T8 Fixture | Commercial | Turnover | Retail | FL Zone 2 | Interior Lighting | Overhead (fluorescent/LED/CFL U-shape) |  | 0 | Per Fixture | [7 empty] | 421.0483 | 368.4173 | 52.631 | 0.125 |  | 8 |  |  |  | 52.631 | [8 empty] | 0 | 0 | 0 | 0 | 0 | 0 | 0 | [5 empty] | 0
FL Zone 2Schools K-12Turnover |  | XXXXXXXX | Yes | Equipment | Premium T8 - Fixture Replacement | Reduced Wattage (28W) T8 Fixture with Low Ballast Factor | Lumen-Equivalent 32-Watt T8 Fixture | Commercial | Turnover | Schools K-12 | FL Zone 2 | Interior Lighting | Overhead (fluorescent/LED/CFL U-shape) |  | 0 | Per Fixture | [7 empty] | 200.9779 | 175.8557 | 25.1222 | 0.125 |  | 8 |  |  |  | 25.1222 | [8 empty] | 0 | 0 | 0 | 0 | 0 | 0 | 0 | [5 empty] | 0
FL Zone 2WarehouseTurnover |  | XXXXXXXX | Yes | Equipment | Premium T8 - Fixture Replacement | Reduced Wattage (28W) T8 Fixture with Low Ballast Factor | Lumen-Equivalent 32-Watt T8 Fixture | Commercial | Turnover | Warehouse | FL Zone 2 | Interior Lighting | Overhead (fluorescent/LED/CFL U-shape) |  | 0 | Per Fixture | [7 empty] | 323.0515 | 282.6701 | 40.3814 | 0.125 |  | 8 |  |  |  | 40.3814 | [8 empty] | 0 | 0 | 0 | 0 | 0 | 0 | 0 | [5 empty] | 0
FL Zone 2AssemblyNew |  | XXXXXXXX | Yes | Equipment | Premium T8 - Fixture Replacement | Reduced Wattage (28W) T8 Fixture with Low Ballast Factor | Lumen-Equivalent 32-Watt T8 Fixture | Commercial | New | Assembly | FL Zone 2 | Interior Lighting | Overhead (fluorescent/LED/CFL U-shape) |  | 0 | Per Fixture | [7 empty] | 242.9645 | 212.5939 | 30.3706 | 0.125 |  | 8 |  |  |  | 30.3706 | [8 empty] | 0 | 0 | 0 | 0 | 0 | 0 | 0 | [5 empty] | 0
FL Zone 2College and UniversityNew |  | XXXXXXXX | Yes | Equipment | Premium T8 - Fixture Replacement | Reduced Wattage (28W) T8 Fixture with Low Ballast Factor | Lumen-Equivalent 32-Watt T8 Fixture | Commercial | New | College and University | FL Zone 2 | Interior Lighting | Overhead (fluorescent/LED/CFL U-shape) |  | 0 | Per Fixture | [7 empty] | 372.3878 | 325.8394 | 46.5485 | 0.125 |  | 8 |  |  |  | 46.5485 | [8 empty] | 0 | 0 | 0 | 0 | 0 | 0 | 0 | [5 empty] | 0
FL Zone 2GroceryNew |  | XXXXXXXX | Yes | Equipment | Premium T8 - Fixture Replacement | Reduced Wattage (28W) T8 Fixture with Low Ballast Factor | Lumen-Equivalent 32-Watt T8 Fixture | Commercial | New | Grocery | FL Zone 2 | Interior Lighting | Overhead (fluorescent/LED/CFL U-shape) |  | 0 | Per Fixture | [7 empty] | 468.3571 | 409.8125 | 58.5446 | 0.125 |  | 8 |  |  |  | 58.5446 | [8 empty] | 0 | 0 | 0 | 0 | 0 | 0 | 0 | [5 empty] | 0
FL Zone 2HealthcareNew |  | XXXXXXXX | Yes | Equipment | Premium T8 - Fixture Replacement | Reduced Wattage (28W) T8 Fixture with Low Ballast Factor | Lumen-Equivalent 32-Watt T8 Fixture | Commercial | New | Healthcare | FL Zone 2 | Interior Lighting | Overhead (fluorescent/LED/CFL U-shape) |  | 0 | Per Fixture | [7 empty] | 424.7654 | 371.6698 | 53.0957 | 0.125 |  | 8 |  |  |  | 53.0957 | [8 empty] | 0 | 0 | 0 | 0 | 0 | 0 | 0 | [5 empty] | 0
FL Zone 2HospitalsNew |  | XXXXXXXX | Yes | Equipment | Premium T8 - Fixture Replacement | Reduced Wattage (28W) T8 Fixture with Low Ballast Factor | Lumen-Equivalent 32-Watt T8 Fixture | Commercial | New | Hospitals | FL Zone 2 | Interior Lighting | Overhead (fluorescent/LED/CFL U-shape) |  | 0 | Per Fixture | [7 empty] | 574.633 | 502.8038 | 71.8291 | 0.125 |  | 8 |  |  |  | 71.8291 | [8 empty] | 0 | 0 | 0 | 0 | 0 | 0 | 0 | [5 empty] | 0
FL Zone 2InstitutionalNew |  | XXXXXXXX | Yes | Equipment | Premium T8 - Fixture Replacement | Reduced Wattage (28W) T8 Fixture with Low Ballast Factor | Lumen-Equivalent 32-Watt T8 Fixture | Commercial | New | Institutional | FL Zone 2 | Interior Lighting | Overhead (fluorescent/LED/CFL U-shape) |  | 0 | Per Fixture | [7 empty] | 278.6995 | 243.8621 | 34.8374 | 0.125 |  | 8 |  |  |  | 34.8374 | [8 empty] | 0 | 0 | 0 | 0 | 0 | 0 | 0 | [5 empty] | 0
FL Zone 2Lodging/HospitalityNew |  | XXXXXXXX | Yes | Equipment | Premium T8 - Fixture Replacement | Reduced Wattage (28W) T8 Fixture with Low Ballast Factor | Lumen-Equivalent 32-Watt T8 Fixture | Commercial | New | Lodging/Hospitality | FL Zone 2 | Interior Lighting | Overhead (fluorescent/LED/CFL U-shape) |  | 0 | Per Fixture | [7 empty] | 317.1379 | 277.4957 | 39.6422 | 0.125 |  | 8 |  |  |  | 39.6422 | [8 empty] | 0 | 0 | 0 | 0 | 0 | 0 | 0 | [5 empty] | 0
FL Zone 2MiscellaneousNew |  | XXXXXXXX | Yes | Equipment | Premium T8 - Fixture Replacement | Reduced Wattage (28W) T8 Fixture with Low Ballast Factor | Lumen-Equivalent 32-Watt T8 Fixture | Commercial | New | Miscellaneous | FL Zone 2 | Interior Lighting | Overhead (fluorescent/LED/CFL U-shape) |  | 0 | Per Fixture | [7 empty] | 372.3878 | 325.8394 | 46.5485 | 0.125 |  | 8 |  |  |  | 46.5485 | [8 empty] | 0 | 0 | 0 | 0 | 0 | 0 | 0 | [5 empty] | 0
FL Zone 2OfficesNew |  | XXXXXXXX | Yes | Equipment | Premium T8 - Fixture Replacement | Reduced Wattage (28W) T8 Fixture with Low Ballast Factor | Lumen-Equivalent 32-Watt T8 Fixture | Commercial | New | Offices | FL Zone 2 | Interior Lighting | Overhead (fluorescent/LED/CFL U-shape) |  | 0 | Per Fixture | [7 empty] | 274.8134 | 240.4618 | 34.3517 | 0.125 |  | 8 |  |  |  | 34.3517 | [8 empty] | 0 | 0 | 0 | 0 | 0 | 0 | 0 | [5 empty] | 0
FL Zone 2RestaurantsNew |  | XXXXXXXX | Yes | Equipment | Premium T8 - Fixture Replacement | Reduced Wattage (28W) T8 Fixture with Low Ballast Factor | Lumen-Equivalent 32-Watt T8 Fixture | Commercial | New | Restaurants | FL Zone 2 | Interior Lighting | Overhead (fluorescent/LED/CFL U-shape) |  | 0 | Per Fixture | [7 empty] | 283.5994 | 248.1494 | 35.4499 | 0.125 |  | 8 |  |  |  | 35.4499 | [8 empty] | 0 | 0 | 0 | 0 | 0 | 0 | 0 | [5 empty] | 0
FL Zone 2RetailNew |  | XXXXXXXX | Yes | Equipment | Premium T8 - Fixture Replacement | Reduced Wattage (28W) T8 Fixture with Low Ballast Factor | Lumen-Equivalent 32-Watt T8 Fixture | Commercial | New | Retail | FL Zone 2 | Interior Lighting | Overhead (fluorescent/LED/CFL U-shape) |  | 0 | Per Fixture | [7 empty] | 421.0483 | 368.4173 | 52.631 | 0.125 |  | 8 |  |  |  | 52.631 | [8 empty] | 0 | 0 | 0 | 0 | 0 | 0 | 0 | [5 empty] | 0
FL Zone 2Schools K-12New |  | XXXXXXXX | Yes | Equipment | Premium T8 - Fixture Replacement | Reduced Wattage (28W) T8 Fixture with Low Ballast Factor | Lumen-Equivalent 32-Watt T8 Fixture | Commercial | New | Schools K-12 | FL Zone 2 | Interior Lighting | Overhead (fluorescent/LED/CFL U-shape) |  | 0 | Per Fixture | [7 empty] | 200.9779 | 175.8557 | 25.1222 | 0.125 |  | 8 |  |  |  | 25.1222 | [8 empty] | 0 | 0 | 0 | 0 | 0 | 0 | 0 | [5 empty] | 0
FL Zone 2WarehouseNew |  | XXXXXXXX | Yes | Equipment | Premium T8 - Fixture Replacement | Reduced Wattage (28W) T8 Fixture with Low Ballast Factor | Lumen-Equivalent 32-Watt T8 Fixture | Commercial | New | Warehouse | FL Zone 2 | Interior Lighting | Overhead (fluorescent/LED/CFL U-shape) |  | 0 | Per Fixture | [7 empty] | 323.0515 | 282.6701 | 40.3814 | 0.125 |  | 8 |  |  |  | 40.3814 | [8 empty] | 0 | 0 | 0 | 0 | 0 | 0 | 0 | [5 empty] | 0
FL Zone 2AssemblyTurnover |  | XXXXXXXX | Yes | Equipment | Premium T8 - Lamp Replacement | Replace Bulbs in T8 Fixture with Reduced Wattage (28W) Bulbs | 32-Watt T8 Fixture | Commercial | Turnover | Assembly | FL Zone 2 | Interior Lighting | Overhead (fluorescent/LED/CFL U-shape) |  | 0 | Per Lamp | [7 empty] | 80.9882 | 70.8646 | 10.1235 | 0.125 |  | 8 |  |  |  | 10.1235 | [8 empty] | 0 | 0 | 0 | 0 | 0 | 0 | 0 | [5 empty] | 0
FL Zone 2College and UniversityTurnover |  | XXXXXXXX | Yes | Equipment | Premium T8 - Lamp Replacement | Replace Bulbs in T8 Fixture with Reduced Wattage (28W) Bulbs | 32-Watt T8 Fixture | Commercial | Turnover | College and University | FL Zone 2 | Interior Lighting | Overhead (fluorescent/LED/CFL U-shape) |  | 0 | Per Lamp | [7 empty] | 124.1293 | 108.6131 | 15.5162 | 0.125 |  | 8 |  |  |  | 15.5162 | [8 empty] | 0 | 0 | 0 | 0 | 0 | 0 | 0 | [5 empty] | 0
FL Zone 2GroceryTurnover |  | XXXXXXXX | Yes | Equipment | Premium T8 - Lamp Replacement | Replace Bulbs in T8 Fixture with Reduced Wattage (28W) Bulbs | 32-Watt T8 Fixture | Commercial | Turnover | Grocery | FL Zone 2 | Interior Lighting | Overhead (fluorescent/LED/CFL U-shape) |  | 0 | Per Lamp | [7 empty] | 156.119 | 136.6042 | 19.5149 | 0.125 |  | 8 |  |  |  | 19.5149 | [8 empty] | 0 | 0 | 0 | 0 | 0 | 0 | 0 | [5 empty] | 0
FL Zone 2HealthcareTurnover |  | XXXXXXXX | Yes | Equipment | Premium T8 - Lamp Replacement | Replace Bulbs in T8 Fixture with Reduced Wattage (28W) Bulbs | 32-Watt T8 Fixture | Commercial | Turnover | Healthcare | FL Zone 2 | Interior Lighting | Overhead (fluorescent/LED/CFL U-shape) |  | 0 | Per Lamp | [7 empty] | 141.5885 | 123.8899 | 17.6986 | 0.125 |  | 8 |  |  |  | 17.6986 | [8 empty] | 0 | 0 | 0 | 0 | 0 | 0 | 0 | [5 empty] | 0
FL Zone 2HospitalsTurnover |  | XXXXXXXX | Yes | Equipment | Premium T8 - Lamp Replacement | Replace Bulbs in T8 Fixture with Reduced Wattage (28W) Bulbs | 32-Watt T8 Fixture | Commercial | Turnover | Hospitals | FL Zone 2 | Interior Lighting | Overhead (fluorescent/LED/CFL U-shape) |  | 0 | Per Lamp | [7 empty] | 191.5443 | 167.6013 | 23.943 | 0.125 |  | 8 |  |  |  | 23.943 | [8 empty] | 0 | 0 | 0 | 0 | 0 | 0 | 0 | [5 empty] | 0
FL Zone 2InstitutionalTurnover |  | XXXXXXXX | Yes | Equipment | Premium T8 - Lamp Replacement | Replace Bulbs in T8 Fixture with Reduced Wattage (28W) Bulbs | 32-Watt T8 Fixture | Commercial | Turnover | Institutional | FL Zone 2 | Interior Lighting | Overhead (fluorescent/LED/CFL U-shape) |  | 0 | Per Lamp | [7 empty] | 92.8998 | 81.2874 | 11.6125 | 0.125 |  | 8 |  |  |  | 11.6125 | [8 empty] | 0 | 0 | 0 | 0 | 0 | 0 | 0 | [5 empty] | 0
FL Zone 2Lodging/HospitalityTurnover |  | XXXXXXXX | Yes | Equipment | Premium T8 - Lamp Replacement | Replace Bulbs in T8 Fixture with Reduced Wattage (28W) Bulbs | 32-Watt T8 Fixture | Commercial | Turnover | Lodging/Hospitality | FL Zone 2 | Interior Lighting | Overhead (fluorescent/LED/CFL U-shape) |  | 0 | Per Lamp | [7 empty] | 105.7126 | 92.4986 | 13.2141 | 0.125 |  | 8 |  |  |  | 13.2141 | [8 empty] | 0 | 0 | 0 | 0 | 0 | 0 | 0 | [5 empty] | 0
FL Zone 2MiscellaneousTurnover |  | XXXXXXXX | Yes | Equipment | Premium T8 - Lamp Replacement | Replace Bulbs in T8 Fixture with Reduced Wattage (28W) Bulbs | 32-Watt T8 Fixture | Commercial | Turnover | Miscellaneous | FL Zone 2 | Interior Lighting | Overhead (fluorescent/LED/CFL U-shape) |  | 0 | Per Lamp | [7 empty] | 124.1293 | 108.6131 | 15.5162 | 0.125 |  | 8 |  |  |  | 15.5162 | [8 empty] | 0 | 0 | 0 | 0 | 0 | 0 | 0 | [5 empty] | 0
FL Zone 2OfficesTurnover |  | XXXXXXXX | Yes | Equipment | Premium T8 - Lamp Replacement | Replace Bulbs in T8 Fixture with Reduced Wattage (28W) Bulbs | 32-Watt T8 Fixture | Commercial | Turnover | Offices | FL Zone 2 | Interior Lighting | Overhead (fluorescent/LED/CFL U-shape) |  | 0 | Per Lamp | [7 empty] | 91.6045 | 80.1539 | 11.4506 | 0.125 |  | 8 |  |  |  | 11.4506 | [8 empty] | 0 | 0 | 0 | 0 | 0 | 0 | 0 | [5 empty] | 0
FL Zone 2RestaurantsTurnover |  | XXXXXXXX | Yes | Equipment | Premium T8 - Lamp Replacement | Replace Bulbs in T8 Fixture with Reduced Wattage (28W) Bulbs | 32-Watt T8 Fixture | Commercial | Turnover | Restaurants | FL Zone 2 | Interior Lighting | Overhead (fluorescent/LED/CFL U-shape) |  | 0 | Per Lamp | [7 empty] | 94.5331 | 82.7165 | 11.8166 | 0.125 |  | 8 |  |  |  | 11.8166 | [8 empty] | 0 | 0 | 0 | 0 | 0 | 0 | 0 | [5 empty] | 0
FL Zone 2RetailTurnover |  | XXXXXXXX | Yes | Equipment | Premium T8 - Lamp Replacement | Replace Bulbs in T8 Fixture with Reduced Wattage (28W) Bulbs | 32-Watt T8 Fixture | Commercial | Turnover | Retail | FL Zone 2 | Interior Lighting | Overhead (fluorescent/LED/CFL U-shape) |  | 0 | Per Lamp | [7 empty] | 140.3494 | 122.8058 | 17.5437 | 0.125 |  | 8 |  |  |  | 17.5437 | [8 empty] | 0 | 0 | 0 | 0 | 0 | 0 | 0 | [5 empty] | 0
FL Zone 2Schools K-12Turnover |  | XXXXXXXX | Yes | Equipment | Premium T8 - Lamp Replacement | Replace Bulbs in T8 Fixture with Reduced Wattage (28W) Bulbs | 32-Watt T8 Fixture | Commercial | Turnover | Schools K-12 | FL Zone 2 | Interior Lighting | Overhead (fluorescent/LED/CFL U-shape) |  | 0 | Per Lamp | [7 empty] | 66.9926 | 58.6186 | 8.3741 | 0.125 |  | 8 |  |  |  | 8.3741 | [8 empty] | 0 | 0 | 0 | 0 | 0 | 0 | 0 | [5 empty] | 0
FL Zone 2WarehouseTurnover |  | XXXXXXXX | Yes | Equipment | Premium T8 - Lamp Replacement | Replace Bulbs in T8 Fixture with Reduced Wattage (28W) Bulbs | 32-Watt T8 Fixture | Commercial | Turnover | Warehouse | FL Zone 2 | Interior Lighting | Overhead (fluorescent/LED/CFL U-shape) |  | 0 | Per Lamp | [7 empty] | 107.6838 | 94.2234 | 13.4605 | 0.125 |  | 8 |  |  |  | 13.4605 | [8 empty] | 0 | 0 | 0 | 0 | 0 | 0 | 0 | [5 empty] | 0
FL Zone 2AssemblyNew |  | XXXXXXXX | Yes | Equipment | Premium T8 - Lamp Replacement | Replace Bulbs in T8 Fixture with Reduced Wattage (28W) Bulbs | 32-Watt T8 Fixture | Commercial | New | Assembly | FL Zone 2 | Interior Lighting | Overhead (fluorescent/LED/CFL U-shape) |  | 0 | Per Lamp | [7 empty] | 80.9882 | 70.8646 | 10.1235 | 0.125 |  | 8 |  |  |  | 10.1235 | [8 empty] | 0 | 0 | 0 | 0 | 0 | 0 | 0 | [5 empty] | 0
FL Zone 2College and UniversityNew |  | XXXXXXXX | Yes | Equipment | Premium T8 - Lamp Replacement | Replace Bulbs in T8 Fixture with Reduced Wattage (28W) Bulbs | 32-Watt T8 Fixture | Commercial | New | College and University | FL Zone 2 | Interior Lighting | Overhead (fluorescent/LED/CFL U-shape) |  | 0 | Per Lamp | [7 empty] | 124.1293 | 108.6131 | 15.5162 | 0.125 |  | 8 |  |  |  | 15.5162 | [8 empty] | 0 | 0 | 0 | 0 | 0 | 0 | 0 | [5 empty] | 0
FL Zone 2GroceryNew |  | XXXXXXXX | Yes | Equipment | Premium T8 - Lamp Replacement | Replace Bulbs in T8 Fixture with Reduced Wattage (28W) Bulbs | 32-Watt T8 Fixture | Commercial | New | Grocery | FL Zone 2 | Interior Lighting | Overhead (fluorescent/LED/CFL U-shape) |  | 0 | Per Lamp | [7 empty] | 156.119 | 136.6042 | 19.5149 | 0.125 |  | 8 |  |  |  | 19.5149 | [8 empty] | 0 | 0 | 0 | 0 | 0 | 0 | 0 | [5 empty] | 0
FL Zone 2HealthcareNew |  | XXXXXXXX | Yes | Equipment | Premium T8 - Lamp Replacement | Replace Bulbs in T8 Fixture with Reduced Wattage (28W) Bulbs | 32-Watt T8 Fixture | Commercial | New | Healthcare | FL Zone 2 | Interior Lighting | Overhead (fluorescent/LED/CFL U-shape) |  | 0 | Per Lamp | [7 empty] | 141.5885 | 123.8899 | 17.6986 | 0.125 |  | 8 |  |  |  | 17.6986 | [8 empty] | 0 | 0 | 0 | 0 | 0 | 0 | 0 | [5 empty] | 0
FL Zone 2HospitalsNew |  | XXXXXXXX | Yes | Equipment | Premium T8 - Lamp Replacement | Replace Bulbs in T8 Fixture with Reduced Wattage (28W) Bulbs | 32-Watt T8 Fixture | Commercial | New | Hospitals | FL Zone 2 | Interior Lighting | Overhead (fluorescent/LED/CFL U-shape) |  | 0 | Per Lamp | [7 empty] | 191.5443 | 167.6013 | 23.943 | 0.125 |  | 8 |  |  |  | 23.943 | [8 empty] | 0 | 0 | 0 | 0 | 0 | 0 | 0 | [5 empty] | 0
FL Zone 2InstitutionalNew |  | XXXXXXXX | Yes | Equipment | Premium T8 - Lamp Replacement | Replace Bulbs in T8 Fixture with Reduced Wattage (28W) Bulbs | 32-Watt T8 Fixture | Commercial | New | Institutional | FL Zone 2 | Interior Lighting | Overhead (fluorescent/LED/CFL U-shape) |  | 0 | Per Lamp | [7 empty] | 92.8998 | 81.2874 | 11.6125 | 0.125 |  | 8 |  |  |  | 11.6125 | [8 empty] | 0 | 0 | 0 | 0 | 0 | 0 | 0 | [5 empty] | 0
FL Zone 2Lodging/HospitalityNew |  | XXXXXXXX | Yes | Equipment | Premium T8 - Lamp Replacement | Replace Bulbs in T8 Fixture with Reduced Wattage (28W) Bulbs | 32-Watt T8 Fixture | Commercial | New | Lodging/Hospitality | FL Zone 2 | Interior Lighting | Overhead (fluorescent/LED/CFL U-shape) |  | 0 | Per Lamp | [7 empty] | 105.7126 | 92.4986 | 13.2141 | 0.125 |  | 8 |  |  |  | 13.2141 | [8 empty] | 0 | 0 | 0 | 0 | 0 | 0 | 0 | [5 empty] | 0
FL Zone 2MiscellaneousNew |  | XXXXXXXX | Yes | Equipment | Premium T8 - Lamp Replacement | Replace Bulbs in T8 Fixture with Reduced Wattage (28W) Bulbs | 32-Watt T8 Fixture | Commercial | New | Miscellaneous | FL Zone 2 | Interior Lighting | Overhead (fluorescent/LED/CFL U-shape) |  | 0 | Per Lamp | [7 empty] | 124.1293 | 108.6131 | 15.5162 | 0.125 |  | 8 |  |  |  | 15.5162 | [8 empty] | 0 | 0 | 0 | 0 | 0 | 0 | 0 | [5 empty] | 0
FL Zone 2OfficesNew |  | XXXXXXXX | Yes | Equipment | Premium T8 - Lamp Replacement | Replace Bulbs in T8 Fixture with Reduced Wattage (28W) Bulbs | 32-Watt T8 Fixture | Commercial | New | Offices | FL Zone 2 | Interior Lighting | Overhead (fluorescent/LED/CFL U-shape) |  | 0 | Per Lamp | [7 empty] | 91.6045 | 80.1539 | 11.4506 | 0.125 |  | 8 |  |  |  | 11.4506 | [8 empty] | 0 | 0 | 0 | 0 | 0 | 0 | 0 | [5 empty] | 0
FL Zone 2RestaurantsNew |  | XXXXXXXX | Yes | Equipment | Premium T8 - Lamp Replacement | Replace Bulbs in T8 Fixture with Reduced Wattage (28W) Bulbs | 32-Watt T8 Fixture | Commercial | New | Restaurants | FL Zone 2 | Interior Lighting | Overhead (fluorescent/LED/CFL U-shape) |  | 0 | Per Lamp | [7 empty] | 94.5331 | 82.7165 | 11.8166 | 0.125 |  | 8 |  |  |  | 11.8166 | [8 empty] | 0 | 0 | 0 | 0 | 0 | 0 | 0 | [5 empty] | 0
FL Zone 2RetailNew |  | XXXXXXXX | Yes | Equipment | Premium T8 - Lamp Replacement | Replace Bulbs in T8 Fixture with Reduced Wattage (28W) Bulbs | 32-Watt T8 Fixture | Commercial | New | Retail | FL Zone 2 | Interior Lighting | Overhead (fluorescent/LED/CFL U-shape) |  | 0 | Per Lamp | [7 empty] | 140.3494 | 122.8058 | 17.5437 | 0.125 |  | 8 |  |  |  | 17.5437 | [8 empty] | 0 | 0 | 0 | 0 | 0 | 0 | 0 | [5 empty] | 0
FL Zone 2Schools K-12New |  | XXXXXXXX | Yes | Equipment | Premium T8 - Lamp Replacement | Replace Bulbs in T8 Fixture with Reduced Wattage (28W) Bulbs | 32-Watt T8 Fixture | Commercial | New | Schools K-12 | FL Zone 2 | Interior Lighting | Overhead (fluorescent/LED/CFL U-shape) |  | 0 | Per Lamp | [7 empty] | 66.9926 | 58.6186 | 8.3741 | 0.125 |  | 8 |  |  |  | 8.3741 | [8 empty] | 0 | 0 | 0 | 0 | 0 | 0 | 0 | [5 empty] | 0
FL Zone 2WarehouseNew |  | XXXXXXXX | Yes | Equipment | Premium T8 - Lamp Replacement | Replace Bulbs in T8 Fixture with Reduced Wattage (28W) Bulbs | 32-Watt T8 Fixture | Commercial | New | Warehouse | FL Zone 2 | Interior Lighting | Overhead (fluorescent/LED/CFL U-shape) |  | 0 | Per Lamp | [7 empty] | 107.6838 | 94.2234 | 13.4605 | 0.125 |  | 8 |  |  |  | 13.4605 | [8 empty] | 0 | 0 | 0 | 0 | 0 | 0 | 0 | [5 empty] | 0
FL Zone 2AssemblyExisting |  | XXXXXXXX | Yes | Nonequipment | Programmable Thermostat | Pre-set programmable thermostat that replaces manual thermostat | Standard Heating and Cooling System with Manual Thermostat | Commercial | Existing | Assembly | FL Zone 2 | Space Cooling |  |  | 0 | Per End Use Consumption | [7 empty] | 40558.1631 | 39098.0692 | 1460.0939 | 0.036 |  | 11 |  |  |  | 1460.0939 | [8 empty] | 0 | 0 | 0 | 0 | 0 | 0 | 0 | [5 empty] | 0
FL Zone 2College and UniversityExisting |  | XXXXXXXX | Yes | Nonequipment | Programmable Thermostat | Pre-set programmable thermostat that replaces manual thermostat | Standard Heating and Cooling System with Manual Thermostat | Commercial | Existing | College and University | FL Zone 2 | Space Cooling |  |  | 0 | Per End Use Consumption | [7 empty] | 242237.8979 | 233517.3336 | 8720.5643 | 0.036 |  | 11 |  |  |  | 8720.5643 | [8 empty] | 0 | 0 | 0 | 0 | 0 | 0 | 0 | [5 empty] | 0
FL Zone 2GroceryExisting |  | XXXXXXXX | Yes | Nonequipment | Programmable Thermostat | Pre-set programmable thermostat that replaces manual thermostat | Standard Heating and Cooling System with Manual Thermostat | Commercial | Existing | Grocery | FL Zone 2 | Space Cooling |  |  | 0 | Per End Use Consumption | [7 empty] | 97647.7064 | 94132.389 | 3515.3174 | 0.036 |  | 11 |  |  |  | 3515.3174 | [8 empty] | 0 | 0 | 0 | 0 | 0 | 0 | 0 | [5 empty] | 0
FL Zone 2HealthcareExisting |  | XXXXXXXX | Yes | Nonequipment | Programmable Thermostat | Pre-set programmable thermostat that replaces manual thermostat | Standard Heating and Cooling System with Manual Thermostat | Commercial | Existing | Healthcare | FL Zone 2 | Space Cooling |  |  | 0 | Per End Use Consumption | [7 empty] | 170444.4983 | 164308.4964 | 6136.0019 | 0.036 |  | 11 |  |  |  | 6136.0019 | [8 empty] | 0 | 0 | 0 | 0 | 0 | 0 | 0 | [5 empty] | 0
FL Zone 2HospitalsExisting |  | XXXXXXXX | Yes | Nonequipment | Programmable Thermostat | Pre-set programmable thermostat that replaces manual thermostat | Standard Heating and Cooling System with Manual Thermostat | Commercial | Existing | Hospitals | FL Zone 2 | Space Cooling |  |  | 0 | Per End Use Consumption | [7 empty] | 1776004.8545 | 1712068.6797 | 63936.1748 | 0.036 |  | 11 |  |  |  | 63936.1748 | [8 empty] | 0 | 0 | 0 | 0 | 0 | 0 | 0 | [5 empty] | 0
FL Zone 2InstitutionalExisting |  | XXXXXXXX | Yes | Nonequipment | Programmable Thermostat | Pre-set programmable thermostat that replaces manual thermostat | Standard Heating and Cooling System with Manual Thermostat | Commercial | Existing | Institutional | FL Zone 2 | Space Cooling |  |  | 0 | Per End Use Consumption | [7 empty] | 197035.6551 | 189942.3715 | 7093.2836 | 0.036 |  | 11 |  |  |  | 7093.2836 | [8 empty] | 0 | 0 | 0 | 0 | 0 | 0 | 0 | [5 empty] | 0
FL Zone 2Lodging/HospitalityExisting |  | XXXXXXXX | Yes | Nonequipment | Programmable Thermostat | Pre-set programmable thermostat that replaces manual thermostat | Standard Heating and Cooling System with Manual Thermostat | Commercial | Existing | Lodging/Hospitality | FL Zone 2 | Space Cooling |  |  | 0 | Per End Use Consumption | [7 empty] | 161633.0609 | 155814.2708 | 5818.7902 | 0.036 |  | 11 |  |  |  | 5818.7902 | [8 empty] | 0 | 0 | 0 | 0 | 0 | 0 | 0 | [5 empty] | 0
FL Zone 2MiscellaneousExisting |  | XXXXXXXX | Yes | Nonequipment | Programmable Thermostat | Pre-set programmable thermostat that replaces manual thermostat | Standard Heating and Cooling System with Manual Thermostat | Commercial | Existing | Miscellaneous | FL Zone 2 | Space Cooling |  |  | 0 | Per End Use Consumption | [7 empty] | 1878475.6776 | 1810850.5532 | 67625.1244 | 0.036 |  | 11 |  |  |  | 67625.1244 | [8 empty] | 0 | 0 | 0 | 0 | 0 | 0 | 0 | [5 empty] | 0
FL Zone 2OfficesExisting |  | XXXXXXXX | Yes | Nonequipment | Programmable Thermostat | Pre-set programmable thermostat that replaces manual thermostat | Standard Heating and Cooling System with Manual Thermostat | Commercial | Existing | Offices | FL Zone 2 | Space Cooling |  |  | 0 | Per End Use Consumption | [7 empty] | 140416.7794 | 135361.7753 | 5055.0041 | 0.036 |  | 11 |  |  |  | 5055.0041 | [8 empty] | 0 | 0 | 0 | 0 | 0 | 0 | 0 | [5 empty] | 0
FL Zone 2RestaurantsExisting |  | XXXXXXXX | Yes | Nonequipment | Programmable Thermostat | Pre-set programmable thermostat that replaces manual thermostat | Standard Heating and Cooling System with Manual Thermostat | Commercial | Existing | Restaurants | FL Zone 2 | Space Cooling |  |  | 0 | Per End Use Consumption | [7 empty] | 101749.5064 | 98086.5242 | 3662.9822 | 0.036 |  | 11 |  |  |  | 3662.9822 | [8 empty] | 0 | 0 | 0 | 0 | 0 | 0 | 0 | [5 empty] | 0
FL Zone 2RetailExisting |  | XXXXXXXX | Yes | Nonequipment | Programmable Thermostat | Pre-set programmable thermostat that replaces manual thermostat | Standard Heating and Cooling System with Manual Thermostat | Commercial | Existing | Retail | FL Zone 2 | Space Cooling |  |  | 0 | Per End Use Consumption | [7 empty] | 44441.7066 | 42841.8052 | 1599.9014 | 0.036 |  | 11 |  |  |  | 1599.9014 | [8 empty] | 0 | 0 | 0 | 0 | 0 | 0 | 0 | [5 empty] | 0
FL Zone 2Schools K-12Existing |  | XXXXXXXX | Yes | Nonequipment | Programmable Thermostat | Pre-set programmable thermostat that replaces manual thermostat | Standard Heating and Cooling System with Manual Thermostat | Commercial | Existing | Schools K-12 | FL Zone 2 | Space Cooling |  |  | 0 | Per End Use Consumption | [7 empty] | 166082.8099 | 160103.8288 | 5978.9812 | 0.036 |  | 11 |  |  |  | 5978.9812 | [8 empty] | 0 | 0 | 0 | 0 | 0 | 0 | 0 | [5 empty] | 0
FL Zone 2WarehouseExisting |  | XXXXXXXX | Yes | Nonequipment | Programmable Thermostat | Pre-set programmable thermostat that replaces manual thermostat | Standard Heating and Cooling System with Manual Thermostat | Commercial | Existing | Warehouse | FL Zone 2 | Space Cooling |  |  | 0 | Per End Use Consumption | [7 empty] | 16498.7301 | 15904.7758 | 593.9543 | 0.036 |  | 11 |  |  |  | 593.9543 | [8 empty] | 0 | 0 | 0 | 0 | 0 | 0 | 0 | [5 empty] | 0
FL Zone 2AssemblyNew |  | XXXXXXXX | Yes | Nonequipment | Programmable Thermostat | Pre-set programmable thermostat that replaces manual thermostat | Standard Heating and Cooling System with Manual Thermostat | Commercial | New | Assembly | FL Zone 2 | Space Cooling |  |  | 0 | Per End Use Consumption | [7 empty] | 40558.1631 | 39098.0692 | 1460.0939 | 0.036 |  | 11 |  |  |  | 1460.0939 | [8 empty] | 0 | 0 | 0 | 0 | 0 | 0 | 0 | [5 empty] | 0
FL Zone 2College and UniversityNew |  | XXXXXXXX | Yes | Nonequipment | Programmable Thermostat | Pre-set programmable thermostat that replaces manual thermostat | Standard Heating and Cooling System with Manual Thermostat | Commercial | New | College and University | FL Zone 2 | Space Cooling |  |  | 0 | Per End Use Consumption | [7 empty] | 242237.8979 | 233517.3336 | 8720.5643 | 0.036 |  | 11 |  |  |  | 8720.5643 | [8 empty] | 0 | 0 | 0 | 0 | 0 | 0 | 0 | [5 empty] | 0
FL Zone 2GroceryNew |  | XXXXXXXX | Yes | Nonequipment | Programmable Thermostat | Pre-set programmable thermostat that replaces manual thermostat | Standard Heating and Cooling System with Manual Thermostat | Commercial | New | Grocery | FL Zone 2 | Space Cooling |  |  | 0 | Per End Use Consumption | [7 empty] | 97647.7064 | 94132.389 | 3515.3174 | 0.036 |  | 11 |  |  |  | 3515.3174 | [8 empty] | 0 | 0 | 0 | 0 | 0 | 0 | 0 | [5 empty] | 0
FL Zone 2HealthcareNew |  | XXXXXXXX | Yes | Nonequipment | Programmable Thermostat | Pre-set programmable thermostat that replaces manual thermostat | Standard Heating and Cooling System with Manual Thermostat | Commercial | New | Healthcare | FL Zone 2 | Space Cooling |  |  | 0 | Per End Use Consumption | [7 empty] | 170444.4983 | 164308.4964 | 6136.0019 | 0.036 |  | 11 |  |  |  | 6136.0019 | [8 empty] | 0 | 0 | 0 | 0 | 0 | 0 | 0 | [5 empty] | 0
FL Zone 2HospitalsNew |  | XXXXXXXX | Yes | Nonequipment | Programmable Thermostat | Pre-set programmable thermostat that replaces manual thermostat | Standard Heating and Cooling System with Manual Thermostat | Commercial | New | Hospitals | FL Zone 2 | Space Cooling |  |  | 0 | Per End Use Consumption | [7 empty] | 1776004.8545 | 1712068.6797 | 63936.1748 | 0.036 |  | 11 |  |  |  | 63936.1748 | [8 empty] | 0 | 0 | 0 | 0 | 0 | 0 | 0 | [5 empty] | 0
FL Zone 2InstitutionalNew |  | XXXXXXXX | Yes | Nonequipment | Programmable Thermostat | Pre-set programmable thermostat that replaces manual thermostat | Standard Heating and Cooling System with Manual Thermostat | Commercial | New | Institutional | FL Zone 2 | Space Cooling |  |  | 0 | Per End Use Consumption | [7 empty] | 197035.6551 | 189942.3715 | 7093.2836 | 0.036 |  | 11 |  |  |  | 7093.2836 | [8 empty] | 0 | 0 | 0 | 0 | 0 | 0 | 0 | [5 empty] | 0
FL Zone 2Lodging/HospitalityNew |  | XXXXXXXX | Yes | Nonequipment | Programmable Thermostat | Pre-set programmable thermostat that replaces manual thermostat | Standard Heating and Cooling System with Manual Thermostat | Commercial | New | Lodging/Hospitality | FL Zone 2 | Space Cooling |  |  | 0 | Per End Use Consumption | [7 empty] | 161633.0609 | 155814.2708 | 5818.7902 | 0.036 |  | 11 |  |  |  | 5818.7902 | [8 empty] | 0 | 0 | 0 | 0 | 0 | 0 | 0 | [5 empty] | 0
FL Zone 2MiscellaneousNew |  | XXXXXXXX | Yes | Nonequipment | Programmable Thermostat | Pre-set programmable thermostat that replaces manual thermostat | Standard Heating and Cooling System with Manual Thermostat | Commercial | New | Miscellaneous | FL Zone 2 | Space Cooling |  |  | 0 | Per End Use Consumption | [7 empty] | 1878475.6776 | 1810850.5532 | 67625.1244 | 0.036 |  | 11 |  |  |  | 67625.1244 | [8 empty] | 0 | 0 | 0 | 0 | 0 | 0 | 0 | [5 empty] | 0
FL Zone 2OfficesNew |  | XXXXXXXX | Yes | Nonequipment | Programmable Thermostat | Pre-set programmable thermostat that replaces manual thermostat | Standard Heating and Cooling System with Manual Thermostat | Commercial | New | Offices | FL Zone 2 | Space Cooling |  |  | 0 | Per End Use Consumption | [7 empty] | 140416.7794 | 135361.7753 | 5055.0041 | 0.036 |  | 11 |  |  |  | 5055.0041 | [8 empty] | 0 | 0 | 0 | 0 | 0 | 0 | 0 | [5 empty] | 0
FL Zone 2RestaurantsNew |  | XXXXXXXX | Yes | Nonequipment | Programmable Thermostat | Pre-set programmable thermostat that replaces manual thermostat | Standard Heating and Cooling System with Manual Thermostat | Commercial | New | Restaurants | FL Zone 2 | Space Cooling |  |  | 0 | Per End Use Consumption | [7 empty] | 101749.5064 | 98086.5242 | 3662.9822 | 0.036 |  | 11 |  |  |  | 3662.9822 | [8 empty] | 0 | 0 | 0 | 0 | 0 | 0 | 0 | [5 empty] | 0
FL Zone 2RetailNew |  | XXXXXXXX | Yes | Nonequipment | Programmable Thermostat | Pre-set programmable thermostat that replaces manual thermostat | Standard Heating and Cooling System with Manual Thermostat | Commercial | New | Retail | FL Zone 2 | Space Cooling |  |  | 0 | Per End Use Consumption | [7 empty] | 44441.7066 | 42841.8052 | 1599.9014 | 0.036 |  | 11 |  |  |  | 1599.9014 | [8 empty] | 0 | 0 | 0 | 0 | 0 | 0 | 0 | [5 empty] | 0
FL Zone 2Schools K-12New |  | XXXXXXXX | Yes | Nonequipment | Programmable Thermostat | Pre-set programmable thermostat that replaces manual thermostat | Standard Heating and Cooling System with Manual Thermostat | Commercial | New | Schools K-12 | FL Zone 2 | Space Cooling |  |  | 0 | Per End Use Consumption | [7 empty] | 166082.8099 | 160103.8288 | 5978.9812 | 0.036 |  | 11 |  |  |  | 5978.9812 | [8 empty] | 0 | 0 | 0 | 0 | 0 | 0 | 0 | [5 empty] | 0
FL Zone 2WarehouseNew |  | XXXXXXXX | Yes | Nonequipment | Programmable Thermostat | Pre-set programmable thermostat that replaces manual thermostat | Standard Heating and Cooling System with Manual Thermostat | Commercial | New | Warehouse | FL Zone 2 | Space Cooling |  |  | 0 | Per End Use Consumption | [7 empty] | 16498.7301 | 15904.7758 | 593.9543 | 0.036 |  | 11 |  |  |  | 593.9543 | [8 empty] | 0 | 0 | 0 | 0 | 0 | 0 | 0 | [5 empty] | 0
FL Zone 2AssemblyExisting |  | XXXXXXXX | Yes | Nonequipment | Programmable Thermostat | Pre-set programmable thermostat that replaces manual thermostat | Standard Heating and Cooling System with Manual Thermostat | Commercial | Existing | Assembly | FL Zone 2 | Space Heating |  |  | 0 | Per End Use Consumption | [7 empty] | 7520.072 | 7249.3494 | 270.7226 | 0.036 |  | 11 |  |  |  | 270.7226 | [8 empty] | 0 | 0 | 0 | 0 | 0 | 0 | 0 | [5 empty] | 0
FL Zone 2College and UniversityExisting |  | XXXXXXXX | Yes | Nonequipment | Programmable Thermostat | Pre-set programmable thermostat that replaces manual thermostat | Standard Heating and Cooling System with Manual Thermostat | Commercial | Existing | College and University | FL Zone 2 | Space Heating |  |  | 0 | Per End Use Consumption | [7 empty] | 44914.4217 | 43297.5026 | 1616.9192 | 0.036 |  | 11 |  |  |  | 1616.9192 | [8 empty] | 0 | 0 | 0 | 0 | 0 | 0 | 0 | [5 empty] | 0
FL Zone 2GroceryExisting |  | XXXXXXXX | Yes | Nonequipment | Programmable Thermostat | Pre-set programmable thermostat that replaces manual thermostat | Standard Heating and Cooling System with Manual Thermostat | Commercial | Existing | Grocery | FL Zone 2 | Space Heating |  |  | 0 | Per End Use Consumption | [7 empty] | 18105.3019 | 17453.511 | 651.7909 | 0.036 |  | 11 |  |  |  | 651.7909 | [8 empty] | 0 | 0 | 0 | 0 | 0 | 0 | 0 | [5 empty] | 0
FL Zone 2HealthcareExisting |  | XXXXXXXX | Yes | Nonequipment | Programmable Thermostat | Pre-set programmable thermostat that replaces manual thermostat | Standard Heating and Cooling System with Manual Thermostat | Commercial | Existing | Healthcare | FL Zone 2 | Space Heating |  |  | 0 | Per End Use Consumption | [7 empty] | 31602.8836 | 30465.1798 | 1137.7038 | 0.036 |  | 11 |  |  |  | 1137.7038 | [8 empty] | 0 | 0 | 0 | 0 | 0 | 0 | 0 | [5 empty] | 0
FL Zone 2HospitalsExisting |  | XXXXXXXX | Yes | Nonequipment | Programmable Thermostat | Pre-set programmable thermostat that replaces manual thermostat | Standard Heating and Cooling System with Manual Thermostat | Commercial | Existing | Hospitals | FL Zone 2 | Space Heating |  |  | 0 | Per End Use Consumption | [7 empty] | 329297.0743 | 317442.3796 | 11854.6947 | 0.036 |  | 11 |  |  |  | 11854.6947 | [8 empty] | 0 | 0 | 0 | 0 | 0 | 0 | 0 | [5 empty] | 0
FL Zone 2InstitutionalExisting |  | XXXXXXXX | Yes | Nonequipment | Programmable Thermostat | Pre-set programmable thermostat that replaces manual thermostat | Standard Heating and Cooling System with Manual Thermostat | Commercial | Existing | Institutional | FL Zone 2 | Space Heating |  |  | 0 | Per End Use Consumption | [7 empty] | 36533.2699 | 35218.0722 | 1315.1977 | 0.036 |  | 11 |  |  |  | 1315.1977 | [8 empty] | 0 | 0 | 0 | 0 | 0 | 0 | 0 | [5 empty] | 0
FL Zone 2Lodging/HospitalityExisting |  | XXXXXXXX | Yes | Nonequipment | Programmable Thermostat | Pre-set programmable thermostat that replaces manual thermostat | Standard Heating and Cooling System with Manual Thermostat | Commercial | Existing | Lodging/Hospitality | FL Zone 2 | Space Heating |  |  | 0 | Per End Use Consumption | [7 empty] | 29969.1152 | 28890.2271 | 1078.8881 | 0.036 |  | 11 |  |  |  | 1078.8881 | [8 empty] | 0 | 0 | 0 | 0 | 0 | 0 | 0 | [5 empty] | 0
FL Zone 2MiscellaneousExisting |  | XXXXXXXX | Yes | Nonequipment | Programmable Thermostat | Pre-set programmable thermostat that replaces manual thermostat | Standard Heating and Cooling System with Manual Thermostat | Commercial | Existing | Miscellaneous | FL Zone 2 | Space Heating |  |  | 0 | Per End Use Consumption | [7 empty] | 348296.6521 | 335757.9726 | 12538.6795 | 0.036 |  | 11 |  |  |  | 12538.6795 | [8 empty] | 0 | 0 | 0 | 0 | 0 | 0 | 0 | [5 empty] | 0
FL Zone 2OfficesExisting |  | XXXXXXXX | Yes | Nonequipment | Programmable Thermostat | Pre-set programmable thermostat that replaces manual thermostat | Standard Heating and Cooling System with Manual Thermostat | Commercial | Existing | Offices | FL Zone 2 | Space Heating |  |  | 0 | Per End Use Consumption | [7 empty] | 26035.3087 | 25098.0376 | 937.2711 | 0.036 |  | 11 |  |  |  | 937.2711 | [8 empty] | 0 | 0 | 0 | 0 | 0 | 0 | 0 | [5 empty] | 0
FL Zone 2RestaurantsExisting |  | XXXXXXXX | Yes | Nonequipment | Programmable Thermostat | Pre-set programmable thermostat that replaces manual thermostat | Standard Heating and Cooling System with Manual Thermostat | Commercial | Existing | Restaurants | FL Zone 2 | Space Heating |  |  | 0 | Per End Use Consumption | [7 empty] | 18865.8351 | 18186.6651 | 679.1701 | 0.036 |  | 11 |  |  |  | 679.1701 | [8 empty] | 0 | 0 | 0 | 0 | 0 | 0 | 0 | [5 empty] | 0
FL Zone 2RetailExisting |  | XXXXXXXX | Yes | Nonequipment | Programmable Thermostat | Pre-set programmable thermostat that replaces manual thermostat | Standard Heating and Cooling System with Manual Thermostat | Commercial | Existing | Retail | FL Zone 2 | Space Heating |  |  | 0 | Per End Use Consumption | [7 empty] | 8240.1374 | 7943.4924 | 296.6449 | 0.036 |  | 11 |  |  |  | 296.6449 | [8 empty] | 0 | 0 | 0 | 0 | 0 | 0 | 0 | [5 empty] | 0
FL Zone 2Schools K-12Existing |  | XXXXXXXX | Yes | Nonequipment | Programmable Thermostat | Pre-set programmable thermostat that replaces manual thermostat | Standard Heating and Cooling System with Manual Thermostat | Commercial | Existing | Schools K-12 | FL Zone 2 | Space Heating |  |  | 0 | Per End Use Consumption | [7 empty] | 30794.1632 | 29685.5734 | 1108.5899 | 0.036 |  | 11 |  |  |  | 1108.5899 | [8 empty] | 0 | 0 | 0 | 0 | 0 | 0 | 0 | [5 empty] | 0
FL Zone 2WarehouseExisting |  | XXXXXXXX | Yes | Nonequipment | Programmable Thermostat | Pre-set programmable thermostat that replaces manual thermostat | Standard Heating and Cooling System with Manual Thermostat | Commercial | Existing | Warehouse | FL Zone 2 | Space Heating |  |  | 0 | Per End Use Consumption | [7 empty] | 3059.104 | 2948.9763 | 110.1277 | 0.036 |  | 11 |  |  |  | 110.1277 | [8 empty] | 0 | 0 | 0 | 0 | 0 | 0 | 0 | [5 empty] | 0
FL Zone 2AssemblyNew |  | XXXXXXXX | Yes | Nonequipment | Programmable Thermostat | Pre-set programmable thermostat that replaces manual thermostat | Standard Heating and Cooling System with Manual Thermostat | Commercial | New | Assembly | FL Zone 2 | Space Heating |  |  | 0 | Per End Use Consumption | [7 empty] | 7520.072 | 7249.3494 | 270.7226 | 0.036 |  | 11 |  |  |  | 270.7226 | [8 empty] | 0 | 0 | 0 | 0 | 0 | 0 | 0 | [5 empty] | 0
FL Zone 2College and UniversityNew |  | XXXXXXXX | Yes | Nonequipment | Programmable Thermostat | Pre-set programmable thermostat that replaces manual thermostat | Standard Heating and Cooling System with Manual Thermostat | Commercial | New | College and University | FL Zone 2 | Space Heating |  |  | 0 | Per End Use Consumption | [7 empty] | 44914.4217 | 43297.5026 | 1616.9192 | 0.036 |  | 11 |  |  |  | 1616.9192 | [8 empty] | 0 | 0 | 0 | 0 | 0 | 0 | 0 | [5 empty] | 0
FL Zone 2GroceryNew |  | XXXXXXXX | Yes | Nonequipment | Programmable Thermostat | Pre-set programmable thermostat that replaces manual thermostat | Standard Heating and Cooling System with Manual Thermostat | Commercial | New | Grocery | FL Zone 2 | Space Heating |  |  | 0 | Per End Use Consumption | [7 empty] | 18105.3019 | 17453.511 | 651.7909 | 0.036 |  | 11 |  |  |  | 651.7909 | [8 empty] | 0 | 0 | 0 | 0 | 0 | 0 | 0 | [5 empty] | 0
FL Zone 2HealthcareNew |  | XXXXXXXX | Yes | Nonequipment | Programmable Thermostat | Pre-set programmable thermostat that replaces manual thermostat | Standard Heating and Cooling System with Manual Thermostat | Commercial | New | Healthcare | FL Zone 2 | Space Heating |  |  | 0 | Per End Use Consumption | [7 empty] | 31602.8836 | 30465.1798 | 1137.7038 | 0.036 |  | 11 |  |  |  | 1137.7038 | [8 empty] | 0 | 0 | 0 | 0 | 0 | 0 | 0 | [5 empty] | 0
FL Zone 2HospitalsNew |  | XXXXXXXX | Yes | Nonequipment | Programmable Thermostat | Pre-set programmable thermostat that replaces manual thermostat | Standard Heating and Cooling System with Manual Thermostat | Commercial | New | Hospitals | FL Zone 2 | Space Heating |  |  | 0 | Per End Use Consumption | [7 empty] | 329297.0743 | 317442.3796 | 11854.6947 | 0.036 |  | 11 |  |  |  | 11854.6947 | [8 empty] | 0 | 0 | 0 | 0 | 0 | 0 | 0 | [5 empty] | 0
FL Zone 2InstitutionalNew |  | XXXXXXXX | Yes | Nonequipment | Programmable Thermostat | Pre-set programmable thermostat that replaces manual thermostat | Standard Heating and Cooling System with Manual Thermostat | Commercial | New | Institutional | FL Zone 2 | Space Heating |  |  | 0 | Per End Use Consumption | [7 empty] | 36533.2699 | 35218.0722 | 1315.1977 | 0.036 |  | 11 |  |  |  | 1315.1977 | [8 empty] | 0 | 0 | 0 | 0 | 0 | 0 | 0 | [5 empty] | 0
FL Zone 2Lodging/HospitalityNew |  | XXXXXXXX | Yes | Nonequipment | Programmable Thermostat | Pre-set programmable thermostat that replaces manual thermostat | Standard Heating and Cooling System with Manual Thermostat | Commercial | New | Lodging/Hospitality | FL Zone 2 | Space Heating |  |  | 0 | Per End Use Consumption | [7 empty] | 29969.1152 | 28890.2271 | 1078.8881 | 0.036 |  | 11 |  |  |  | 1078.8881 | [8 empty] | 0 | 0 | 0 | 0 | 0 | 0 | 0 | [5 empty] | 0
FL Zone 2MiscellaneousNew |  | XXXXXXXX | Yes | Nonequipment | Programmable Thermostat | Pre-set programmable thermostat that replaces manual thermostat | Standard Heating and Cooling System with Manual Thermostat | Commercial | New | Miscellaneous | FL Zone 2 | Space Heating |  |  | 0 | Per End Use Consumption | [7 empty] | 348296.6521 | 335757.9726 | 12538.6795 | 0.036 |  | 11 |  |  |  | 12538.6795 | [8 empty] | 0 | 0 | 0 | 0 | 0 | 0 | 0 | [5 empty] | 0
FL Zone 2OfficesNew |  | XXXXXXXX | Yes | Nonequipment | Programmable Thermostat | Pre-set programmable thermostat that replaces manual thermostat | Standard Heating and Cooling System with Manual Thermostat | Commercial | New | Offices | FL Zone 2 | Space Heating |  |  | 0 | Per End Use Consumption | [7 empty] | 26035.3087 | 25098.0376 | 937.2711 | 0.036 |  | 11 |  |  |  | 937.2711 | [8 empty] | 0 | 0 | 0 | 0 | 0 | 0 | 0 | [5 empty] | 0
FL Zone 2RestaurantsNew |  | XXXXXXXX | Yes | Nonequipment | Programmable Thermostat | Pre-set programmable thermostat that replaces manual thermostat | Standard Heating and Cooling System with Manual Thermostat | Commercial | New | Restaurants | FL Zone 2 | Space Heating |  |  | 0 | Per End Use Consumption | [7 empty] | 18865.8351 | 18186.6651 | 679.1701 | 0.036 |  | 11 |  |  |  | 679.1701 | [8 empty] | 0 | 0 | 0 | 0 | 0 | 0 | 0 | [5 empty] | 0
FL Zone 2RetailNew |  | XXXXXXXX | Yes | Nonequipment | Programmable Thermostat | Pre-set programmable thermostat that replaces manual thermostat | Standard Heating and Cooling System with Manual Thermostat | Commercial | New | Retail | FL Zone 2 | Space Heating |  |  | 0 | Per End Use Consumption | [7 empty] | 8240.1374 | 7943.4924 | 296.6449 | 0.036 |  | 11 |  |  |  | 296.6449 | [8 empty] | 0 | 0 | 0 | 0 | 0 | 0 | 0 | [5 empty] | 0
FL Zone 2Schools K-12New |  | XXXXXXXX | Yes | Nonequipment | Programmable Thermostat | Pre-set programmable thermostat that replaces manual thermostat | Standard Heating and Cooling System with Manual Thermostat | Commercial | New | Schools K-12 | FL Zone 2 | Space Heating |  |  | 0 | Per End Use Consumption | [7 empty] | 30794.1632 | 29685.5734 | 1108.5899 | 0.036 |  | 11 |  |  |  | 1108.5899 | [8 empty] | 0 | 0 | 0 | 0 | 0 | 0 | 0 | [5 empty] | 0
FL Zone 2WarehouseNew |  | XXXXXXXX | Yes | Nonequipment | Programmable Thermostat | Pre-set programmable thermostat that replaces manual thermostat | Standard Heating and Cooling System with Manual Thermostat | Commercial | New | Warehouse | FL Zone 2 | Space Heating |  |  | 0 | Per End Use Consumption | [7 empty] | 3059.104 | 2948.9763 | 110.1277 | 0.036 |  | 11 |  |  |  | 110.1277 | [8 empty] | 0 | 0 | 0 | 0 | 0 | 0 | 0 | [5 empty] | 0
FL Zone 2AssemblyExisting |  | XXXXXXXX | Yes | Nonequipment | PSC to ECM Evaporator Fan Motor (Reach-In) | Medium Temperature Reach-In Case with Electronically Commutated Evaporator Fan Motor | Medium Temperature Reach-In Case with Permanent Split Capacitor Evaporator Fan Motor | Commercial | Existing | Assembly | FL Zone 2 | Refrigeration |  |  | 0 | Per Unit | [7 empty] | 1343.8198 | 839.8873 | 503.9324 | 0.375 |  | 15 |  |  |  | 503.9324 | [8 empty] | 0 | 0 | 0 | 0 | 0 | 0 | 0 | [5 empty] | 0
FL Zone 2College and UniversityExisting |  | XXXXXXXX | Yes | Nonequipment | PSC to ECM Evaporator Fan Motor (Reach-In) | Medium Temperature Reach-In Case with Electronically Commutated Evaporator Fan Motor | Medium Temperature Reach-In Case with Permanent Split Capacitor Evaporator Fan Motor | Commercial | Existing | College and University | FL Zone 2 | Refrigeration |  |  | 0 | Per Unit | [7 empty] | 1343.8198 | 839.8873 | 503.9324 | 0.375 |  | 15 |  |  |  | 503.9324 | [8 empty] | 0 | 0 | 0 | 0 | 0 | 0 | 0 | [5 empty] | 0
FL Zone 2GroceryExisting |  | XXXXXXXX | Yes | Nonequipment | PSC to ECM Evaporator Fan Motor (Reach-In) | Medium Temperature Reach-In Case with Electronically Commutated Evaporator Fan Motor | Medium Temperature Reach-In Case with Permanent Split Capacitor Evaporator Fan Motor | Commercial | Existing | Grocery | FL Zone 2 | Refrigeration |  |  | 0 | Per Unit | [7 empty] | 1343.8198 | 839.8873 | 503.9324 | 0.375 |  | 15 |  |  |  | 503.9324 | [8 empty] | 0 | 0 | 0 | 0 | 0 | 0 | 0 | [5 empty] | 0
FL Zone 2HealthcareExisting |  | XXXXXXXX | Yes | Nonequipment | PSC to ECM Evaporator Fan Motor (Reach-In) | Medium Temperature Reach-In Case with Electronically Commutated Evaporator Fan Motor | Medium Temperature Reach-In Case with Permanent Split Capacitor Evaporator Fan Motor | Commercial | Existing | Healthcare | FL Zone 2 | Refrigeration |  |  | 0 | Per Unit | [7 empty] | 1343.8198 | 839.8873 | 503.9324 | 0.375 |  | 15 |  |  |  | 503.9324 | [8 empty] | 0 | 0 | 0 | 0 | 0 | 0 | 0 | [5 empty] | 0
FL Zone 2HospitalsExisting |  | XXXXXXXX | Yes | Nonequipment | PSC to ECM Evaporator Fan Motor (Reach-In) | Medium Temperature Reach-In Case with Electronically Commutated Evaporator Fan Motor | Medium Temperature Reach-In Case with Permanent Split Capacitor Evaporator Fan Motor | Commercial | Existing | Hospitals | FL Zone 2 | Refrigeration |  |  | 0 | Per Unit | [7 empty] | 1343.8198 | 839.8873 | 503.9324 | 0.375 |  | 15 |  |  |  | 503.9324 | [8 empty] | 0 | 0 | 0 | 0 | 0 | 0 | 0 | [5 empty] | 0
FL Zone 2InstitutionalExisting |  | XXXXXXXX | Yes | Nonequipment | PSC to ECM Evaporator Fan Motor (Reach-In) | Medium Temperature Reach-In Case with Electronically Commutated Evaporator Fan Motor | Medium Temperature Reach-In Case with Permanent Split Capacitor Evaporator Fan Motor | Commercial | Existing | Institutional | FL Zone 2 | Refrigeration |  |  | 0 | Per Unit | [7 empty] | 1343.8198 | 839.8873 | 503.9324 | 0.375 |  | 15 |  |  |  | 503.9324 | [8 empty] | 0 | 0 | 0 | 0 | 0 | 0 | 0 | [5 empty] | 0
FL Zone 2Lodging/HospitalityExisting |  | XXXXXXXX | Yes | Nonequipment | PSC to ECM Evaporator Fan Motor (Reach-In) | Medium Temperature Reach-In Case with Electronically Commutated Evaporator Fan Motor | Medium Temperature Reach-In Case with Permanent Split Capacitor Evaporator Fan Motor | Commercial | Existing | Lodging/Hospitality | FL Zone 2 | Refrigeration |  |  | 0 | Per Unit | [7 empty] | 1343.8198 | 839.8873 | 503.9324 | 0.375 |  | 15 |  |  |  | 503.9324 | [8 empty] | 0 | 0 | 0 | 0 | 0 | 0 | 0 | [5 empty] | 0
FL Zone 2MiscellaneousExisting |  | XXXXXXXX | Yes | Nonequipment | PSC to ECM Evaporator Fan Motor (Reach-In) | Medium Temperature Reach-In Case with Electronically Commutated Evaporator Fan Motor | Medium Temperature Reach-In Case with Permanent Split Capacitor Evaporator Fan Motor | Commercial | Existing | Miscellaneous | FL Zone 2 | Refrigeration |  |  | 0 | Per Unit | [7 empty] | 1343.8198 | 839.8873 | 503.9324 | 0.375 |  | 15 |  |  |  | 503.9324 | [8 empty] | 0 | 0 | 0 | 0 | 0 | 0 | 0 | [5 empty] | 0
FL Zone 2OfficesExisting |  | XXXXXXXX | Yes | Nonequipment | PSC to ECM Evaporator Fan Motor (Reach-In) | Medium Temperature Reach-In Case with Electronically Commutated Evaporator Fan Motor | Medium Temperature Reach-In Case with Permanent Split Capacitor Evaporator Fan Motor | Commercial | Existing | Offices | FL Zone 2 | Refrigeration |  |  | 0 | Per Unit | [7 empty] | 1343.8198 | 839.8873 | 503.9324 | 0.375 |  | 15 |  |  |  | 503.9324 | [8 empty] | 0 | 0 | 0 | 0 | 0 | 0 | 0 | [5 empty] | 0
FL Zone 2RestaurantsExisting |  | XXXXXXXX | Yes | Nonequipment | PSC to ECM Evaporator Fan Motor (Reach-In) | Medium Temperature Reach-In Case with Electronically Commutated Evaporator Fan Motor | Medium Temperature Reach-In Case with Permanent Split Capacitor Evaporator Fan Motor | Commercial | Existing | Restaurants | FL Zone 2 | Refrigeration |  |  | 0 | Per Unit | [7 empty] | 1343.8198 | 839.8873 | 503.9324 | 0.375 |  | 15 |  |  |  | 503.9324 | [8 empty] | 0 | 0 | 0 | 0 | 0 | 0 | 0 | [5 empty] | 0
FL Zone 2RetailExisting |  | XXXXXXXX | Yes | Nonequipment | PSC to ECM Evaporator Fan Motor (Reach-In) | Medium Temperature Reach-In Case with Electronically Commutated Evaporator Fan Motor | Medium Temperature Reach-In Case with Permanent Split Capacitor Evaporator Fan Motor | Commercial | Existing | Retail | FL Zone 2 | Refrigeration |  |  | 0 | Per Unit | [7 empty] | 1343.8198 | 839.8873 | 503.9324 | 0.375 |  | 15 |  |  |  | 503.9324 | [8 empty] | 0 | 0 | 0 | 0 | 0 | 0 | 0 | [5 empty] | 0
FL Zone 2Schools K-12Existing |  | XXXXXXXX | Yes | Nonequipment | PSC to ECM Evaporator Fan Motor (Reach-In) | Medium Temperature Reach-In Case with Electronically Commutated Evaporator Fan Motor | Medium Temperature Reach-In Case with Permanent Split Capacitor Evaporator Fan Motor | Commercial | Existing | Schools K-12 | FL Zone 2 | Refrigeration |  |  | 0 | Per Unit | [7 empty] | 1343.8198 | 839.8873 | 503.9324 | 0.375 |  | 15 |  |  |  | 503.9324 | [8 empty] | 0 | 0 | 0 | 0 | 0 | 0 | 0 | [5 empty] | 0
FL Zone 2WarehouseExisting |  | XXXXXXXX | Yes | Nonequipment | PSC to ECM Evaporator Fan Motor (Reach-In) | Medium Temperature Reach-In Case with Electronically Commutated Evaporator Fan Motor | Medium Temperature Reach-In Case with Permanent Split Capacitor Evaporator Fan Motor | Commercial | Existing | Warehouse | FL Zone 2 | Refrigeration |  |  | 0 | Per Unit | [7 empty] | 1343.8198 | 839.8873 | 503.9324 | 0.375 |  | 15 |  |  |  | 503.9324 | [8 empty] | 0 | 0 | 0 | 0 | 0 | 0 | 0 | [5 empty] | 0
FL Zone 2AssemblyNew |  | XXXXXXXX | Yes | Nonequipment | PSC to ECM Evaporator Fan Motor (Reach-In) | Medium Temperature Reach-In Case with Electronically Commutated Evaporator Fan Motor | Medium Temperature Reach-In Case with Permanent Split Capacitor Evaporator Fan Motor | Commercial | New | Assembly | FL Zone 2 | Refrigeration |  |  | 0 | Per Unit | [7 empty] | 1343.8198 | 839.8873 | 503.9324 | 0.375 |  | 15 |  |  |  | 503.9324 | [8 empty] | 0 | 0 | 0 | 0 | 0 | 0 | 0 | [5 empty] | 0
FL Zone 2College and UniversityNew |  | XXXXXXXX | Yes | Nonequipment | PSC to ECM Evaporator Fan Motor (Reach-In) | Medium Temperature Reach-In Case with Electronically Commutated Evaporator Fan Motor | Medium Temperature Reach-In Case with Permanent Split Capacitor Evaporator Fan Motor | Commercial | New | College and University | FL Zone 2 | Refrigeration |  |  | 0 | Per Unit | [7 empty] | 1343.8198 | 839.8873 | 503.9324 | 0.375 |  | 15 |  |  |  | 503.9324 | [8 empty] | 0 | 0 | 0 | 0 | 0 | 0 | 0 | [5 empty] | 0
FL Zone 2GroceryNew |  | XXXXXXXX | Yes | Nonequipment | PSC to ECM Evaporator Fan Motor (Reach-In) | Medium Temperature Reach-In Case with Electronically Commutated Evaporator Fan Motor | Medium Temperature Reach-In Case with Permanent Split Capacitor Evaporator Fan Motor | Commercial | New | Grocery | FL Zone 2 | Refrigeration |  |  | 0 | Per Unit | [7 empty] | 1343.8198 | 839.8873 | 503.9324 | 0.375 |  | 15 |  |  |  | 503.9324 | [8 empty] | 0 | 0 | 0 | 0 | 0 | 0 | 0 | [5 empty] | 0
FL Zone 2HealthcareNew |  | XXXXXXXX | Yes | Nonequipment | PSC to ECM Evaporator Fan Motor (Reach-In) | Medium Temperature Reach-In Case with Electronically Commutated Evaporator Fan Motor | Medium Temperature Reach-In Case with Permanent Split Capacitor Evaporator Fan Motor | Commercial | New | Healthcare | FL Zone 2 | Refrigeration |  |  | 0 | Per Unit | [7 empty] | 1343.8198 | 839.8873 | 503.9324 | 0.375 |  | 15 |  |  |  | 503.9324 | [8 empty] | 0 | 0 | 0 | 0 | 0 | 0 | 0 | [5 empty] | 0
FL Zone 2HospitalsNew |  | XXXXXXXX | Yes | Nonequipment | PSC to ECM Evaporator Fan Motor (Reach-In) | Medium Temperature Reach-In Case with Electronically Commutated Evaporator Fan Motor | Medium Temperature Reach-In Case with Permanent Split Capacitor Evaporator Fan Motor | Commercial | New | Hospitals | FL Zone 2 | Refrigeration |  |  | 0 | Per Unit | [7 empty] | 1343.8198 | 839.8873 | 503.9324 | 0.375 |  | 15 |  |  |  | 503.9324 | [8 empty] | 0 | 0 | 0 | 0 | 0 | 0 | 0 | [5 empty] | 0
FL Zone 2InstitutionalNew |  | XXXXXXXX | Yes | Nonequipment | PSC to ECM Evaporator Fan Motor (Reach-In) | Medium Temperature Reach-In Case with Electronically Commutated Evaporator Fan Motor | Medium Temperature Reach-In Case with Permanent Split Capacitor Evaporator Fan Motor | Commercial | New | Institutional | FL Zone 2 | Refrigeration |  |  | 0 | Per Unit | [7 empty] | 1343.8198 | 839.8873 | 503.9324 | 0.375 |  | 15 |  |  |  | 503.9324 | [8 empty] | 0 | 0 | 0 | 0 | 0 | 0 | 0 | [5 empty] | 0
FL Zone 2Lodging/HospitalityNew |  | XXXXXXXX | Yes | Nonequipment | PSC to ECM Evaporator Fan Motor (Reach-In) | Medium Temperature Reach-In Case with Electronically Commutated Evaporator Fan Motor | Medium Temperature Reach-In Case with Permanent Split Capacitor Evaporator Fan Motor | Commercial | New | Lodging/Hospitality | FL Zone 2 | Refrigeration |  |  | 0 | Per Unit | [7 empty] | 1343.8198 | 839.8873 | 503.9324 | 0.375 |  | 15 |  |  |  | 503.9324 | [8 empty] | 0 | 0 | 0 | 0 | 0 | 0 | 0 | [5 empty] | 0
FL Zone 2MiscellaneousNew |  | XXXXXXXX | Yes | Nonequipment | PSC to ECM Evaporator Fan Motor (Reach-In) | Medium Temperature Reach-In Case with Electronically Commutated Evaporator Fan Motor | Medium Temperature Reach-In Case with Permanent Split Capacitor Evaporator Fan Motor | Commercial | New | Miscellaneous | FL Zone 2 | Refrigeration |  |  | 0 | Per Unit | [7 empty] | 1343.8198 | 839.8873 | 503.9324 | 0.375 |  | 15 |  |  |  | 503.9324 | [8 empty] | 0 | 0 | 0 | 0 | 0 | 0 | 0 | [5 empty] | 0
FL Zone 2OfficesNew |  | XXXXXXXX | Yes | Nonequipment | PSC to ECM Evaporator Fan Motor (Reach-In) | Medium Temperature Reach-In Case with Electronically Commutated Evaporator Fan Motor | Medium Temperature Reach-In Case with Permanent Split Capacitor Evaporator Fan Motor | Commercial | New | Offices | FL Zone 2 | Refrigeration |  |  | 0 | Per Unit | [7 empty] | 1343.8198 | 839.8873 | 503.9324 | 0.375 |  | 15 |  |  |  | 503.9324 | [8 empty] | 0 | 0 | 0 | 0 | 0 | 0 | 0 | [5 empty] | 0
FL Zone 2RestaurantsNew |  | XXXXXXXX | Yes | Nonequipment | PSC to ECM Evaporator Fan Motor (Reach-In) | Medium Temperature Reach-In Case with Electronically Commutated Evaporator Fan Motor | Medium Temperature Reach-In Case with Permanent Split Capacitor Evaporator Fan Motor | Commercial | New | Restaurants | FL Zone 2 | Refrigeration |  |  | 0 | Per Unit | [7 empty] | 1343.8198 | 839.8873 | 503.9324 | 0.375 |  | 15 |  |  |  | 503.9324 | [8 empty] | 0 | 0 | 0 | 0 | 0 | 0 | 0 | [5 empty] | 0
FL Zone 2RetailNew |  | XXXXXXXX | Yes | Nonequipment | PSC to ECM Evaporator Fan Motor (Reach-In) | Medium Temperature Reach-In Case with Electronically Commutated Evaporator Fan Motor | Medium Temperature Reach-In Case with Permanent Split Capacitor Evaporator Fan Motor | Commercial | New | Retail | FL Zone 2 | Refrigeration |  |  | 0 | Per Unit | [7 empty] | 1343.8198 | 839.8873 | 503.9324 | 0.375 |  | 15 |  |  |  | 503.9324 | [8 empty] | 0 | 0 | 0 | 0 | 0 | 0 | 0 | [5 empty] | 0
FL Zone 2Schools K-12New |  | XXXXXXXX | Yes | Nonequipment | PSC to ECM Evaporator Fan Motor (Reach-In) | Medium Temperature Reach-In Case with Electronically Commutated Evaporator Fan Motor | Medium Temperature Reach-In Case with Permanent Split Capacitor Evaporator Fan Motor | Commercial | New | Schools K-12 | FL Zone 2 | Refrigeration |  |  | 0 | Per Unit | [7 empty] | 1343.8198 | 839.8873 | 503.9324 | 0.375 |  | 15 |  |  |  | 503.9324 | [8 empty] | 0 | 0 | 0 | 0 | 0 | 0 | 0 | [5 empty] | 0
FL Zone 2WarehouseNew |  | XXXXXXXX | Yes | Nonequipment | PSC to ECM Evaporator Fan Motor (Reach-In) | Medium Temperature Reach-In Case with Electronically Commutated Evaporator Fan Motor | Medium Temperature Reach-In Case with Permanent Split Capacitor Evaporator Fan Motor | Commercial | New | Warehouse | FL Zone 2 | Refrigeration |  |  | 0 | Per Unit | [7 empty] | 1343.8198 | 839.8873 | 503.9324 | 0.375 |  | 15 |  |  |  | 503.9324 | [8 empty] | 0 | 0 | 0 | 0 | 0 | 0 | 0 | [5 empty] | 0
FL Zone 2AssemblyExisting |  | XXXXXXXX | Yes | Nonequipment | PSC to ECM Evaporator Fan Motor (Walk-In, Refrigerator) | Medium Temperature Walk-In Case with Electronically Commutated Evaporator Fan Motor | Medium Temperature Reach-In Case with Permanent Split Capacitor Evaporator Fan Motor | Commercial | Existing | Assembly | FL Zone 2 | Refrigeration |  |  | 0 | Per Unit | [7 empty] | 872.1376 | 545.086 | 327.0516 | 0.375 |  | 15 |  |  |  | 327.0516 | [8 empty] | 0 | 0 | 0 | 0 | 0 | 0 | 0 | [5 empty] | 0
FL Zone 2College and UniversityExisting |  | XXXXXXXX | Yes | Nonequipment | PSC to ECM Evaporator Fan Motor (Walk-In, Refrigerator) | Medium Temperature Walk-In Case with Electronically Commutated Evaporator Fan Motor | Medium Temperature Reach-In Case with Permanent Split Capacitor Evaporator Fan Motor | Commercial | Existing | College and University | FL Zone 2 | Refrigeration |  |  | 0 | Per Unit | [7 empty] | 872.1376 | 545.086 | 327.0516 | 0.375 |  | 15 |  |  |  | 327.0516 | [8 empty] | 0 | 0 | 0 | 0 | 0 | 0 | 0 | [5 empty] | 0
FL Zone 2GroceryExisting |  | XXXXXXXX | Yes | Nonequipment | PSC to ECM Evaporator Fan Motor (Walk-In, Refrigerator) | Medium Temperature Walk-In Case with Electronically Commutated Evaporator Fan Motor | Medium Temperature Reach-In Case with Permanent Split Capacitor Evaporator Fan Motor | Commercial | Existing | Grocery | FL Zone 2 | Refrigeration |  |  | 0 | Per Unit | [7 empty] | 872.1376 | 545.086 | 327.0516 | 0.375 |  | 15 |  |  |  | 327.0516 | [8 empty] | 0 | 0 | 0 | 0 | 0 | 0 | 0 | [5 empty] | 0
FL Zone 2HealthcareExisting |  | XXXXXXXX | Yes | Nonequipment | PSC to ECM Evaporator Fan Motor (Walk-In, Refrigerator) | Medium Temperature Walk-In Case with Electronically Commutated Evaporator Fan Motor | Medium Temperature Reach-In Case with Permanent Split Capacitor Evaporator Fan Motor | Commercial | Existing | Healthcare | FL Zone 2 | Refrigeration |  |  | 0 | Per Unit | [7 empty] | 872.1376 | 545.086 | 327.0516 | 0.375 |  | 15 |  |  |  | 327.0516 | [8 empty] | 0 | 0 | 0 | 0 | 0 | 0 | 0 | [5 empty] | 0
FL Zone 2HospitalsExisting |  | XXXXXXXX | Yes | Nonequipment | PSC to ECM Evaporator Fan Motor (Walk-In, Refrigerator) | Medium Temperature Walk-In Case with Electronically Commutated Evaporator Fan Motor | Medium Temperature Reach-In Case with Permanent Split Capacitor Evaporator Fan Motor | Commercial | Existing | Hospitals | FL Zone 2 | Refrigeration |  |  | 0 | Per Unit | [7 empty] | 872.1376 | 545.086 | 327.0516 | 0.375 |  | 15 |  |  |  | 327.0516 | [8 empty] | 0 | 0 | 0 | 0 | 0 | 0 | 0 | [5 empty] | 0
FL Zone 2InstitutionalExisting |  | XXXXXXXX | Yes | Nonequipment | PSC to ECM Evaporator Fan Motor (Walk-In, Refrigerator) | Medium Temperature Walk-In Case with Electronically Commutated Evaporator Fan Motor | Medium Temperature Reach-In Case with Permanent Split Capacitor Evaporator Fan Motor | Commercial | Existing | Institutional | FL Zone 2 | Refrigeration |  |  | 0 | Per Unit | [7 empty] | 872.1376 | 545.086 | 327.0516 | 0.375 |  | 15 |  |  |  | 327.0516 | [8 empty] | 0 | 0 | 0 | 0 | 0 | 0 | 0 | [5 empty] | 0
FL Zone 2Lodging/HospitalityExisting |  | XXXXXXXX | Yes | Nonequipment | PSC to ECM Evaporator Fan Motor (Walk-In, Refrigerator) | Medium Temperature Walk-In Case with Electronically Commutated Evaporator Fan Motor | Medium Temperature Reach-In Case with Permanent Split Capacitor Evaporator Fan Motor | Commercial | Existing | Lodging/Hospitality | FL Zone 2 | Refrigeration |  |  | 0 | Per Unit | [7 empty] | 872.1376 | 545.086 | 327.0516 | 0.375 |  | 15 |  |  |  | 327.0516 | [8 empty] | 0 | 0 | 0 | 0 | 0 | 0 | 0 | [5 empty] | 0
FL Zone 2MiscellaneousExisting |  | XXXXXXXX | Yes | Nonequipment | PSC to ECM Evaporator Fan Motor (Walk-In, Refrigerator) | Medium Temperature Walk-In Case with Electronically Commutated Evaporator Fan Motor | Medium Temperature Reach-In Case with Permanent Split Capacitor Evaporator Fan Motor | Commercial | Existing | Miscellaneous | FL Zone 2 | Refrigeration |  |  | 0 | Per Unit | [7 empty] | 872.1376 | 545.086 | 327.0516 | 0.375 |  | 15 |  |  |  | 327.0516 | [8 empty] | 0 | 0 | 0 | 0 | 0 | 0 | 0 | [5 empty] | 0
FL Zone 2OfficesExisting |  | XXXXXXXX | Yes | Nonequipment | PSC to ECM Evaporator Fan Motor (Walk-In, Refrigerator) | Medium Temperature Walk-In Case with Electronically Commutated Evaporator Fan Motor | Medium Temperature Reach-In Case with Permanent Split Capacitor Evaporator Fan Motor | Commercial | Existing | Offices | FL Zone 2 | Refrigeration |  |  | 0 | Per Unit | [7 empty] | 872.1376 | 545.086 | 327.0516 | 0.375 |  | 15 |  |  |  | 327.0516 | [8 empty] | 0 | 0 | 0 | 0 | 0 | 0 | 0 | [5 empty] | 0
FL Zone 2RestaurantsExisting |  | XXXXXXXX | Yes | Nonequipment | PSC to ECM Evaporator Fan Motor (Walk-In, Refrigerator) | Medium Temperature Walk-In Case with Electronically Commutated Evaporator Fan Motor | Medium Temperature Reach-In Case with Permanent Split Capacitor Evaporator Fan Motor | Commercial | Existing | Restaurants | FL Zone 2 | Refrigeration |  |  | 0 | Per Unit | [7 empty] | 872.1376 | 545.086 | 327.0516 | 0.375 |  | 15 |  |  |  | 327.0516 | [8 empty] | 0 | 0 | 0 | 0 | 0 | 0 | 0 | [5 empty] | 0
FL Zone 2RetailExisting |  | XXXXXXXX | Yes | Nonequipment | PSC to ECM Evaporator Fan Motor (Walk-In, Refrigerator) | Medium Temperature Walk-In Case with Electronically Commutated Evaporator Fan Motor | Medium Temperature Reach-In Case with Permanent Split Capacitor Evaporator Fan Motor | Commercial | Existing | Retail | FL Zone 2 | Refrigeration |  |  | 0 | Per Unit | [7 empty] | 872.1376 | 545.086 | 327.0516 | 0.375 |  | 15 |  |  |  | 327.0516 | [8 empty] | 0 | 0 | 0 | 0 | 0 | 0 | 0 | [5 empty] | 0
FL Zone 2Schools K-12Existing |  | XXXXXXXX | Yes | Nonequipment | PSC to ECM Evaporator Fan Motor (Walk-In, Refrigerator) | Medium Temperature Walk-In Case with Electronically Commutated Evaporator Fan Motor | Medium Temperature Reach-In Case with Permanent Split Capacitor Evaporator Fan Motor | Commercial | Existing | Schools K-12 | FL Zone 2 | Refrigeration |  |  | 0 | Per Unit | [7 empty] | 872.1376 | 545.086 | 327.0516 | 0.375 |  | 15 |  |  |  | 327.0516 | [8 empty] | 0 | 0 | 0 | 0 | 0 | 0 | 0 | [5 empty] | 0
FL Zone 2WarehouseExisting |  | XXXXXXXX | Yes | Nonequipment | PSC to ECM Evaporator Fan Motor (Walk-In, Refrigerator) | Medium Temperature Walk-In Case with Electronically Commutated Evaporator Fan Motor | Medium Temperature Reach-In Case with Permanent Split Capacitor Evaporator Fan Motor | Commercial | Existing | Warehouse | FL Zone 2 | Refrigeration |  |  | 0 | Per Unit | [7 empty] | 872.1376 | 545.086 | 327.0516 | 0.375 |  | 15 |  |  |  | 327.0516 | [8 empty] | 0 | 0 | 0 | 0 | 0 | 0 | 0 | [5 empty] | 0
FL Zone 2AssemblyNew |  | XXXXXXXX | Yes | Nonequipment | PSC to ECM Evaporator Fan Motor (Walk-In, Refrigerator) | Medium Temperature Walk-In Case with Electronically Commutated Evaporator Fan Motor | Medium Temperature Reach-In Case with Permanent Split Capacitor Evaporator Fan Motor | Commercial | New | Assembly | FL Zone 2 | Refrigeration |  |  | 0 | Per Unit | [7 empty] | 872.1376 | 545.086 | 327.0516 | 0.375 |  | 15 |  |  |  | 327.0516 | [8 empty] | 0 | 0 | 0 | 0 | 0 | 0 | 0 | [5 empty] | 0
FL Zone 2College and UniversityNew |  | XXXXXXXX | Yes | Nonequipment | PSC to ECM Evaporator Fan Motor (Walk-In, Refrigerator) | Medium Temperature Walk-In Case with Electronically Commutated Evaporator Fan Motor | Medium Temperature Reach-In Case with Permanent Split Capacitor Evaporator Fan Motor | Commercial | New | College and University | FL Zone 2 | Refrigeration |  |  | 0 | Per Unit | [7 empty] | 872.1376 | 545.086 | 327.0516 | 0.375 |  | 15 |  |  |  | 327.0516 | [8 empty] | 0 | 0 | 0 | 0 | 0 | 0 | 0 | [5 empty] | 0
FL Zone 2GroceryNew |  | XXXXXXXX | Yes | Nonequipment | PSC to ECM Evaporator Fan Motor (Walk-In, Refrigerator) | Medium Temperature Walk-In Case with Electronically Commutated Evaporator Fan Motor | Medium Temperature Reach-In Case with Permanent Split Capacitor Evaporator Fan Motor | Commercial | New | Grocery | FL Zone 2 | Refrigeration |  |  | 0 | Per Unit | [7 empty] | 872.1376 | 545.086 | 327.0516 | 0.375 |  | 15 |  |  |  | 327.0516 | [8 empty] | 0 | 0 | 0 | 0 | 0 | 0 | 0 | [5 empty] | 0
FL Zone 2HealthcareNew |  | XXXXXXXX | Yes | Nonequipment | PSC to ECM Evaporator Fan Motor (Walk-In, Refrigerator) | Medium Temperature Walk-In Case with Electronically Commutated Evaporator Fan Motor | Medium Temperature Reach-In Case with Permanent Split Capacitor Evaporator Fan Motor | Commercial | New | Healthcare | FL Zone 2 | Refrigeration |  |  | 0 | Per Unit | [7 empty] | 872.1376 | 545.086 | 327.0516 | 0.375 |  | 15 |  |  |  | 327.0516 | [8 empty] | 0 | 0 | 0 | 0 | 0 | 0 | 0 | [5 empty] | 0
FL Zone 2HospitalsNew |  | XXXXXXXX | Yes | Nonequipment | PSC to ECM Evaporator Fan Motor (Walk-In, Refrigerator) | Medium Temperature Walk-In Case with Electronically Commutated Evaporator Fan Motor | Medium Temperature Reach-In Case with Permanent Split Capacitor Evaporator Fan Motor | Commercial | New | Hospitals | FL Zone 2 | Refrigeration |  |  | 0 | Per Unit | [7 empty] | 872.1376 | 545.086 | 327.0516 | 0.375 |  | 15 |  |  |  | 327.0516 | [8 empty] | 0 | 0 | 0 | 0 | 0 | 0 | 0 | [5 empty] | 0
FL Zone 2InstitutionalNew |  | XXXXXXXX | Yes | Nonequipment | PSC to ECM Evaporator Fan Motor (Walk-In, Refrigerator) | Medium Temperature Walk-In Case with Electronically Commutated Evaporator Fan Motor | Medium Temperature Reach-In Case with Permanent Split Capacitor Evaporator Fan Motor | Commercial | New | Institutional | FL Zone 2 | Refrigeration |  |  | 0 | Per Unit | [7 empty] | 872.1376 | 545.086 | 327.0516 | 0.375 |  | 15 |  |  |  | 327.0516 | [8 empty] | 0 | 0 | 0 | 0 | 0 | 0 | 0 | [5 empty] | 0
FL Zone 2Lodging/HospitalityNew |  | XXXXXXXX | Yes | Nonequipment | PSC to ECM Evaporator Fan Motor (Walk-In, Refrigerator) | Medium Temperature Walk-In Case with Electronically Commutated Evaporator Fan Motor | Medium Temperature Reach-In Case with Permanent Split Capacitor Evaporator Fan Motor | Commercial | New | Lodging/Hospitality | FL Zone 2 | Refrigeration |  |  | 0 | Per Unit | [7 empty] | 872.1376 | 545.086 | 327.0516 | 0.375 |  | 15 |  |  |  | 327.0516 | [8 empty] | 0 | 0 | 0 | 0 | 0 | 0 | 0 | [5 empty] | 0
FL Zone 2MiscellaneousNew |  | XXXXXXXX | Yes | Nonequipment | PSC to ECM Evaporator Fan Motor (Walk-In, Refrigerator) | Medium Temperature Walk-In Case with Electronically Commutated Evaporator Fan Motor | Medium Temperature Reach-In Case with Permanent Split Capacitor Evaporator Fan Motor | Commercial | New | Miscellaneous | FL Zone 2 | Refrigeration |  |  | 0 | Per Unit | [7 empty] | 872.1376 | 545.086 | 327.0516 | 0.375 |  | 15 |  |  |  | 327.0516 | [8 empty] | 0 | 0 | 0 | 0 | 0 | 0 | 0 | [5 empty] | 0
FL Zone 2OfficesNew |  | XXXXXXXX | Yes | Nonequipment | PSC to ECM Evaporator Fan Motor (Walk-In, Refrigerator) | Medium Temperature Walk-In Case with Electronically Commutated Evaporator Fan Motor | Medium Temperature Reach-In Case with Permanent Split Capacitor Evaporator Fan Motor | Commercial | New | Offices | FL Zone 2 | Refrigeration |  |  | 0 | Per Unit | [7 empty] | 872.1376 | 545.086 | 327.0516 | 0.375 |  | 15 |  |  |  | 327.0516 | [8 empty] | 0 | 0 | 0 | 0 | 0 | 0 | 0 | [5 empty] | 0
FL Zone 2RestaurantsNew |  | XXXXXXXX | Yes | Nonequipment | PSC to ECM Evaporator Fan Motor (Walk-In, Refrigerator) | Medium Temperature Walk-In Case with Electronically Commutated Evaporator Fan Motor | Medium Temperature Reach-In Case with Permanent Split Capacitor Evaporator Fan Motor | Commercial | New | Restaurants | FL Zone 2 | Refrigeration |  |  | 0 | Per Unit | [7 empty] | 872.1376 | 545.086 | 327.0516 | 0.375 |  | 15 |  |  |  | 327.0516 | [8 empty] | 0 | 0 | 0 | 0 | 0 | 0 | 0 | [5 empty] | 0
FL Zone 2RetailNew |  | XXXXXXXX | Yes | Nonequipment | PSC to ECM Evaporator Fan Motor (Walk-In, Refrigerator) | Medium Temperature Walk-In Case with Electronically Commutated Evaporator Fan Motor | Medium Temperature Reach-In Case with Permanent Split Capacitor Evaporator Fan Motor | Commercial | New | Retail | FL Zone 2 | Refrigeration |  |  | 0 | Per Unit | [7 empty] | 872.1376 | 545.086 | 327.0516 | 0.375 |  | 15 |  |  |  | 327.0516 | [8 empty] | 0 | 0 | 0 | 0 | 0 | 0 | 0 | [5 empty] | 0
FL Zone 2Schools K-12New |  | XXXXXXXX | Yes | Nonequipment | PSC to ECM Evaporator Fan Motor (Walk-In, Refrigerator) | Medium Temperature Walk-In Case with Electronically Commutated Evaporator Fan Motor | Medium Temperature Reach-In Case with Permanent Split Capacitor Evaporator Fan Motor | Commercial | New | Schools K-12 | FL Zone 2 | Refrigeration |  |  | 0 | Per Unit | [7 empty] | 872.1376 | 545.086 | 327.0516 | 0.375 |  | 15 |  |  |  | 327.0516 | [8 empty] | 0 | 0 | 0 | 0 | 0 | 0 | 0 | [5 empty] | 0
FL Zone 2WarehouseNew |  | XXXXXXXX | Yes | Nonequipment | PSC to ECM Evaporator Fan Motor (Walk-In, Refrigerator) | Medium Temperature Walk-In Case with Electronically Commutated Evaporator Fan Motor | Medium Temperature Reach-In Case with Permanent Split Capacitor Evaporator Fan Motor | Commercial | New | Warehouse | FL Zone 2 | Refrigeration |  |  | 0 | Per Unit | [7 empty] | 872.1376 | 545.086 | 327.0516 | 0.375 |  | 15 |  |  |  | 327.0516 | [8 empty] | 0 | 0 | 0 | 0 | 0 | 0 | 0 | [5 empty] | 0
FL Zone 2AssemblyTurnover |  | XXXXXXXX | Yes | Equipment | Refrigerated Display Case LED Lighting | 60" Refrigerated Case LED Strip | Lumen-Equivalent 32-Watt T8 Fixture | Commercial | Turnover | Assembly | FL Zone 2 | Refrigeration | Display cases |  | 0 | Per Unit | [7 empty] | 2434.55 | 2273.5603 | 160.9897 | 0.066127 |  | 8 |  |  |  | 160.9897 | [8 empty] | 0 | 0 | 0 | 0 | 0 | 0 | 0 | [5 empty] | 0
FL Zone 2College and UniversityTurnover |  | XXXXXXXX | Yes | Equipment | Refrigerated Display Case LED Lighting | 60" Refrigerated Case LED Strip | Lumen-Equivalent 32-Watt T8 Fixture | Commercial | Turnover | College and University | FL Zone 2 | Refrigeration | Display cases |  | 0 | Per Unit | [7 empty] | 2434.55 | 2273.5603 | 160.9897 | 0.066127 |  | 8 |  |  |  | 160.9897 | [8 empty] | 0 | 0 | 0 | 0 | 0 | 0 | 0 | [5 empty] | 0
FL Zone 2GroceryTurnover |  | XXXXXXXX | Yes | Equipment | Refrigerated Display Case LED Lighting | 60" Refrigerated Case LED Strip | Lumen-Equivalent 32-Watt T8 Fixture | Commercial | Turnover | Grocery | FL Zone 2 | Refrigeration | Display cases |  | 0 | Per Unit | [7 empty] | 2434.55 | 2273.5603 | 160.9897 | 0.066127 |  | 8 |  |  |  | 160.9897 | [8 empty] | 0 | 0 | 0 | 0 | 0 | 0 | 0 | [5 empty] | 0
FL Zone 2HealthcareTurnover |  | XXXXXXXX | Yes | Equipment | Refrigerated Display Case LED Lighting | 60" Refrigerated Case LED Strip | Lumen-Equivalent 32-Watt T8 Fixture | Commercial | Turnover | Healthcare | FL Zone 2 | Refrigeration | Display cases |  | 0 | Per Unit | [7 empty] | 2434.55 | 2273.5603 | 160.9897 | 0.066127 |  | 8 |  |  |  | 160.9897 | [8 empty] | 0 | 0 | 0 | 0 | 0 | 0 | 0 | [5 empty] | 0
FL Zone 2HospitalsTurnover |  | XXXXXXXX | Yes | Equipment | Refrigerated Display Case LED Lighting | 60" Refrigerated Case LED Strip | Lumen-Equivalent 32-Watt T8 Fixture | Commercial | Turnover | Hospitals | FL Zone 2 | Refrigeration | Display cases |  | 0 | Per Unit | [7 empty] | 2434.55 | 2273.5603 | 160.9897 | 0.066127 |  | 8 |  |  |  | 160.9897 | [8 empty] | 0 | 0 | 0 | 0 | 0 | 0 | 0 | [5 empty] | 0
FL Zone 2InstitutionalTurnover |  | XXXXXXXX | Yes | Equipment | Refrigerated Display Case LED Lighting | 60" Refrigerated Case LED Strip | Lumen-Equivalent 32-Watt T8 Fixture | Commercial | Turnover | Institutional | FL Zone 2 | Refrigeration | Display cases |  | 0 | Per Unit | [7 empty] | 2434.55 | 2273.5603 | 160.9897 | 0.066127 |  | 8 |  |  |  | 160.9897 | [8 empty] | 0 | 0 | 0 | 0 | 0 | 0 | 0 | [5 empty] | 0
FL Zone 2Lodging/HospitalityTurnover |  | XXXXXXXX | Yes | Equipment | Refrigerated Display Case LED Lighting | 60" Refrigerated Case LED Strip | Lumen-Equivalent 32-Watt T8 Fixture | Commercial | Turnover | Lodging/Hospitality | FL Zone 2 | Refrigeration | Display cases |  | 0 | Per Unit | [7 empty] | 2434.55 | 2273.5603 | 160.9897 | 0.066127 |  | 8 |  |  |  | 160.9897 | [8 empty] | 0 | 0 | 0 | 0 | 0 | 0 | 0 | [5 empty] | 0
FL Zone 2MiscellaneousTurnover |  | XXXXXXXX | Yes | Equipment | Refrigerated Display Case LED Lighting | 60" Refrigerated Case LED Strip | Lumen-Equivalent 32-Watt T8 Fixture | Commercial | Turnover | Miscellaneous | FL Zone 2 | Refrigeration | Display cases |  | 0 | Per Unit | [7 empty] | 2434.55 | 2273.5603 | 160.9897 | 0.066127 |  | 8 |  |  |  | 160.9897 | [8 empty] | 0 | 0 | 0 | 0 | 0 | 0 | 0 | [5 empty] | 0
FL Zone 2OfficesTurnover |  | XXXXXXXX | Yes | Equipment | Refrigerated Display Case LED Lighting | 60" Refrigerated Case LED Strip | Lumen-Equivalent 32-Watt T8 Fixture | Commercial | Turnover | Offices | FL Zone 2 | Refrigeration | Display cases |  | 0 | Per Unit | [7 empty] | 2434.55 | 2273.5603 | 160.9897 | 0.066127 |  | 8 |  |  |  | 160.9897 | [8 empty] | 0 | 0 | 0 | 0 | 0 | 0 | 0 | [5 empty] | 0
FL Zone 2RestaurantsTurnover |  | XXXXXXXX | Yes | Equipment | Refrigerated Display Case LED Lighting | 60" Refrigerated Case LED Strip | Lumen-Equivalent 32-Watt T8 Fixture | Commercial | Turnover | Restaurants | FL Zone 2 | Refrigeration | Display cases |  | 0 | Per Unit | [7 empty] | 2434.55 | 2273.5603 | 160.9897 | 0.066127 |  | 8 |  |  |  | 160.9897 | [8 empty] | 0 | 0 | 0 | 0 | 0 | 0 | 0 | [5 empty] | 0
FL Zone 2RetailTurnover |  | XXXXXXXX | Yes | Equipment | Refrigerated Display Case LED Lighting | 60" Refrigerated Case LED Strip | Lumen-Equivalent 32-Watt T8 Fixture | Commercial | Turnover | Retail | FL Zone 2 | Refrigeration | Display cases |  | 0 | Per Unit | [7 empty] | 2434.55 | 2273.5603 | 160.9897 | 0.066127 |  | 8 |  |  |  | 160.9897 | [8 empty] | 0 | 0 | 0 | 0 | 0 | 0 | 0 | [5 empty] | 0
FL Zone 2Schools K-12Turnover |  | XXXXXXXX | Yes | Equipment | Refrigerated Display Case LED Lighting | 60" Refrigerated Case LED Strip | Lumen-Equivalent 32-Watt T8 Fixture | Commercial | Turnover | Schools K-12 | FL Zone 2 | Refrigeration | Display cases |  | 0 | Per Unit | [7 empty] | 2434.55 | 2273.5603 | 160.9897 | 0.066127 |  | 8 |  |  |  | 160.9897 | [8 empty] | 0 | 0 | 0 | 0 | 0 | 0 | 0 | [5 empty] | 0
FL Zone 2WarehouseTurnover |  | XXXXXXXX | Yes | Equipment | Refrigerated Display Case LED Lighting | 60" Refrigerated Case LED Strip | Lumen-Equivalent 32-Watt T8 Fixture | Commercial | Turnover | Warehouse | FL Zone 2 | Refrigeration | Display cases |  | 0 | Per Unit | [7 empty] | 2434.55 | 2273.5603 | 160.9897 | 0.066127 |  | 8 |  |  |  | 160.9897 | [8 empty] | 0 | 0 | 0 | 0 | 0 | 0 | 0 | [5 empty] | 0
FL Zone 2AssemblyNew |  | XXXXXXXX | Yes | Equipment | Refrigerated Display Case LED Lighting | 60" Refrigerated Case LED Strip | Lumen-Equivalent 32-Watt T8 Fixture | Commercial | New | Assembly | FL Zone 2 | Refrigeration | Display cases |  | 0 | Per Unit | [7 empty] | 2434.55 | 2434.55 | 0 | 0 |  | 8 |  |  |  | 0 | [8 empty] | 0 | 0 | 0 | 0 | 0 | 0 | 0 | [5 empty] | 0
FL Zone 2College and UniversityNew |  | XXXXXXXX | Yes | Equipment | Refrigerated Display Case LED Lighting | 60" Refrigerated Case LED Strip | Lumen-Equivalent 32-Watt T8 Fixture | Commercial | New | College and University | FL Zone 2 | Refrigeration | Display cases |  | 0 | Per Unit | [7 empty] | 2434.55 | 2434.55 | 0 | 0 |  | 8 |  |  |  | 0 | [8 empty] | 0 | 0 | 0 | 0 | 0 | 0 | 0 | [5 empty] | 0
FL Zone 2GroceryNew |  | XXXXXXXX | Yes | Equipment | Refrigerated Display Case LED Lighting | 60" Refrigerated Case LED Strip | Lumen-Equivalent 32-Watt T8 Fixture | Commercial | New | Grocery | FL Zone 2 | Refrigeration | Display cases |  | 0 | Per Unit | [7 empty] | 2434.55 | 2434.55 | 0 | 0 |  | 8 |  |  |  | 0 | [8 empty] | 0 | 0 | 0 | 0 | 0 | 0 | 0 | [5 empty] | 0
FL Zone 2HealthcareNew |  | XXXXXXXX | Yes | Equipment | Refrigerated Display Case LED Lighting | 60" Refrigerated Case LED Strip | Lumen-Equivalent 32-Watt T8 Fixture | Commercial | New | Healthcare | FL Zone 2 | Refrigeration | Display cases |  | 0 | Per Unit | [7 empty] | 2434.55 | 2434.55 | 0 | 0 |  | 8 |  |  |  | 0 | [8 empty] | 0 | 0 | 0 | 0 | 0 | 0 | 0 | [5 empty] | 0
FL Zone 2HospitalsNew |  | XXXXXXXX | Yes | Equipment | Refrigerated Display Case LED Lighting | 60" Refrigerated Case LED Strip | Lumen-Equivalent 32-Watt T8 Fixture | Commercial | New | Hospitals | FL Zone 2 | Refrigeration | Display cases |  | 0 | Per Unit | [7 empty] | 2434.55 | 2434.55 | 0 | 0 |  | 8 |  |  |  | 0 | [8 empty] | 0 | 0 | 0 | 0 | 0 | 0 | 0 | [5 empty] | 0
FL Zone 2InstitutionalNew |  | XXXXXXXX | Yes | Equipment | Refrigerated Display Case LED Lighting | 60" Refrigerated Case LED Strip | Lumen-Equivalent 32-Watt T8 Fixture | Commercial | New | Institutional | FL Zone 2 | Refrigeration | Display cases |  | 0 | Per Unit | [7 empty] | 2434.55 | 2434.55 | 0 | 0 |  | 8 |  |  |  | 0 | [8 empty] | 0 | 0 | 0 | 0 | 0 | 0 | 0 | [5 empty] | 0
FL Zone 2Lodging/HospitalityNew |  | XXXXXXXX | Yes | Equipment | Refrigerated Display Case LED Lighting | 60" Refrigerated Case LED Strip | Lumen-Equivalent 32-Watt T8 Fixture | Commercial | New | Lodging/Hospitality | FL Zone 2 | Refrigeration | Display cases |  | 0 | Per Unit | [7 empty] | 2434.55 | 2434.55 | 0 | 0 |  | 8 |  |  |  | 0 | [8 empty] | 0 | 0 | 0 | 0 | 0 | 0 | 0 | [5 empty] | 0
FL Zone 2MiscellaneousNew |  | XXXXXXXX | Yes | Equipment | Refrigerated Display Case LED Lighting | 60" Refrigerated Case LED Strip | Lumen-Equivalent 32-Watt T8 Fixture | Commercial | New | Miscellaneous | FL Zone 2 | Refrigeration | Display cases |  | 0 | Per Unit | [7 empty] | 2434.55 | 2434.55 | 0 | 0 |  | 8 |  |  |  | 0 | [8 empty] | 0 | 0 | 0 | 0 | 0 | 0 | 0 | [5 empty] | 0
FL Zone 2OfficesNew |  | XXXXXXXX | Yes | Equipment | Refrigerated Display Case LED Lighting | 60" Refrigerated Case LED Strip | Lumen-Equivalent 32-Watt T8 Fixture | Commercial | New | Offices | FL Zone 2 | Refrigeration | Display cases |  | 0 | Per Unit | [7 empty] | 2434.55 | 2434.55 | 0 | 0 |  | 8 |  |  |  | 0 | [8 empty] | 0 | 0 | 0 | 0 | 0 | 0 | 0 | [5 empty] | 0
FL Zone 2RestaurantsNew |  | XXXXXXXX | Yes | Equipment | Refrigerated Display Case LED Lighting | 60" Refrigerated Case LED Strip | Lumen-Equivalent 32-Watt T8 Fixture | Commercial | New | Restaurants | FL Zone 2 | Refrigeration | Display cases |  | 0 | Per Unit | [7 empty] | 2434.55 | 2434.55 | 0 | 0 |  | 8 |  |  |  | 0 | [8 empty] | 0 | 0 | 0 | 0 | 0 | 0 | 0 | [5 empty] | 0
FL Zone 2RetailNew |  | XXXXXXXX | Yes | Equipment | Refrigerated Display Case LED Lighting | 60" Refrigerated Case LED Strip | Lumen-Equivalent 32-Watt T8 Fixture | Commercial | New | Retail | FL Zone 2 | Refrigeration | Display cases |  | 0 | Per Unit | [7 empty] | 2434.55 | 2434.55 | 0 | 0 |  | 8 |  |  |  | 0 | [8 empty] | 0 | 0 | 0 | 0 | 0 | 0 | 0 | [5 empty] | 0
FL Zone 2Schools K-12New |  | XXXXXXXX | Yes | Equipment | Refrigerated Display Case LED Lighting | 60" Refrigerated Case LED Strip | Lumen-Equivalent 32-Watt T8 Fixture | Commercial | New | Schools K-12 | FL Zone 2 | Refrigeration | Display cases |  | 0 | Per Unit | [7 empty] | 2434.55 | 2434.55 | 0 | 0 |  | 8 |  |  |  | 0 | [8 empty] | 0 | 0 | 0 | 0 | 0 | 0 | 0 | [5 empty] | 0
FL Zone 2WarehouseNew |  | XXXXXXXX | Yes | Equipment | Refrigerated Display Case LED Lighting | 60" Refrigerated Case LED Strip | Lumen-Equivalent 32-Watt T8 Fixture | Commercial | New | Warehouse | FL Zone 2 | Refrigeration | Display cases |  | 0 | Per Unit | [7 empty] | 2434.55 | 2434.55 | 0 | 0 |  | 8 |  |  |  | 0 | [8 empty] | 0 | 0 | 0 | 0 | 0 | 0 | 0 | [5 empty] | 0
FL Zone 2AssemblyExisting |  | XXXXXXXX | Yes | Nonequipment | Refrigerated Display Case Lighting Controls | Occupancy Sensors for Refrigerated Case Lighting to reduce run time | Market-Share Weighted Existing Linear Fluorescent Fixture | Commercial | Existing | Assembly | FL Zone 2 | Refrigeration |  |  | 0 | Per End Use Consumption | [7 empty] | 2434.55 | 2373.1139 | 61.4361 | 0.025235 |  | 8 |  |  |  | 61.4361 | [8 empty] | 0 | 0 | 0 | 0 | 0 | 0 | 0 | [5 empty] | 0
FL Zone 2College and UniversityExisting |  | XXXXXXXX | Yes | Nonequipment | Refrigerated Display Case Lighting Controls | Occupancy Sensors for Refrigerated Case Lighting to reduce run time | Market-Share Weighted Existing Linear Fluorescent Fixture | Commercial | Existing | College and University | FL Zone 2 | Refrigeration |  |  | 0 | Per End Use Consumption | [7 empty] | 2434.55 | 2373.1139 | 61.4361 | 0.025235 |  | 8 |  |  |  | 61.4361 | [8 empty] | 0 | 0 | 0 | 0 | 0 | 0 | 0 | [5 empty] | 0
FL Zone 2GroceryExisting |  | XXXXXXXX | Yes | Nonequipment | Refrigerated Display Case Lighting Controls | Occupancy Sensors for Refrigerated Case Lighting to reduce run time | Market-Share Weighted Existing Linear Fluorescent Fixture | Commercial | Existing | Grocery | FL Zone 2 | Refrigeration |  |  | 0 | Per End Use Consumption | [7 empty] | 2434.55 | 2373.1139 | 61.4361 | 0.025235 |  | 8 |  |  |  | 61.4361 | [8 empty] | 0 | 0 | 0 | 0 | 0 | 0 | 0 | [5 empty] | 0
FL Zone 2HealthcareExisting |  | XXXXXXXX | Yes | Nonequipment | Refrigerated Display Case Lighting Controls | Occupancy Sensors for Refrigerated Case Lighting to reduce run time | Market-Share Weighted Existing Linear Fluorescent Fixture | Commercial | Existing | Healthcare | FL Zone 2 | Refrigeration |  |  | 0 | Per End Use Consumption | [7 empty] | 2434.55 | 2373.1139 | 61.4361 | 0.025235 |  | 8 |  |  |  | 61.4361 | [8 empty] | 0 | 0 | 0 | 0 | 0 | 0 | 0 | [5 empty] | 0
FL Zone 2HospitalsExisting |  | XXXXXXXX | Yes | Nonequipment | Refrigerated Display Case Lighting Controls | Occupancy Sensors for Refrigerated Case Lighting to reduce run time | Market-Share Weighted Existing Linear Fluorescent Fixture | Commercial | Existing | Hospitals | FL Zone 2 | Refrigeration |  |  | 0 | Per End Use Consumption | [7 empty] | 2434.55 | 2373.1139 | 61.4361 | 0.025235 |  | 8 |  |  |  | 61.4361 | [8 empty] | 0 | 0 | 0 | 0 | 0 | 0 | 0 | [5 empty] | 0
FL Zone 2InstitutionalExisting |  | XXXXXXXX | Yes | Nonequipment | Refrigerated Display Case Lighting Controls | Occupancy Sensors for Refrigerated Case Lighting to reduce run time | Market-Share Weighted Existing Linear Fluorescent Fixture | Commercial | Existing | Institutional | FL Zone 2 | Refrigeration |  |  | 0 | Per End Use Consumption | [7 empty] | 2434.55 | 2373.1139 | 61.4361 | 0.025235 |  | 8 |  |  |  | 61.4361 | [8 empty] | 0 | 0 | 0 | 0 | 0 | 0 | 0 | [5 empty] | 0
FL Zone 2Lodging/HospitalityExisting |  | XXXXXXXX | Yes | Nonequipment | Refrigerated Display Case Lighting Controls | Occupancy Sensors for Refrigerated Case Lighting to reduce run time | Market-Share Weighted Existing Linear Fluorescent Fixture | Commercial | Existing | Lodging/Hospitality | FL Zone 2 | Refrigeration |  |  | 0 | Per End Use Consumption | [7 empty] | 2434.55 | 2373.1139 | 61.4361 | 0.025235 |  | 8 |  |  |  | 61.4361 | [8 empty] | 0 | 0 | 0 | 0 | 0 | 0 | 0 | [5 empty] | 0
FL Zone 2MiscellaneousExisting |  | XXXXXXXX | Yes | Nonequipment | Refrigerated Display Case Lighting Controls | Occupancy Sensors for Refrigerated Case Lighting to reduce run time | Market-Share Weighted Existing Linear Fluorescent Fixture | Commercial | Existing | Miscellaneous | FL Zone 2 | Refrigeration |  |  | 0 | Per End Use Consumption | [7 empty] | 2434.55 | 2373.1139 | 61.4361 | 0.025235 |  | 8 |  |  |  | 61.4361 | [8 empty] | 0 | 0 | 0 | 0 | 0 | 0 | 0 | [5 empty] | 0
FL Zone 2OfficesExisting |  | XXXXXXXX | Yes | Nonequipment | Refrigerated Display Case Lighting Controls | Occupancy Sensors for Refrigerated Case Lighting to reduce run time | Market-Share Weighted Existing Linear Fluorescent Fixture | Commercial | Existing | Offices | FL Zone 2 | Refrigeration |  |  | 0 | Per End Use Consumption | [7 empty] | 2434.55 | 2373.1139 | 61.4361 | 0.025235 |  | 8 |  |  |  | 61.4361 | [8 empty] | 0 | 0 | 0 | 0 | 0 | 0 | 0 | [5 empty] | 0
FL Zone 2RestaurantsExisting |  | XXXXXXXX | Yes | Nonequipment | Refrigerated Display Case Lighting Controls | Occupancy Sensors for Refrigerated Case Lighting to reduce run time | Market-Share Weighted Existing Linear Fluorescent Fixture | Commercial | Existing | Restaurants | FL Zone 2 | Refrigeration |  |  | 0 | Per End Use Consumption | [7 empty] | 2434.55 | 2373.1139 | 61.4361 | 0.025235 |  | 8 |  |  |  | 61.4361 | [8 empty] | 0 | 0 | 0 | 0 | 0 | 0 | 0 | [5 empty] | 0
FL Zone 2RetailExisting |  | XXXXXXXX | Yes | Nonequipment | Refrigerated Display Case Lighting Controls | Occupancy Sensors for Refrigerated Case Lighting to reduce run time | Market-Share Weighted Existing Linear Fluorescent Fixture | Commercial | Existing | Retail | FL Zone 2 | Refrigeration |  |  | 0 | Per End Use Consumption | [7 empty] | 2434.55 | 2373.1139 | 61.4361 | 0.025235 |  | 8 |  |  |  | 61.4361 | [8 empty] | 0 | 0 | 0 | 0 | 0 | 0 | 0 | [5 empty] | 0
FL Zone 2Schools K-12Existing |  | XXXXXXXX | Yes | Nonequipment | Refrigerated Display Case Lighting Controls | Occupancy Sensors for Refrigerated Case Lighting to reduce run time | Market-Share Weighted Existing Linear Fluorescent Fixture | Commercial | Existing | Schools K-12 | FL Zone 2 | Refrigeration |  |  | 0 | Per End Use Consumption | [7 empty] | 2434.55 | 2373.1139 | 61.4361 | 0.025235 |  | 8 |  |  |  | 61.4361 | [8 empty] | 0 | 0 | 0 | 0 | 0 | 0 | 0 | [5 empty] | 0
FL Zone 2WarehouseExisting |  | XXXXXXXX | Yes | Nonequipment | Refrigerated Display Case Lighting Controls | Occupancy Sensors for Refrigerated Case Lighting to reduce run time | Market-Share Weighted Existing Linear Fluorescent Fixture | Commercial | Existing | Warehouse | FL Zone 2 | Refrigeration |  |  | 0 | Per End Use Consumption | [7 empty] | 2434.55 | 2373.1139 | 61.4361 | 0.025235 |  | 8 |  |  |  | 61.4361 | [8 empty] | 0 | 0 | 0 | 0 | 0 | 0 | 0 | [5 empty] | 0
FL Zone 2AssemblyNew |  | XXXXXXXX | Yes | Nonequipment | Refrigerated Display Case Lighting Controls | Occupancy Sensors for Refrigerated Case Lighting to reduce run time | LED Refrigerated Case Lighting Fixture | Commercial | New | Assembly | FL Zone 2 | Refrigeration |  |  | 0 | Per End Use Consumption | [7 empty] | 2434.55 | 2411.7515 | 22.7985 | 0.0093646 |  | 8 |  |  |  | 22.7985 | [8 empty] | 0 | 0 | 0 | 0 | 0 | 0 | 0 | [5 empty] | 0
FL Zone 2College and UniversityNew |  | XXXXXXXX | Yes | Nonequipment | Refrigerated Display Case Lighting Controls | Occupancy Sensors for Refrigerated Case Lighting to reduce run time | LED Refrigerated Case Lighting Fixture | Commercial | New | College and University | FL Zone 2 | Refrigeration |  |  | 0 | Per End Use Consumption | [7 empty] | 2434.55 | 2411.7515 | 22.7985 | 0.0093646 |  | 8 |  |  |  | 22.7985 | [8 empty] | 0 | 0 | 0 | 0 | 0 | 0 | 0 | [5 empty] | 0
FL Zone 2GroceryNew |  | XXXXXXXX | Yes | Nonequipment | Refrigerated Display Case Lighting Controls | Occupancy Sensors for Refrigerated Case Lighting to reduce run time | LED Refrigerated Case Lighting Fixture | Commercial | New | Grocery | FL Zone 2 | Refrigeration |  |  | 0 | Per End Use Consumption | [7 empty] | 2434.55 | 2411.7515 | 22.7985 | 0.0093646 |  | 8 |  |  |  | 22.7985 | [8 empty] | 0 | 0 | 0 | 0 | 0 | 0 | 0 | [5 empty] | 0
FL Zone 2HealthcareNew |  | XXXXXXXX | Yes | Nonequipment | Refrigerated Display Case Lighting Controls | Occupancy Sensors for Refrigerated Case Lighting to reduce run time | LED Refrigerated Case Lighting Fixture | Commercial | New | Healthcare | FL Zone 2 | Refrigeration |  |  | 0 | Per End Use Consumption | [7 empty] | 2434.55 | 2411.7515 | 22.7985 | 0.0093646 |  | 8 |  |  |  | 22.7985 | [8 empty] | 0 | 0 | 0 | 0 | 0 | 0 | 0 | [5 empty] | 0
FL Zone 2HospitalsNew |  | XXXXXXXX | Yes | Nonequipment | Refrigerated Display Case Lighting Controls | Occupancy Sensors for Refrigerated Case Lighting to reduce run time | LED Refrigerated Case Lighting Fixture | Commercial | New | Hospitals | FL Zone 2 | Refrigeration |  |  | 0 | Per End Use Consumption | [7 empty] | 2434.55 | 2411.7515 | 22.7985 | 0.0093646 |  | 8 |  |  |  | 22.7985 | [8 empty] | 0 | 0 | 0 | 0 | 0 | 0 | 0 | [5 empty] | 0
FL Zone 2InstitutionalNew |  | XXXXXXXX | Yes | Nonequipment | Refrigerated Display Case Lighting Controls | Occupancy Sensors for Refrigerated Case Lighting to reduce run time | LED Refrigerated Case Lighting Fixture | Commercial | New | Institutional | FL Zone 2 | Refrigeration |  |  | 0 | Per End Use Consumption | [7 empty] | 2434.55 | 2411.7515 | 22.7985 | 0.0093646 |  | 8 |  |  |  | 22.7985 | [8 empty] | 0 | 0 | 0 | 0 | 0 | 0 | 0 | [5 empty] | 0
FL Zone 2Lodging/HospitalityNew |  | XXXXXXXX | Yes | Nonequipment | Refrigerated Display Case Lighting Controls | Occupancy Sensors for Refrigerated Case Lighting to reduce run time | LED Refrigerated Case Lighting Fixture | Commercial | New | Lodging/Hospitality | FL Zone 2 | Refrigeration |  |  | 0 | Per End Use Consumption | [7 empty] | 2434.55 | 2411.7515 | 22.7985 | 0.0093646 |  | 8 |  |  |  | 22.7985 | [8 empty] | 0 | 0 | 0 | 0 | 0 | 0 | 0 | [5 empty] | 0
FL Zone 2MiscellaneousNew |  | XXXXXXXX | Yes | Nonequipment | Refrigerated Display Case Lighting Controls | Occupancy Sensors for Refrigerated Case Lighting to reduce run time | LED Refrigerated Case Lighting Fixture | Commercial | New | Miscellaneous | FL Zone 2 | Refrigeration |  |  | 0 | Per End Use Consumption | [7 empty] | 2434.55 | 2411.7515 | 22.7985 | 0.0093646 |  | 8 |  |  |  | 22.7985 | [8 empty] | 0 | 0 | 0 | 0 | 0 | 0 | 0 | [5 empty] | 0
FL Zone 2OfficesNew |  | XXXXXXXX | Yes | Nonequipment | Refrigerated Display Case Lighting Controls | Occupancy Sensors for Refrigerated Case Lighting to reduce run time | LED Refrigerated Case Lighting Fixture | Commercial | New | Offices | FL Zone 2 | Refrigeration |  |  | 0 | Per End Use Consumption | [7 empty] | 2434.55 | 2411.7515 | 22.7985 | 0.0093646 |  | 8 |  |  |  | 22.7985 | [8 empty] | 0 | 0 | 0 | 0 | 0 | 0 | 0 | [5 empty] | 0
FL Zone 2RestaurantsNew |  | XXXXXXXX | Yes | Nonequipment | Refrigerated Display Case Lighting Controls | Occupancy Sensors for Refrigerated Case Lighting to reduce run time | LED Refrigerated Case Lighting Fixture | Commercial | New | Restaurants | FL Zone 2 | Refrigeration |  |  | 0 | Per End Use Consumption | [7 empty] | 2434.55 | 2411.7515 | 22.7985 | 0.0093646 |  | 8 |  |  |  | 22.7985 | [8 empty] | 0 | 0 | 0 | 0 | 0 | 0 | 0 | [5 empty] | 0
FL Zone 2RetailNew |  | XXXXXXXX | Yes | Nonequipment | Refrigerated Display Case Lighting Controls | Occupancy Sensors for Refrigerated Case Lighting to reduce run time | LED Refrigerated Case Lighting Fixture | Commercial | New | Retail | FL Zone 2 | Refrigeration |  |  | 0 | Per End Use Consumption | [7 empty] | 2434.55 | 2411.7515 | 22.7985 | 0.0093646 |  | 8 |  |  |  | 22.7985 | [8 empty] | 0 | 0 | 0 | 0 | 0 | 0 | 0 | [5 empty] | 0
FL Zone 2Schools K-12New |  | XXXXXXXX | Yes | Nonequipment | Refrigerated Display Case Lighting Controls | Occupancy Sensors for Refrigerated Case Lighting to reduce run time | LED Refrigerated Case Lighting Fixture | Commercial | New | Schools K-12 | FL Zone 2 | Refrigeration |  |  | 0 | Per End Use Consumption | [7 empty] | 2434.55 | 2411.7515 | 22.7985 | 0.0093646 |  | 8 |  |  |  | 22.7985 | [8 empty] | 0 | 0 | 0 | 0 | 0 | 0 | 0 | [5 empty] | 0
FL Zone 2WarehouseNew |  | XXXXXXXX | Yes | Nonequipment | Refrigerated Display Case Lighting Controls | Occupancy Sensors for Refrigerated Case Lighting to reduce run time | LED Refrigerated Case Lighting Fixture | Commercial | New | Warehouse | FL Zone 2 | Refrigeration |  |  | 0 | Per End Use Consumption | [7 empty] | 2434.55 | 2411.7515 | 22.7985 | 0.0093646 |  | 8 |  |  |  | 22.7985 | [8 empty] | 0 | 0 | 0 | 0 | 0 | 0 | 0 | [5 empty] | 0
FL Zone 2AssemblyExisting |  | XXXXXXXX | Yes | Nonequipment | Regenerative Drive Elevator Motor | Regenerative drive produced energy when motor in overhaul condition | Standard motor | Commercial | Existing | Assembly | FL Zone 2 | Miscellaneous |  |  | 0 | Per Appliance | [7 empty] | 32653.1987 | 30625.2632 | 2027.9355 | 0.062105 |  | 13 |  |  |  | 2027.9355 | [8 empty] | 0 | 0 | 0 | 0 | 0 | 0 | 0 | [5 empty] | 0
FL Zone 2College and UniversityExisting |  | XXXXXXXX | Yes | Nonequipment | Regenerative Drive Elevator Motor | Regenerative drive produced energy when motor in overhaul condition | Standard motor | Commercial | Existing | College and University | FL Zone 2 | Miscellaneous |  |  | 0 | Per Appliance | [7 empty] | 32653.1987 | 30625.2632 | 2027.9355 | 0.062105 |  | 13 |  |  |  | 2027.9355 | [8 empty] | 0 | 0 | 0 | 0 | 0 | 0 | 0 | [5 empty] | 0
FL Zone 2GroceryExisting |  | XXXXXXXX | Yes | Nonequipment | Regenerative Drive Elevator Motor | Regenerative drive produced energy when motor in overhaul condition | Standard motor | Commercial | Existing | Grocery | FL Zone 2 | Miscellaneous |  |  | 0 | Per Appliance | [7 empty] | 32653.1987 | 30625.2632 | 2027.9355 | 0.062105 |  | 13 |  |  |  | 2027.9355 | [8 empty] | 0 | 0 | 0 | 0 | 0 | 0 | 0 | [5 empty] | 0
FL Zone 2HealthcareExisting |  | XXXXXXXX | Yes | Nonequipment | Regenerative Drive Elevator Motor | Regenerative drive produced energy when motor in overhaul condition | Standard motor | Commercial | Existing | Healthcare | FL Zone 2 | Miscellaneous |  |  | 0 | Per Appliance | [7 empty] | 32653.1987 | 30625.2632 | 2027.9355 | 0.062105 |  | 13 |  |  |  | 2027.9355 | [8 empty] | 0 | 0 | 0 | 0 | 0 | 0 | 0 | [5 empty] | 0
FL Zone 2HospitalsExisting |  | XXXXXXXX | Yes | Nonequipment | Regenerative Drive Elevator Motor | Regenerative drive produced energy when motor in overhaul condition | Standard motor | Commercial | Existing | Hospitals | FL Zone 2 | Miscellaneous |  |  | 0 | Per Appliance | [7 empty] | 32653.1987 | 30625.2632 | 2027.9355 | 0.062105 |  | 13 |  |  |  | 2027.9355 | [8 empty] | 0 | 0 | 0 | 0 | 0 | 0 | 0 | [5 empty] | 0
FL Zone 2InstitutionalExisting |  | XXXXXXXX | Yes | Nonequipment | Regenerative Drive Elevator Motor | Regenerative drive produced energy when motor in overhaul condition | Standard motor | Commercial | Existing | Institutional | FL Zone 2 | Miscellaneous |  |  | 0 | Per Appliance | [7 empty] | 32653.1987 | 30625.2632 | 2027.9355 | 0.062105 |  | 13 |  |  |  | 2027.9355 | [8 empty] | 0 | 0 | 0 | 0 | 0 | 0 | 0 | [5 empty] | 0
FL Zone 2Lodging/HospitalityExisting |  | XXXXXXXX | Yes | Nonequipment | Regenerative Drive Elevator Motor | Regenerative drive produced energy when motor in overhaul condition | Standard motor | Commercial | Existing | Lodging/Hospitality | FL Zone 2 | Miscellaneous |  |  | 0 | Per Appliance | [7 empty] | 32653.1987 | 30625.2632 | 2027.9355 | 0.062105 |  | 13 |  |  |  | 2027.9355 | [8 empty] | 0 | 0 | 0 | 0 | 0 | 0 | 0 | [5 empty] | 0
FL Zone 2MiscellaneousExisting |  | XXXXXXXX | Yes | Nonequipment | Regenerative Drive Elevator Motor | Regenerative drive produced energy when motor in overhaul condition | Standard motor | Commercial | Existing | Miscellaneous | FL Zone 2 | Miscellaneous |  |  | 0 | Per Appliance | [7 empty] | 32653.1987 | 30625.2632 | 2027.9355 | 0.062105 |  | 13 |  |  |  | 2027.9355 | [8 empty] | 0 | 0 | 0 | 0 | 0 | 0 | 0 | [5 empty] | 0
FL Zone 2OfficesExisting |  | XXXXXXXX | Yes | Nonequipment | Regenerative Drive Elevator Motor | Regenerative drive produced energy when motor in overhaul condition | Standard motor | Commercial | Existing | Offices | FL Zone 2 | Miscellaneous |  |  | 0 | Per Appliance | [7 empty] | 32653.1987 | 30625.2632 | 2027.9355 | 0.062105 |  | 13 |  |  |  | 2027.9355 | [8 empty] | 0 | 0 | 0 | 0 | 0 | 0 | 0 | [5 empty] | 0
FL Zone 2RestaurantsExisting |  | XXXXXXXX | Yes | Nonequipment | Regenerative Drive Elevator Motor | Regenerative drive produced energy when motor in overhaul condition | Standard motor | Commercial | Existing | Restaurants | FL Zone 2 | Miscellaneous |  |  | 0 | Per Appliance | [7 empty] | 32653.1987 | 30625.2632 | 2027.9355 | 0.062105 |  | 13 |  |  |  | 2027.9355 | [8 empty] | 0 | 0 | 0 | 0 | 0 | 0 | 0 | [5 empty] | 0
FL Zone 2RetailExisting |  | XXXXXXXX | Yes | Nonequipment | Regenerative Drive Elevator Motor | Regenerative drive produced energy when motor in overhaul condition | Standard motor | Commercial | Existing | Retail | FL Zone 2 | Miscellaneous |  |  | 0 | Per Appliance | [7 empty] | 32653.1987 | 30625.2632 | 2027.9355 | 0.062105 |  | 13 |  |  |  | 2027.9355 | [8 empty] | 0 | 0 | 0 | 0 | 0 | 0 | 0 | [5 empty] | 0
FL Zone 2Schools K-12Existing |  | XXXXXXXX | Yes | Nonequipment | Regenerative Drive Elevator Motor | Regenerative drive produced energy when motor in overhaul condition | Standard motor | Commercial | Existing | Schools K-12 | FL Zone 2 | Miscellaneous |  |  | 0 | Per Appliance | [7 empty] | 32653.1987 | 30625.2632 | 2027.9355 | 0.062105 |  | 13 |  |  |  | 2027.9355 | [8 empty] | 0 | 0 | 0 | 0 | 0 | 0 | 0 | [5 empty] | 0
FL Zone 2WarehouseExisting |  | XXXXXXXX | Yes | Nonequipment | Regenerative Drive Elevator Motor | Regenerative drive produced energy when motor in overhaul condition | Standard motor | Commercial | Existing | Warehouse | FL Zone 2 | Miscellaneous |  |  | 0 | Per Appliance | [7 empty] | 32653.1987 | 30625.2632 | 2027.9355 | 0.062105 |  | 13 |  |  |  | 2027.9355 | [8 empty] | 0 | 0 | 0 | 0 | 0 | 0 | 0 | [5 empty] | 0
FL Zone 2AssemblyNew |  | XXXXXXXX | Yes | Nonequipment | Regenerative Drive Elevator Motor | Regenerative drive produced energy when motor in overhaul condition | Standard motor | Commercial | New | Assembly | FL Zone 2 | Miscellaneous |  |  | 0 | Per Appliance | [7 empty] | 32653.1987 | 30625.2632 | 2027.9355 | 0.062105 |  | 13 |  |  |  | 2027.9355 | [8 empty] | 0 | 0 | 0 | 0 | 0 | 0 | 0 | [5 empty] | 0
FL Zone 2College and UniversityNew |  | XXXXXXXX | Yes | Nonequipment | Regenerative Drive Elevator Motor | Regenerative drive produced energy when motor in overhaul condition | Standard motor | Commercial | New | College and University | FL Zone 2 | Miscellaneous |  |  | 0 | Per Appliance | [7 empty] | 32653.1987 | 30625.2632 | 2027.9355 | 0.062105 |  | 13 |  |  |  | 2027.9355 | [8 empty] | 0 | 0 | 0 | 0 | 0 | 0 | 0 | [5 empty] | 0
FL Zone 2GroceryNew |  | XXXXXXXX | Yes | Nonequipment | Regenerative Drive Elevator Motor | Regenerative drive produced energy when motor in overhaul condition | Standard motor | Commercial | New | Grocery | FL Zone 2 | Miscellaneous |  |  | 0 | Per Appliance | [7 empty] | 32653.1987 | 30625.2632 | 2027.9355 | 0.062105 |  | 13 |  |  |  | 2027.9355 | [8 empty] | 0 | 0 | 0 | 0 | 0 | 0 | 0 | [5 empty] | 0
FL Zone 2HealthcareNew |  | XXXXXXXX | Yes | Nonequipment | Regenerative Drive Elevator Motor | Regenerative drive produced energy when motor in overhaul condition | Standard motor | Commercial | New | Healthcare | FL Zone 2 | Miscellaneous |  |  | 0 | Per Appliance | [7 empty] | 32653.1987 | 30625.2632 | 2027.9355 | 0.062105 |  | 13 |  |  |  | 2027.9355 | [8 empty] | 0 | 0 | 0 | 0 | 0 | 0 | 0 | [5 empty] | 0
FL Zone 2HospitalsNew |  | XXXXXXXX | Yes | Nonequipment | Regenerative Drive Elevator Motor | Regenerative drive produced energy when motor in overhaul condition | Standard motor | Commercial | New | Hospitals | FL Zone 2 | Miscellaneous |  |  | 0 | Per Appliance | [7 empty] | 32653.1987 | 30625.2632 | 2027.9355 | 0.062105 |  | 13 |  |  |  | 2027.9355 | [8 empty] | 0 | 0 | 0 | 0 | 0 | 0 | 0 | [5 empty] | 0
FL Zone 2InstitutionalNew |  | XXXXXXXX | Yes | Nonequipment | Regenerative Drive Elevator Motor | Regenerative drive produced energy when motor in overhaul condition | Standard motor | Commercial | New | Institutional | FL Zone 2 | Miscellaneous |  |  | 0 | Per Appliance | [7 empty] | 32653.1987 | 30625.2632 | 2027.9355 | 0.062105 |  | 13 |  |  |  | 2027.9355 | [8 empty] | 0 | 0 | 0 | 0 | 0 | 0 | 0 | [5 empty] | 0
FL Zone 2Lodging/HospitalityNew |  | XXXXXXXX | Yes | Nonequipment | Regenerative Drive Elevator Motor | Regenerative drive produced energy when motor in overhaul condition | Standard motor | Commercial | New | Lodging/Hospitality | FL Zone 2 | Miscellaneous |  |  | 0 | Per Appliance | [7 empty] | 32653.1987 | 30625.2632 | 2027.9355 | 0.062105 |  | 13 |  |  |  | 2027.9355 | [8 empty] | 0 | 0 | 0 | 0 | 0 | 0 | 0 | [5 empty] | 0
FL Zone 2MiscellaneousNew |  | XXXXXXXX | Yes | Nonequipment | Regenerative Drive Elevator Motor | Regenerative drive produced energy when motor in overhaul condition | Standard motor | Commercial | New | Miscellaneous | FL Zone 2 | Miscellaneous |  |  | 0 | Per Appliance | [7 empty] | 32653.1987 | 30625.2632 | 2027.9355 | 0.062105 |  | 13 |  |  |  | 2027.9355 | [8 empty] | 0 | 0 | 0 | 0 | 0 | 0 | 0 | [5 empty] | 0
FL Zone 2OfficesNew |  | XXXXXXXX | Yes | Nonequipment | Regenerative Drive Elevator Motor | Regenerative drive produced energy when motor in overhaul condition | Standard motor | Commercial | New | Offices | FL Zone 2 | Miscellaneous |  |  | 0 | Per Appliance | [7 empty] | 32653.1987 | 30625.2632 | 2027.9355 | 0.062105 |  | 13 |  |  |  | 2027.9355 | [8 empty] | 0 | 0 | 0 | 0 | 0 | 0 | 0 | [5 empty] | 0
FL Zone 2RestaurantsNew |  | XXXXXXXX | Yes | Nonequipment | Regenerative Drive Elevator Motor | Regenerative drive produced energy when motor in overhaul condition | Standard motor | Commercial | New | Restaurants | FL Zone 2 | Miscellaneous |  |  | 0 | Per Appliance | [7 empty] | 32653.1987 | 30625.2632 | 2027.9355 | 0.062105 |  | 13 |  |  |  | 2027.9355 | [8 empty] | 0 | 0 | 0 | 0 | 0 | 0 | 0 | [5 empty] | 0
FL Zone 2RetailNew |  | XXXXXXXX | Yes | Nonequipment | Regenerative Drive Elevator Motor | Regenerative drive produced energy when motor in overhaul condition | Standard motor | Commercial | New | Retail | FL Zone 2 | Miscellaneous |  |  | 0 | Per Appliance | [7 empty] | 32653.1987 | 30625.2632 | 2027.9355 | 0.062105 |  | 13 |  |  |  | 2027.9355 | [8 empty] | 0 | 0 | 0 | 0 | 0 | 0 | 0 | [5 empty] | 0
FL Zone 2Schools K-12New |  | XXXXXXXX | Yes | Nonequipment | Regenerative Drive Elevator Motor | Regenerative drive produced energy when motor in overhaul condition | Standard motor | Commercial | New | Schools K-12 | FL Zone 2 | Miscellaneous |  |  | 0 | Per Appliance | [7 empty] | 32653.1987 | 30625.2632 | 2027.9355 | 0.062105 |  | 13 |  |  |  | 2027.9355 | [8 empty] | 0 | 0 | 0 | 0 | 0 | 0 | 0 | [5 empty] | 0
FL Zone 2WarehouseNew |  | XXXXXXXX | Yes | Nonequipment | Regenerative Drive Elevator Motor | Regenerative drive produced energy when motor in overhaul condition | Standard motor | Commercial | New | Warehouse | FL Zone 2 | Miscellaneous |  |  | 0 | Per Appliance | [7 empty] | 32653.1987 | 30625.2632 | 2027.9355 | 0.062105 |  | 13 |  |  |  | 2027.9355 | [8 empty] | 0 | 0 | 0 | 0 | 0 | 0 | 0 | [5 empty] | 0
FL Zone 2AssemblyExisting |  | XXXXXXXX | Yes | Nonequipment | Retro-Commissioning | Perform facility retro-commissioning, including assessment, process improvements, and optimization of energy-consuming equipment and systems at the facility | Comparable facility, no retro-commissioning | Commercial | Existing | Assembly | FL Zone 2 | Interior Lighting |  |  | 0 | Per end use consumption | [7 empty] | 36594.9005 | 30739.7164 | 5855.1841 | 0.16 |  | 5 |  |  |  | 5855.1841 | [8 empty] | 0 | 0 | 0 | 0 | 0 | 0 | 0 | [5 empty] | 0
FL Zone 2College and UniversityExisting |  | XXXXXXXX | Yes | Nonequipment | Retro-Commissioning | Perform facility retro-commissioning, including assessment, process improvements, and optimization of energy-consuming equipment and systems at the facility | Comparable facility, no retro-commissioning | Commercial | Existing | College and University | FL Zone 2 | Interior Lighting |  |  | 0 | Per end use consumption | [7 empty] | 218566.8949 | 183596.1917 | 34970.7032 | 0.16 |  | 5 |  |  |  | 34970.7032 | [8 empty] | 0 | 0 | 0 | 0 | 0 | 0 | 0 | [5 empty] | 0
FL Zone 2GroceryExisting |  | XXXXXXXX | Yes | Nonequipment | Retro-Commissioning | Perform facility retro-commissioning, including assessment, process improvements, and optimization of energy-consuming equipment and systems at the facility | Comparable facility, no retro-commissioning | Commercial | Existing | Grocery | FL Zone 2 | Interior Lighting |  |  | 0 | Per end use consumption | [7 empty] | 88105.7678 | 74008.845 | 14096.9229 | 0.16 |  | 5 |  |  |  | 14096.9229 | [8 empty] | 0 | 0 | 0 | 0 | 0 | 0 | 0 | [5 empty] | 0
FL Zone 2HealthcareExisting |  | XXXXXXXX | Yes | Nonequipment | Retro-Commissioning | Perform facility retro-commissioning, including assessment, process improvements, and optimization of energy-consuming equipment and systems at the facility | Comparable facility, no retro-commissioning | Commercial | Existing | Healthcare | FL Zone 2 | Interior Lighting |  |  | 0 | Per end use consumption | [7 empty] | 153789.0028 | 129182.7623 | 24606.2404 | 0.16 |  | 5 |  |  |  | 24606.2404 | [8 empty] | 0 | 0 | 0 | 0 | 0 | 0 | 0 | [5 empty] | 0
FL Zone 2HospitalsExisting |  | XXXXXXXX | Yes | Nonequipment | Retro-Commissioning | Perform facility retro-commissioning, including assessment, process improvements, and optimization of energy-consuming equipment and systems at the facility | Comparable facility, no retro-commissioning | Commercial | Existing | Hospitals | FL Zone 2 | Interior Lighting |  |  | 0 | Per end use consumption | [7 empty] | 1602457.2113 | 1346064.0575 | 256393.1538 | 0.16 |  | 5 |  |  |  | 256393.1538 | [8 empty] | 0 | 0 | 0 | 0 | 0 | 0 | 0 | [5 empty] | 0
FL Zone 2InstitutionalExisting |  | XXXXXXXX | Yes | Nonequipment | Retro-Commissioning | Perform facility retro-commissioning, including assessment, process improvements, and optimization of energy-consuming equipment and systems at the facility | Comparable facility, no retro-commissioning | Commercial | Existing | Institutional | FL Zone 2 | Interior Lighting |  |  | 0 | Per end use consumption | [7 empty] | 177781.7249 | 149336.6489 | 28445.076 | 0.16 |  | 5 |  |  |  | 28445.076 | [8 empty] | 0 | 0 | 0 | 0 | 0 | 0 | 0 | [5 empty] | 0
FL Zone 2Lodging/HospitalityExisting |  | XXXXXXXX | Yes | Nonequipment | Retro-Commissioning | Perform facility retro-commissioning, including assessment, process improvements, and optimization of energy-consuming equipment and systems at the facility | Comparable facility, no retro-commissioning | Commercial | Existing | Lodging/Hospitality | FL Zone 2 | Interior Lighting |  |  | 0 | Per end use consumption | [7 empty] | 145838.6014 | 122504.4252 | 23334.1762 | 0.16 |  | 5 |  |  |  | 23334.1762 | [8 empty] | 0 | 0 | 0 | 0 | 0 | 0 | 0 | [5 empty] | 0
FL Zone 2MiscellaneousExisting |  | XXXXXXXX | Yes | Nonequipment | Retro-Commissioning | Perform facility retro-commissioning, including assessment, process improvements, and optimization of energy-consuming equipment and systems at the facility | Comparable facility, no retro-commissioning | Commercial | Existing | Miscellaneous | FL Zone 2 | Interior Lighting |  |  | 0 | Per end use consumption | [7 empty] | 1694914.7904 | 1423728.4239 | 271186.3665 | 0.16 |  | 5 |  |  |  | 271186.3665 | [8 empty] | 0 | 0 | 0 | 0 | 0 | 0 | 0 | [5 empty] | 0
FL Zone 2OfficesExisting |  | XXXXXXXX | Yes | Nonequipment | Retro-Commissioning | Perform facility retro-commissioning, including assessment, process improvements, and optimization of energy-consuming equipment and systems at the facility | Comparable facility, no retro-commissioning | Commercial | Existing | Offices | FL Zone 2 | Interior Lighting |  |  | 0 | Per end use consumption | [7 empty] | 126695.5325 | 106424.2473 | 20271.2852 | 0.16 |  | 5 |  |  |  | 20271.2852 | [8 empty] | 0 | 0 | 0 | 0 | 0 | 0 | 0 | [5 empty] | 0
FL Zone 2RestaurantsExisting |  | XXXXXXXX | Yes | Nonequipment | Retro-Commissioning | Perform facility retro-commissioning, including assessment, process improvements, and optimization of energy-consuming equipment and systems at the facility | Comparable facility, no retro-commissioning | Commercial | Existing | Restaurants | FL Zone 2 | Interior Lighting |  |  | 0 | Per end use consumption | [7 empty] | 91806.7481 | 77117.6684 | 14689.0797 | 0.16 |  | 5 |  |  |  | 14689.0797 | [8 empty] | 0 | 0 | 0 | 0 | 0 | 0 | 0 | [5 empty] | 0
FL Zone 2RetailExisting |  | XXXXXXXX | Yes | Nonequipment | Retro-Commissioning | Perform facility retro-commissioning, including assessment, process improvements, and optimization of energy-consuming equipment and systems at the facility | Comparable facility, no retro-commissioning | Commercial | Existing | Retail | FL Zone 2 | Interior Lighting |  |  | 0 | Per end use consumption | [7 empty] | 40098.9519 | 33683.1196 | 6415.8323 | 0.16 |  | 5 |  |  |  | 6415.8323 | [8 empty] | 0 | 0 | 0 | 0 | 0 | 0 | 0 | [5 empty] | 0
FL Zone 2Schools K-12Existing |  | XXXXXXXX | Yes | Nonequipment | Retro-Commissioning | Perform facility retro-commissioning, including assessment, process improvements, and optimization of energy-consuming equipment and systems at the facility | Comparable facility, no retro-commissioning | Commercial | Existing | Schools K-12 | FL Zone 2 | Interior Lighting |  |  | 0 | Per end use consumption | [7 empty] | 149853.5298 | 125876.9651 | 23976.5648 | 0.16 |  | 5 |  |  |  | 23976.5648 | [8 empty] | 0 | 0 | 0 | 0 | 0 | 0 | 0 | [5 empty] | 0
FL Zone 2WarehouseExisting |  | XXXXXXXX | Yes | Nonequipment | Retro-Commissioning | Perform facility retro-commissioning, including assessment, process improvements, and optimization of energy-consuming equipment and systems at the facility | Comparable facility, no retro-commissioning | Commercial | Existing | Warehouse | FL Zone 2 | Interior Lighting |  |  | 0 | Per end use consumption | [7 empty] | 14886.5072 | 12504.6661 | 2381.8412 | 0.16 |  | 5 |  |  |  | 2381.8412 | [8 empty] | 0 | 0 | 0 | 0 | 0 | 0 | 0 | [5 empty] | 0
FL Zone 2AssemblyNew |  | XXXXXXXX | Yes | Nonequipment | Retro-Commissioning | Perform facility retro-commissioning, including assessment, process improvements, and optimization of energy-consuming equipment and systems at the facility | N/A - Retrofit Only | Commercial | New | Assembly | FL Zone 2 | Interior Lighting |  |  | 0 | Per end use consumption | [7 empty] | 36594.9005 | 30739.7164 | 5855.1841 | 0.16 |  | 5 |  |  |  | 5855.1841 | [8 empty] | 0 | 0 | 0 | 0 | 0 | 0 | 0 | [5 empty] | 0
FL Zone 2College and UniversityNew |  | XXXXXXXX | Yes | Nonequipment | Retro-Commissioning | Perform facility retro-commissioning, including assessment, process improvements, and optimization of energy-consuming equipment and systems at the facility | N/A - Retrofit Only | Commercial | New | College and University | FL Zone 2 | Interior Lighting |  |  | 0 | Per end use consumption | [7 empty] | 218566.8949 | 183596.1917 | 34970.7032 | 0.16 |  | 5 |  |  |  | 34970.7032 | [8 empty] | 0 | 0 | 0 | 0 | 0 | 0 | 0 | [5 empty] | 0
FL Zone 2GroceryNew |  | XXXXXXXX | Yes | Nonequipment | Retro-Commissioning | Perform facility retro-commissioning, including assessment, process improvements, and optimization of energy-consuming equipment and systems at the facility | N/A - Retrofit Only | Commercial | New | Grocery | FL Zone 2 | Interior Lighting |  |  | 0 | Per end use consumption | [7 empty] | 88105.7678 | 74008.845 | 14096.9229 | 0.16 |  | 5 |  |  |  | 14096.9229 | [8 empty] | 0 | 0 | 0 | 0 | 0 | 0 | 0 | [5 empty] | 0
FL Zone 2HealthcareNew |  | XXXXXXXX | Yes | Nonequipment | Retro-Commissioning | Perform facility retro-commissioning, including assessment, process improvements, and optimization of energy-consuming equipment and systems at the facility | N/A - Retrofit Only | Commercial | New | Healthcare | FL Zone 2 | Interior Lighting |  |  | 0 | Per end use consumption | [7 empty] | 153789.0028 | 129182.7623 | 24606.2404 | 0.16 |  | 5 |  |  |  | 24606.2404 | [8 empty] | 0 | 0 | 0 | 0 | 0 | 0 | 0 | [5 empty] | 0
FL Zone 2HospitalsNew |  | XXXXXXXX | Yes | Nonequipment | Retro-Commissioning | Perform facility retro-commissioning, including assessment, process improvements, and optimization of energy-consuming equipment and systems at the facility | N/A - Retrofit Only | Commercial | New | Hospitals | FL Zone 2 | Interior Lighting |  |  | 0 | Per end use consumption | [7 empty] | 1602457.2113 | 1346064.0575 | 256393.1538 | 0.16 |  | 5 |  |  |  | 256393.1538 | [8 empty] | 0 | 0 | 0 | 0 | 0 | 0 | 0 | [5 empty] | 0
FL Zone 2InstitutionalNew |  | XXXXXXXX | Yes | Nonequipment | Retro-Commissioning | Perform facility retro-commissioning, including assessment, process improvements, and optimization of energy-consuming equipment and systems at the facility | N/A - Retrofit Only | Commercial | New | Institutional | FL Zone 2 | Interior Lighting |  |  | 0 | Per end use consumption | [7 empty] | 177781.7249 | 149336.6489 | 28445.076 | 0.16 |  | 5 |  |  |  | 28445.076 | [8 empty] | 0 | 0 | 0 | 0 | 0 | 0 | 0 | [5 empty] | 0
FL Zone 2Lodging/HospitalityNew |  | XXXXXXXX | Yes | Nonequipment | Retro-Commissioning | Perform facility retro-commissioning, including assessment, process improvements, and optimization of energy-consuming equipment and systems at the facility | N/A - Retrofit Only | Commercial | New | Lodging/Hospitality | FL Zone 2 | Interior Lighting |  |  | 0 | Per end use consumption | [7 empty] | 145838.6014 | 122504.4252 | 23334.1762 | 0.16 |  | 5 |  |  |  | 23334.1762 | [8 empty] | 0 | 0 | 0 | 0 | 0 | 0 | 0 | [5 empty] | 0
FL Zone 2MiscellaneousNew |  | XXXXXXXX | Yes | Nonequipment | Retro-Commissioning | Perform facility retro-commissioning, including assessment, process improvements, and optimization of energy-consuming equipment and systems at the facility | N/A - Retrofit Only | Commercial | New | Miscellaneous | FL Zone 2 | Interior Lighting |  |  | 0 | Per end use consumption | [7 empty] | 1694914.7904 | 1423728.4239 | 271186.3665 | 0.16 |  | 5 |  |  |  | 271186.3665 | [8 empty] | 0 | 0 | 0 | 0 | 0 | 0 | 0 | [5 empty] | 0
FL Zone 2OfficesNew |  | XXXXXXXX | Yes | Nonequipment | Retro-Commissioning | Perform facility retro-commissioning, including assessment, process improvements, and optimization of energy-consuming equipment and systems at the facility | N/A - Retrofit Only | Commercial | New | Offices | FL Zone 2 | Interior Lighting |  |  | 0 | Per end use consumption | [7 empty] | 126695.5325 | 106424.2473 | 20271.2852 | 0.16 |  | 5 |  |  |  | 20271.2852 | [8 empty] | 0 | 0 | 0 | 0 | 0 | 0 | 0 | [5 empty] | 0
FL Zone 2RestaurantsNew |  | XXXXXXXX | Yes | Nonequipment | Retro-Commissioning | Perform facility retro-commissioning, including assessment, process improvements, and optimization of energy-consuming equipment and systems at the facility | N/A - Retrofit Only | Commercial | New | Restaurants | FL Zone 2 | Interior Lighting |  |  | 0 | Per end use consumption | [7 empty] | 91806.7481 | 77117.6684 | 14689.0797 | 0.16 |  | 5 |  |  |  | 14689.0797 | [8 empty] | 0 | 0 | 0 | 0 | 0 | 0 | 0 | [5 empty] | 0
FL Zone 2RetailNew |  | XXXXXXXX | Yes | Nonequipment | Retro-Commissioning | Perform facility retro-commissioning, including assessment, process improvements, and optimization of energy-consuming equipment and systems at the facility | N/A - Retrofit Only | Commercial | New | Retail | FL Zone 2 | Interior Lighting |  |  | 0 | Per end use consumption | [7 empty] | 40098.9519 | 33683.1196 | 6415.8323 | 0.16 |  | 5 |  |  |  | 6415.8323 | [8 empty] | 0 | 0 | 0 | 0 | 0 | 0 | 0 | [5 empty] | 0
FL Zone 2Schools K-12New |  | XXXXXXXX | Yes | Nonequipment | Retro-Commissioning | Perform facility retro-commissioning, including assessment, process improvements, and optimization of energy-consuming equipment and systems at the facility | N/A - Retrofit Only | Commercial | New | Schools K-12 | FL Zone 2 | Interior Lighting |  |  | 0 | Per end use consumption | [7 empty] | 149853.5298 | 125876.9651 | 23976.5648 | 0.16 |  | 5 |  |  |  | 23976.5648 | [8 empty] | 0 | 0 | 0 | 0 | 0 | 0 | 0 | [5 empty] | 0
FL Zone 2WarehouseNew |  | XXXXXXXX | Yes | Nonequipment | Retro-Commissioning | Perform facility retro-commissioning, including assessment, process improvements, and optimization of energy-consuming equipment and systems at the facility | N/A - Retrofit Only | Commercial | New | Warehouse | FL Zone 2 | Interior Lighting |  |  | 0 | Per end use consumption | [7 empty] | 14886.5072 | 12504.6661 | 2381.8412 | 0.16 |  | 5 |  |  |  | 2381.8412 | [8 empty] | 0 | 0 | 0 | 0 | 0 | 0 | 0 | [5 empty] | 0
FL Zone 2AssemblyExisting |  | XXXXXXXX | Yes | Nonequipment | Retro-Commissioning | Perform facility retro-commissioning, including assessment, process improvements, and optimization of energy-consuming equipment and systems at the facility | Comparable facility, no retro-commissioning | Commercial | Existing | Assembly | FL Zone 2 | Exterior Lighting |  |  | 0 | Per end use consumption | [7 empty] | 4550.5013 | 3822.4211 | 728.0802 | 0.16 |  | 5 |  |  |  | 728.0802 | [8 empty] | 0 | 0 | 0 | 0 | 0 | 0 | 0 | [5 empty] | 0
FL Zone 2College and UniversityExisting |  | XXXXXXXX | Yes | Nonequipment | Retro-Commissioning | Perform facility retro-commissioning, including assessment, process improvements, and optimization of energy-consuming equipment and systems at the facility | Comparable facility, no retro-commissioning | Commercial | Existing | College and University | FL Zone 2 | Exterior Lighting |  |  | 0 | Per end use consumption | [7 empty] | 27178.3942 | 22829.8511 | 4348.5431 | 0.16 |  | 5 |  |  |  | 4348.5431 | [8 empty] | 0 | 0 | 0 | 0 | 0 | 0 | 0 | [5 empty] | 0
FL Zone 2GroceryExisting |  | XXXXXXXX | Yes | Nonequipment | Retro-Commissioning | Perform facility retro-commissioning, including assessment, process improvements, and optimization of energy-consuming equipment and systems at the facility | Comparable facility, no retro-commissioning | Commercial | Existing | Grocery | FL Zone 2 | Exterior Lighting |  |  | 0 | Per end use consumption | [7 empty] | 10955.7929 | 9202.866 | 1752.9269 | 0.16 |  | 5 |  |  |  | 1752.9269 | [8 empty] | 0 | 0 | 0 | 0 | 0 | 0 | 0 | [5 empty] | 0
FL Zone 2HealthcareExisting |  | XXXXXXXX | Yes | Nonequipment | Retro-Commissioning | Perform facility retro-commissioning, including assessment, process improvements, and optimization of energy-consuming equipment and systems at the facility | Comparable facility, no retro-commissioning | Commercial | Existing | Healthcare | FL Zone 2 | Exterior Lighting |  |  | 0 | Per end use consumption | [7 empty] | 19123.3792 | 16063.6385 | 3059.7407 | 0.16 |  | 5 |  |  |  | 3059.7407 | [8 empty] | 0 | 0 | 0 | 0 | 0 | 0 | 0 | [5 empty] | 0
FL Zone 2HospitalsExisting |  | XXXXXXXX | Yes | Nonequipment | Retro-Commissioning | Perform facility retro-commissioning, including assessment, process improvements, and optimization of energy-consuming equipment and systems at the facility | Comparable facility, no retro-commissioning | Commercial | Existing | Hospitals | FL Zone 2 | Exterior Lighting |  |  | 0 | Per end use consumption | [7 empty] | 199262.6022 | 167380.5859 | 31882.0164 | 0.16 |  | 5 |  |  |  | 31882.0164 | [8 empty] | 0 | 0 | 0 | 0 | 0 | 0 | 0 | [5 empty] | 0
FL Zone 2InstitutionalExisting |  | XXXXXXXX | Yes | Nonequipment | Retro-Commissioning | Perform facility retro-commissioning, including assessment, process improvements, and optimization of energy-consuming equipment and systems at the facility | Comparable facility, no retro-commissioning | Commercial | Existing | Institutional | FL Zone 2 | Exterior Lighting |  |  | 0 | Per end use consumption | [7 empty] | 22106.8371 | 18569.7431 | 3537.0939 | 0.16 |  | 5 |  |  |  | 3537.0939 | [8 empty] | 0 | 0 | 0 | 0 | 0 | 0 | 0 | [5 empty] | 0
FL Zone 2Lodging/HospitalityExisting |  | XXXXXXXX | Yes | Nonequipment | Retro-Commissioning | Perform facility retro-commissioning, including assessment, process improvements, and optimization of energy-consuming equipment and systems at the facility | Comparable facility, no retro-commissioning | Commercial | Existing | Lodging/Hospitality | FL Zone 2 | Exterior Lighting |  |  | 0 | Per end use consumption | [7 empty] | 18134.7707 | 15233.2074 | 2901.5633 | 0.16 |  | 5 |  |  |  | 2901.5633 | [8 empty] | 0 | 0 | 0 | 0 | 0 | 0 | 0 | [5 empty] | 0
FL Zone 2MiscellaneousExisting |  | XXXXXXXX | Yes | Nonequipment | Retro-Commissioning | Perform facility retro-commissioning, including assessment, process improvements, and optimization of energy-consuming equipment and systems at the facility | Comparable facility, no retro-commissioning | Commercial | Existing | Miscellaneous | FL Zone 2 | Exterior Lighting |  |  | 0 | Per end use consumption | [7 empty] | 210759.6263 | 177038.0861 | 33721.5402 | 0.16 |  | 5 |  |  |  | 33721.5402 | [8 empty] | 0 | 0 | 0 | 0 | 0 | 0 | 0 | [5 empty] | 0
FL Zone 2OfficesExisting |  | XXXXXXXX | Yes | Nonequipment | Retro-Commissioning | Perform facility retro-commissioning, including assessment, process improvements, and optimization of energy-consuming equipment and systems at the facility | Comparable facility, no retro-commissioning | Commercial | Existing | Offices | FL Zone 2 | Exterior Lighting |  |  | 0 | Per end use consumption | [7 empty] | 15754.3672 | 13233.6684 | 2520.6987 | 0.16 |  | 5 |  |  |  | 2520.6987 | [8 empty] | 0 | 0 | 0 | 0 | 0 | 0 | 0 | [5 empty] | 0
FL Zone 2RestaurantsExisting |  | XXXXXXXX | Yes | Nonequipment | Retro-Commissioning | Perform facility retro-commissioning, including assessment, process improvements, and optimization of energy-consuming equipment and systems at the facility | Comparable facility, no retro-commissioning | Commercial | Existing | Restaurants | FL Zone 2 | Exterior Lighting |  |  | 0 | Per end use consumption | [7 empty] | 11416.0036 | 9589.443 | 1826.5606 | 0.16 |  | 5 |  |  |  | 1826.5606 | [8 empty] | 0 | 0 | 0 | 0 | 0 | 0 | 0 | [5 empty] | 0
FL Zone 2RetailExisting |  | XXXXXXXX | Yes | Nonequipment | Retro-Commissioning | Perform facility retro-commissioning, including assessment, process improvements, and optimization of energy-consuming equipment and systems at the facility | Comparable facility, no retro-commissioning | Commercial | Existing | Retail | FL Zone 2 | Exterior Lighting |  |  | 0 | Per end use consumption | [7 empty] | 4986.2325 | 4188.4353 | 797.7972 | 0.16 |  | 5 |  |  |  | 797.7972 | [8 empty] | 0 | 0 | 0 | 0 | 0 | 0 | 0 | [5 empty] | 0
FL Zone 2Schools K-12Existing |  | XXXXXXXX | Yes | Nonequipment | Retro-Commissioning | Perform facility retro-commissioning, including assessment, process improvements, and optimization of energy-consuming equipment and systems at the facility | Comparable facility, no retro-commissioning | Commercial | Existing | Schools K-12 | FL Zone 2 | Exterior Lighting |  |  | 0 | Per end use consumption | [7 empty] | 18634.0127 | 15652.5707 | 2981.442 | 0.16 |  | 5 |  |  |  | 2981.442 | [8 empty] | 0 | 0 | 0 | 0 | 0 | 0 | 0 | [5 empty] | 0
FL Zone 2WarehouseExisting |  | XXXXXXXX | Yes | Nonequipment | Retro-Commissioning | Perform facility retro-commissioning, including assessment, process improvements, and optimization of energy-consuming equipment and systems at the facility | Comparable facility, no retro-commissioning | Commercial | Existing | Warehouse | FL Zone 2 | Exterior Lighting |  |  | 0 | Per end use consumption | [7 empty] | 1851.1181 | 1554.9392 | 296.1789 | 0.16 |  | 5 |  |  |  | 296.1789 | [8 empty] | 0 | 0 | 0 | 0 | 0 | 0 | 0 | [5 empty] | 0
FL Zone 2AssemblyNew |  | XXXXXXXX | Yes | Nonequipment | Retro-Commissioning | Perform facility retro-commissioning, including assessment, process improvements, and optimization of energy-consuming equipment and systems at the facility | N/A - Retrofit Only | Commercial | New | Assembly | FL Zone 2 | Exterior Lighting |  |  | 0 | Per end use consumption | [7 empty] | 4550.5013 | 3822.4211 | 728.0802 | 0.16 |  | 5 |  |  |  | 728.0802 | [8 empty] | 0 | 0 | 0 | 0 | 0 | 0 | 0 | [5 empty] | 0
FL Zone 2College and UniversityNew |  | XXXXXXXX | Yes | Nonequipment | Retro-Commissioning | Perform facility retro-commissioning, including assessment, process improvements, and optimization of energy-consuming equipment and systems at the facility | N/A - Retrofit Only | Commercial | New | College and University | FL Zone 2 | Exterior Lighting |  |  | 0 | Per end use consumption | [7 empty] | 27178.3942 | 22829.8511 | 4348.5431 | 0.16 |  | 5 |  |  |  | 4348.5431 | [8 empty] | 0 | 0 | 0 | 0 | 0 | 0 | 0 | [5 empty] | 0
FL Zone 2GroceryNew |  | XXXXXXXX | Yes | Nonequipment | Retro-Commissioning | Perform facility retro-commissioning, including assessment, process improvements, and optimization of energy-consuming equipment and systems at the facility | N/A - Retrofit Only | Commercial | New | Grocery | FL Zone 2 | Exterior Lighting |  |  | 0 | Per end use consumption | [7 empty] | 10955.7929 | 9202.866 | 1752.9269 | 0.16 |  | 5 |  |  |  | 1752.9269 | [8 empty] | 0 | 0 | 0 | 0 | 0 | 0 | 0 | [5 empty] | 0
FL Zone 2HealthcareNew |  | XXXXXXXX | Yes | Nonequipment | Retro-Commissioning | Perform facility retro-commissioning, including assessment, process improvements, and optimization of energy-consuming equipment and systems at the facility | N/A - Retrofit Only | Commercial | New | Healthcare | FL Zone 2 | Exterior Lighting |  |  | 0 | Per end use consumption | [7 empty] | 19123.3792 | 16063.6385 | 3059.7407 | 0.16 |  | 5 |  |  |  | 3059.7407 | [8 empty] | 0 | 0 | 0 | 0 | 0 | 0 | 0 | [5 empty] | 0
FL Zone 2HospitalsNew |  | XXXXXXXX | Yes | Nonequipment | Retro-Commissioning | Perform facility retro-commissioning, including assessment, process improvements, and optimization of energy-consuming equipment and systems at the facility | N/A - Retrofit Only | Commercial | New | Hospitals | FL Zone 2 | Exterior Lighting |  |  | 0 | Per end use consumption | [7 empty] | 199262.6022 | 167380.5859 | 31882.0164 | 0.16 |  | 5 |  |  |  | 31882.0164 | [8 empty] | 0 | 0 | 0 | 0 | 0 | 0 | 0 | [5 empty] | 0
FL Zone 2InstitutionalNew |  | XXXXXXXX | Yes | Nonequipment | Retro-Commissioning | Perform facility retro-commissioning, including assessment, process improvements, and optimization of energy-consuming equipment and systems at the facility | N/A - Retrofit Only | Commercial | New | Institutional | FL Zone 2 | Exterior Lighting |  |  | 0 | Per end use consumption | [7 empty] | 22106.8371 | 18569.7431 | 3537.0939 | 0.16 |  | 5 |  |  |  | 3537.0939 | [8 empty] | 0 | 0 | 0 | 0 | 0 | 0 | 0 | [5 empty] | 0
FL Zone 2Lodging/HospitalityNew |  | XXXXXXXX | Yes | Nonequipment | Retro-Commissioning | Perform facility retro-commissioning, including assessment, process improvements, and optimization of energy-consuming equipment and systems at the facility | N/A - Retrofit Only | Commercial | New | Lodging/Hospitality | FL Zone 2 | Exterior Lighting |  |  | 0 | Per end use consumption | [7 empty] | 18134.7707 | 15233.2074 | 2901.5633 | 0.16 |  | 5 |  |  |  | 2901.5633 | [8 empty] | 0 | 0 | 0 | 0 | 0 | 0 | 0 | [5 empty] | 0
FL Zone 2MiscellaneousNew |  | XXXXXXXX | Yes | Nonequipment | Retro-Commissioning | Perform facility retro-commissioning, including assessment, process improvements, and optimization of energy-consuming equipment and systems at the facility | N/A - Retrofit Only | Commercial | New | Miscellaneous | FL Zone 2 | Exterior Lighting |  |  | 0 | Per end use consumption | [7 empty] | 210759.6263 | 177038.0861 | 33721.5402 | 0.16 |  | 5 |  |  |  | 33721.5402 | [8 empty] | 0 | 0 | 0 | 0 | 0 | 0 | 0 | [5 empty] | 0
FL Zone 2OfficesNew |  | XXXXXXXX | Yes | Nonequipment | Retro-Commissioning | Perform facility retro-commissioning, including assessment, process improvements, and optimization of energy-consuming equipment and systems at the facility | N/A - Retrofit Only | Commercial | New | Offices | FL Zone 2 | Exterior Lighting |  |  | 0 | Per end use consumption | [7 empty] | 15754.3672 | 13233.6684 | 2520.6987 | 0.16 |  | 5 |  |  |  | 2520.6987 | [8 empty] | 0 | 0 | 0 | 0 | 0 | 0 | 0 | [5 empty] | 0
FL Zone 2RestaurantsNew |  | XXXXXXXX | Yes | Nonequipment | Retro-Commissioning | Perform facility retro-commissioning, including assessment, process improvements, and optimization of energy-consuming equipment and systems at the facility | N/A - Retrofit Only | Commercial | New | Restaurants | FL Zone 2 | Exterior Lighting |  |  | 0 | Per end use consumption | [7 empty] | 11416.0036 | 9589.443 | 1826.5606 | 0.16 |  | 5 |  |  |  | 1826.5606 | [8 empty] | 0 | 0 | 0 | 0 | 0 | 0 | 0 | [5 empty] | 0
FL Zone 2RetailNew |  | XXXXXXXX | Yes | Nonequipment | Retro-Commissioning | Perform facility retro-commissioning, including assessment, process improvements, and optimization of energy-consuming equipment and systems at the facility | N/A - Retrofit Only | Commercial | New | Retail | FL Zone 2 | Exterior Lighting |  |  | 0 | Per end use consumption | [7 empty] | 4986.2325 | 4188.4353 | 797.7972 | 0.16 |  | 5 |  |  |  | 797.7972 | [8 empty] | 0 | 0 | 0 | 0 | 0 | 0 | 0 | [5 empty] | 0
FL Zone 2Schools K-12New |  | XXXXXXXX | Yes | Nonequipment | Retro-Commissioning | Perform facility retro-commissioning, including assessment, process improvements, and optimization of energy-consuming equipment and systems at the facility | N/A - Retrofit Only | Commercial | New | Schools K-12 | FL Zone 2 | Exterior Lighting |  |  | 0 | Per end use consumption | [7 empty] | 18634.0127 | 15652.5707 | 2981.442 | 0.16 |  | 5 |  |  |  | 2981.442 | [8 empty] | 0 | 0 | 0 | 0 | 0 | 0 | 0 | [5 empty] | 0
FL Zone 2WarehouseNew |  | XXXXXXXX | Yes | Nonequipment | Retro-Commissioning | Perform facility retro-commissioning, including assessment, process improvements, and optimization of energy-consuming equipment and systems at the facility | N/A - Retrofit Only | Commercial | New | Warehouse | FL Zone 2 | Exterior Lighting |  |  | 0 | Per end use consumption | [7 empty] | 1851.1181 | 1554.9392 | 296.1789 | 0.16 |  | 5 |  |  |  | 296.1789 | [8 empty] | 0 | 0 | 0 | 0 | 0 | 0 | 0 | [5 empty] | 0
FL Zone 2AssemblyExisting |  | XXXXXXXX | Yes | Nonequipment | Retro-Commissioning | Perform facility retro-commissioning, including assessment, process improvements, and optimization of energy-consuming equipment and systems at the facility | Comparable facility, no retro-commissioning | Commercial | Existing | Assembly | FL Zone 2 | Refrigeration |  |  | 0 | Per end use consumption | [7 empty] | 8338.0739 | 7003.9821 | 1334.0918 | 0.16 |  | 5 |  |  |  | 1334.0918 | [8 empty] | 0 | 0 | 0 | 0 | 0 | 0 | 0 | [5 empty] | 0
FL Zone 2College and UniversityExisting |  | XXXXXXXX | Yes | Nonequipment | Retro-Commissioning | Perform facility retro-commissioning, including assessment, process improvements, and optimization of energy-consuming equipment and systems at the facility | Comparable facility, no retro-commissioning | Commercial | Existing | College and University | FL Zone 2 | Refrigeration |  |  | 0 | Per end use consumption | [7 empty] | 49800.024 | 41832.0202 | 7968.0038 | 0.16 |  | 5 |  |  |  | 7968.0038 | [8 empty] | 0 | 0 | 0 | 0 | 0 | 0 | 0 | [5 empty] | 0
FL Zone 2GroceryExisting |  | XXXXXXXX | Yes | Nonequipment | Retro-Commissioning | Perform facility retro-commissioning, including assessment, process improvements, and optimization of energy-consuming equipment and systems at the facility | Comparable facility, no retro-commissioning | Commercial | Existing | Grocery | FL Zone 2 | Refrigeration |  |  | 0 | Per end use consumption | [7 empty] | 20074.7206 | 16862.7653 | 3211.9553 | 0.16 |  | 5 |  |  |  | 3211.9553 | [8 empty] | 0 | 0 | 0 | 0 | 0 | 0 | 0 | [5 empty] | 0
FL Zone 2HealthcareExisting |  | XXXXXXXX | Yes | Nonequipment | Retro-Commissioning | Perform facility retro-commissioning, including assessment, process improvements, and optimization of energy-consuming equipment and systems at the facility | Comparable facility, no retro-commissioning | Commercial | Existing | Healthcare | FL Zone 2 | Refrigeration |  |  | 0 | Per end use consumption | [7 empty] | 35040.5126 | 29434.0305 | 5606.482 | 0.16 |  | 5 |  |  |  | 5606.482 | [8 empty] | 0 | 0 | 0 | 0 | 0 | 0 | 0 | [5 empty] | 0
FL Zone 2HospitalsExisting |  | XXXXXXXX | Yes | Nonequipment | Retro-Commissioning | Perform facility retro-commissioning, including assessment, process improvements, and optimization of energy-consuming equipment and systems at the facility | Comparable facility, no retro-commissioning | Commercial | Existing | Hospitals | FL Zone 2 | Refrigeration |  |  | 0 | Per end use consumption | [7 empty] | 365116.6275 | 306697.9671 | 58418.6604 | 0.16 |  | 5 |  |  |  | 58418.6604 | [8 empty] | 0 | 0 | 0 | 0 | 0 | 0 | 0 | [5 empty] | 0
FL Zone 2InstitutionalExisting |  | XXXXXXXX | Yes | Nonequipment | Retro-Commissioning | Perform facility retro-commissioning, including assessment, process improvements, and optimization of energy-consuming equipment and systems at the facility | Comparable facility, no retro-commissioning | Commercial | Existing | Institutional | FL Zone 2 | Refrigeration |  |  | 0 | Per end use consumption | [7 empty] | 40507.2056 | 34026.0527 | 6481.1529 | 0.16 |  | 5 |  |  |  | 6481.1529 | [8 empty] | 0 | 0 | 0 | 0 | 0 | 0 | 0 | [5 empty] | 0
FL Zone 2Lodging/HospitalityExisting |  | XXXXXXXX | Yes | Nonequipment | Retro-Commissioning | Perform facility retro-commissioning, including assessment, process improvements, and optimization of energy-consuming equipment and systems at the facility | Comparable facility, no retro-commissioning | Commercial | Existing | Lodging/Hospitality | FL Zone 2 | Refrigeration |  |  | 0 | Per end use consumption | [7 empty] | 33229.0297 | 27912.385 | 5316.6448 | 0.16 |  | 5 |  |  |  | 5316.6448 | [8 empty] | 0 | 0 | 0 | 0 | 0 | 0 | 0 | [5 empty] | 0
FL Zone 2MiscellaneousExisting |  | XXXXXXXX | Yes | Nonequipment | Retro-Commissioning | Perform facility retro-commissioning, including assessment, process improvements, and optimization of energy-consuming equipment and systems at the facility | Comparable facility, no retro-commissioning | Commercial | Existing | Miscellaneous | FL Zone 2 | Refrigeration |  |  | 0 | Per end use consumption | [7 empty] | 386182.8995 | 324393.6356 | 61789.2639 | 0.16 |  | 5 |  |  |  | 61789.2639 | [8 empty] | 0 | 0 | 0 | 0 | 0 | 0 | 0 | [5 empty] | 0
FL Zone 2OfficesExisting |  | XXXXXXXX | Yes | Nonequipment | Retro-Commissioning | Perform facility retro-commissioning, including assessment, process improvements, and optimization of energy-consuming equipment and systems at the facility | Comparable facility, no retro-commissioning | Commercial | Existing | Offices | FL Zone 2 | Refrigeration |  |  | 0 | Per end use consumption | [7 empty] | 28867.3203 | 24248.549 | 4618.7712 | 0.16 |  | 5 |  |  |  | 4618.7712 | [8 empty] | 0 | 0 | 0 | 0 | 0 | 0 | 0 | [5 empty] | 0
FL Zone 2RestaurantsExisting |  | XXXXXXXX | Yes | Nonequipment | Retro-Commissioning | Perform facility retro-commissioning, including assessment, process improvements, and optimization of energy-consuming equipment and systems at the facility | Comparable facility, no retro-commissioning | Commercial | Existing | Restaurants | FL Zone 2 | Refrigeration |  |  | 0 | Per end use consumption | [7 empty] | 20917.9815 | 17571.1044 | 3346.877 | 0.16 |  | 5 |  |  |  | 3346.877 | [8 empty] | 0 | 0 | 0 | 0 | 0 | 0 | 0 | [5 empty] | 0
FL Zone 2RetailExisting |  | XXXXXXXX | Yes | Nonequipment | Retro-Commissioning | Perform facility retro-commissioning, including assessment, process improvements, and optimization of energy-consuming equipment and systems at the facility | Comparable facility, no retro-commissioning | Commercial | Existing | Retail | FL Zone 2 | Refrigeration |  |  | 0 | Per end use consumption | [7 empty] | 9136.4649 | 7674.6305 | 1461.8344 | 0.16 |  | 5 |  |  |  | 1461.8344 | [8 empty] | 0 | 0 | 0 | 0 | 0 | 0 | 0 | [5 empty] | 0
FL Zone 2Schools K-12Existing |  | XXXXXXXX | Yes | Nonequipment | Retro-Commissioning | Perform facility retro-commissioning, including assessment, process improvements, and optimization of energy-consuming equipment and systems at the facility | Comparable facility, no retro-commissioning | Commercial | Existing | Schools K-12 | FL Zone 2 | Refrigeration |  |  | 0 | Per end use consumption | [7 empty] | 34143.823 | 28680.8114 | 5463.0117 | 0.16 |  | 5 |  |  |  | 5463.0117 | [8 empty] | 0 | 0 | 0 | 0 | 0 | 0 | 0 | [5 empty] | 0
FL Zone 2WarehouseExisting |  | XXXXXXXX | Yes | Nonequipment | Retro-Commissioning | Perform facility retro-commissioning, including assessment, process improvements, and optimization of energy-consuming equipment and systems at the facility | Comparable facility, no retro-commissioning | Commercial | Existing | Warehouse | FL Zone 2 | Refrigeration |  |  | 0 | Per end use consumption | [7 empty] | 3391.8605 | 2849.1628 | 542.6977 | 0.16 |  | 5 |  |  |  | 542.6977 | [8 empty] | 0 | 0 | 0 | 0 | 0 | 0 | 0 | [5 empty] | 0
FL Zone 2AssemblyNew |  | XXXXXXXX | Yes | Nonequipment | Retro-Commissioning | Perform facility retro-commissioning, including assessment, process improvements, and optimization of energy-consuming equipment and systems at the facility | N/A - Retrofit Only | Commercial | New | Assembly | FL Zone 2 | Refrigeration |  |  | 0 | Per end use consumption | [7 empty] | 8338.0739 | 7003.9821 | 1334.0918 | 0.16 |  | 5 |  |  |  | 1334.0918 | [8 empty] | 0 | 0 | 0 | 0 | 0 | 0 | 0 | [5 empty] | 0
FL Zone 2College and UniversityNew |  | XXXXXXXX | Yes | Nonequipment | Retro-Commissioning | Perform facility retro-commissioning, including assessment, process improvements, and optimization of energy-consuming equipment and systems at the facility | N/A - Retrofit Only | Commercial | New | College and University | FL Zone 2 | Refrigeration |  |  | 0 | Per end use consumption | [7 empty] | 49800.024 | 41832.0202 | 7968.0038 | 0.16 |  | 5 |  |  |  | 7968.0038 | [8 empty] | 0 | 0 | 0 | 0 | 0 | 0 | 0 | [5 empty] | 0
FL Zone 2GroceryNew |  | XXXXXXXX | Yes | Nonequipment | Retro-Commissioning | Perform facility retro-commissioning, including assessment, process improvements, and optimization of energy-consuming equipment and systems at the facility | N/A - Retrofit Only | Commercial | New | Grocery | FL Zone 2 | Refrigeration |  |  | 0 | Per end use consumption | [7 empty] | 20074.7206 | 16862.7653 | 3211.9553 | 0.16 |  | 5 |  |  |  | 3211.9553 | [8 empty] | 0 | 0 | 0 | 0 | 0 | 0 | 0 | [5 empty] | 0
FL Zone 2HealthcareNew |  | XXXXXXXX | Yes | Nonequipment | Retro-Commissioning | Perform facility retro-commissioning, including assessment, process improvements, and optimization of energy-consuming equipment and systems at the facility | N/A - Retrofit Only | Commercial | New | Healthcare | FL Zone 2 | Refrigeration |  |  | 0 | Per end use consumption | [7 empty] | 35040.5126 | 29434.0305 | 5606.482 | 0.16 |  | 5 |  |  |  | 5606.482 | [8 empty] | 0 | 0 | 0 | 0 | 0 | 0 | 0 | [5 empty] | 0
FL Zone 2HospitalsNew |  | XXXXXXXX | Yes | Nonequipment | Retro-Commissioning | Perform facility retro-commissioning, including assessment, process improvements, and optimization of energy-consuming equipment and systems at the facility | N/A - Retrofit Only | Commercial | New | Hospitals | FL Zone 2 | Refrigeration |  |  | 0 | Per end use consumption | [7 empty] | 365116.6275 | 306697.9671 | 58418.6604 | 0.16 |  | 5 |  |  |  | 58418.6604 | [8 empty] | 0 | 0 | 0 | 0 | 0 | 0 | 0 | [5 empty] | 0
FL Zone 2InstitutionalNew |  | XXXXXXXX | Yes | Nonequipment | Retro-Commissioning | Perform facility retro-commissioning, including assessment, process improvements, and optimization of energy-consuming equipment and systems at the facility | N/A - Retrofit Only | Commercial | New | Institutional | FL Zone 2 | Refrigeration |  |  | 0 | Per end use consumption | [7 empty] | 40507.2056 | 34026.0527 | 6481.1529 | 0.16 |  | 5 |  |  |  | 6481.1529 | [8 empty] | 0 | 0 | 0 | 0 | 0 | 0 | 0 | [5 empty] | 0
FL Zone 2Lodging/HospitalityNew |  | XXXXXXXX | Yes | Nonequipment | Retro-Commissioning | Perform facility retro-commissioning, including assessment, process improvements, and optimization of energy-consuming equipment and systems at the facility | N/A - Retrofit Only | Commercial | New | Lodging/Hospitality | FL Zone 2 | Refrigeration |  |  | 0 | Per end use consumption | [7 empty] | 33229.0297 | 27912.385 | 5316.6448 | 0.16 |  | 5 |  |  |  | 5316.6448 | [8 empty] | 0 | 0 | 0 | 0 | 0 | 0 | 0 | [5 empty] | 0
FL Zone 2MiscellaneousNew |  | XXXXXXXX | Yes | Nonequipment | Retro-Commissioning | Perform facility retro-commissioning, including assessment, process improvements, and optimization of energy-consuming equipment and systems at the facility | N/A - Retrofit Only | Commercial | New | Miscellaneous | FL Zone 2 | Refrigeration |  |  | 0 | Per end use consumption | [7 empty] | 386182.8995 | 324393.6356 | 61789.2639 | 0.16 |  | 5 |  |  |  | 61789.2639 | [8 empty] | 0 | 0 | 0 | 0 | 0 | 0 | 0 | [5 empty] | 0
FL Zone 2OfficesNew |  | XXXXXXXX | Yes | Nonequipment | Retro-Commissioning | Perform facility retro-commissioning, including assessment, process improvements, and optimization of energy-consuming equipment and systems at the facility | N/A - Retrofit Only | Commercial | New | Offices | FL Zone 2 | Refrigeration |  |  | 0 | Per end use consumption | [7 empty] | 28867.3203 | 24248.549 | 4618.7712 | 0.16 |  | 5 |  |  |  | 4618.7712 | [8 empty] | 0 | 0 | 0 | 0 | 0 | 0 | 0 | [5 empty] | 0
FL Zone 2RestaurantsNew |  | XXXXXXXX | Yes | Nonequipment | Retro-Commissioning | Perform facility retro-commissioning, including assessment, process improvements, and optimization of energy-consuming equipment and systems at the facility | N/A - Retrofit Only | Commercial | New | Restaurants | FL Zone 2 | Refrigeration |  |  | 0 | Per end use consumption | [7 empty] | 20917.9815 | 17571.1044 | 3346.877 | 0.16 |  | 5 |  |  |  | 3346.877 | [8 empty] | 0 | 0 | 0 | 0 | 0 | 0 | 0 | [5 empty] | 0
FL Zone 2RetailNew |  | XXXXXXXX | Yes | Nonequipment | Retro-Commissioning | Perform facility retro-commissioning, including assessment, process improvements, and optimization of energy-consuming equipment and systems at the facility | N/A - Retrofit Only | Commercial | New | Retail | FL Zone 2 | Refrigeration |  |  | 0 | Per end use consumption | [7 empty] | 9136.4649 | 7674.6305 | 1461.8344 | 0.16 |  | 5 |  |  |  | 1461.8344 | [8 empty] | 0 | 0 | 0 | 0 | 0 | 0 | 0 | [5 empty] | 0
FL Zone 2Schools K-12New |  | XXXXXXXX | Yes | Nonequipment | Retro-Commissioning | Perform facility retro-commissioning, including assessment, process improvements, and optimization of energy-consuming equipment and systems at the facility | N/A - Retrofit Only | Commercial | New | Schools K-12 | FL Zone 2 | Refrigeration |  |  | 0 | Per end use consumption | [7 empty] | 34143.823 | 28680.8114 | 5463.0117 | 0.16 |  | 5 |  |  |  | 5463.0117 | [8 empty] | 0 | 0 | 0 | 0 | 0 | 0 | 0 | [5 empty] | 0
FL Zone 2WarehouseNew |  | XXXXXXXX | Yes | Nonequipment | Retro-Commissioning | Perform facility retro-commissioning, including assessment, process improvements, and optimization of energy-consuming equipment and systems at the facility | N/A - Retrofit Only | Commercial | New | Warehouse | FL Zone 2 | Refrigeration |  |  | 0 | Per end use consumption | [7 empty] | 3391.8605 | 2849.1628 | 542.6977 | 0.16 |  | 5 |  |  |  | 542.6977 | [8 empty] | 0 | 0 | 0 | 0 | 0 | 0 | 0 | [5 empty] | 0
FL Zone 2AssemblyExisting |  | XXXXXXXX | Yes | Nonequipment | Retro-Commissioning | Perform facility retro-commissioning, including assessment, process improvements, and optimization of energy-consuming equipment and systems at the facility | Comparable facility, no retro-commissioning | Commercial | Existing | Assembly | FL Zone 2 | Space Heating |  |  | 0 | Per end use consumption | [7 empty] | 7520.072 | 6316.8605 | 1203.2115 | 0.16 |  | 5 |  |  |  | 1203.2115 | [8 empty] | 0 | 0 | 0 | 0 | 0 | 0 | 0 | [5 empty] | 0
FL Zone 2College and UniversityExisting |  | XXXXXXXX | Yes | Nonequipment | Retro-Commissioning | Perform facility retro-commissioning, including assessment, process improvements, and optimization of energy-consuming equipment and systems at the facility | Comparable facility, no retro-commissioning | Commercial | Existing | College and University | FL Zone 2 | Space Heating |  |  | 0 | Per end use consumption | [7 empty] | 44914.4217 | 37728.1143 | 7186.3075 | 0.16 |  | 5 |  |  |  | 7186.3075 | [8 empty] | 0 | 0 | 0 | 0 | 0 | 0 | 0 | [5 empty] | 0
FL Zone 2GroceryExisting |  | XXXXXXXX | Yes | Nonequipment | Retro-Commissioning | Perform facility retro-commissioning, including assessment, process improvements, and optimization of energy-consuming equipment and systems at the facility | Comparable facility, no retro-commissioning | Commercial | Existing | Grocery | FL Zone 2 | Space Heating |  |  | 0 | Per end use consumption | [7 empty] | 18105.3019 | 15208.4536 | 2896.8483 | 0.16 |  | 5 |  |  |  | 2896.8483 | [8 empty] | 0 | 0 | 0 | 0 | 0 | 0 | 0 | [5 empty] | 0
FL Zone 2HealthcareExisting |  | XXXXXXXX | Yes | Nonequipment | Retro-Commissioning | Perform facility retro-commissioning, including assessment, process improvements, and optimization of energy-consuming equipment and systems at the facility | Comparable facility, no retro-commissioning | Commercial | Existing | Healthcare | FL Zone 2 | Space Heating |  |  | 0 | Per end use consumption | [7 empty] | 31602.8836 | 26546.4222 | 5056.4614 | 0.16 |  | 5 |  |  |  | 5056.4614 | [8 empty] | 0 | 0 | 0 | 0 | 0 | 0 | 0 | [5 empty] | 0
FL Zone 2HospitalsExisting |  | XXXXXXXX | Yes | Nonequipment | Retro-Commissioning | Perform facility retro-commissioning, including assessment, process improvements, and optimization of energy-consuming equipment and systems at the facility | Comparable facility, no retro-commissioning | Commercial | Existing | Hospitals | FL Zone 2 | Space Heating |  |  | 0 | Per end use consumption | [7 empty] | 329297.0743 | 276609.5424 | 52687.5319 | 0.16 |  | 5 |  |  |  | 52687.5319 | [8 empty] | 0 | 0 | 0 | 0 | 0 | 0 | 0 | [5 empty] | 0
FL Zone 2InstitutionalExisting |  | XXXXXXXX | Yes | Nonequipment | Retro-Commissioning | Perform facility retro-commissioning, including assessment, process improvements, and optimization of energy-consuming equipment and systems at the facility | Comparable facility, no retro-commissioning | Commercial | Existing | Institutional | FL Zone 2 | Space Heating |  |  | 0 | Per end use consumption | [7 empty] | 36533.2699 | 30687.9468 | 5845.3232 | 0.16 |  | 5 |  |  |  | 5845.3232 | [8 empty] | 0 | 0 | 0 | 0 | 0 | 0 | 0 | [5 empty] | 0
FL Zone 2Lodging/HospitalityExisting |  | XXXXXXXX | Yes | Nonequipment | Retro-Commissioning | Perform facility retro-commissioning, including assessment, process improvements, and optimization of energy-consuming equipment and systems at the facility | Comparable facility, no retro-commissioning | Commercial | Existing | Lodging/Hospitality | FL Zone 2 | Space Heating |  |  | 0 | Per end use consumption | [7 empty] | 29969.1152 | 25174.0568 | 4795.0584 | 0.16 |  | 5 |  |  |  | 4795.0584 | [8 empty] | 0 | 0 | 0 | 0 | 0 | 0 | 0 | [5 empty] | 0
FL Zone 2MiscellaneousExisting |  | XXXXXXXX | Yes | Nonequipment | Retro-Commissioning | Perform facility retro-commissioning, including assessment, process improvements, and optimization of energy-consuming equipment and systems at the facility | Comparable facility, no retro-commissioning | Commercial | Existing | Miscellaneous | FL Zone 2 | Space Heating |  |  | 0 | Per end use consumption | [7 empty] | 348296.6521 | 292569.1877 | 55727.4643 | 0.16 |  | 5 |  |  |  | 55727.4643 | [8 empty] | 0 | 0 | 0 | 0 | 0 | 0 | 0 | [5 empty] | 0
FL Zone 2OfficesExisting |  | XXXXXXXX | Yes | Nonequipment | Retro-Commissioning | Perform facility retro-commissioning, including assessment, process improvements, and optimization of energy-consuming equipment and systems at the facility | Comparable facility, no retro-commissioning | Commercial | Existing | Offices | FL Zone 2 | Space Heating |  |  | 0 | Per end use consumption | [7 empty] | 26035.3087 | 21869.6593 | 4165.6494 | 0.16 |  | 5 |  |  |  | 4165.6494 | [8 empty] | 0 | 0 | 0 | 0 | 0 | 0 | 0 | [5 empty] | 0
FL Zone 2RestaurantsExisting |  | XXXXXXXX | Yes | Nonequipment | Retro-Commissioning | Perform facility retro-commissioning, including assessment, process improvements, and optimization of energy-consuming equipment and systems at the facility | Comparable facility, no retro-commissioning | Commercial | Existing | Restaurants | FL Zone 2 | Space Heating |  |  | 0 | Per end use consumption | [7 empty] | 18865.8351 | 15847.3015 | 3018.5336 | 0.16 |  | 5 |  |  |  | 3018.5336 | [8 empty] | 0 | 0 | 0 | 0 | 0 | 0 | 0 | [5 empty] | 0
FL Zone 2RetailExisting |  | XXXXXXXX | Yes | Nonequipment | Retro-Commissioning | Perform facility retro-commissioning, including assessment, process improvements, and optimization of energy-consuming equipment and systems at the facility | Comparable facility, no retro-commissioning | Commercial | Existing | Retail | FL Zone 2 | Space Heating |  |  | 0 | Per end use consumption | [7 empty] | 8240.1374 | 6921.7154 | 1318.422 | 0.16 |  | 5 |  |  |  | 1318.422 | [8 empty] | 0 | 0 | 0 | 0 | 0 | 0 | 0 | [5 empty] | 0
FL Zone 2Schools K-12Existing |  | XXXXXXXX | Yes | Nonequipment | Retro-Commissioning | Perform facility retro-commissioning, including assessment, process improvements, and optimization of energy-consuming equipment and systems at the facility | Comparable facility, no retro-commissioning | Commercial | Existing | Schools K-12 | FL Zone 2 | Space Heating |  |  | 0 | Per end use consumption | [7 empty] | 30794.1632 | 25867.0971 | 4927.0661 | 0.16 |  | 5 |  |  |  | 4927.0661 | [8 empty] | 0 | 0 | 0 | 0 | 0 | 0 | 0 | [5 empty] | 0
FL Zone 2WarehouseExisting |  | XXXXXXXX | Yes | Nonequipment | Retro-Commissioning | Perform facility retro-commissioning, including assessment, process improvements, and optimization of energy-consuming equipment and systems at the facility | Comparable facility, no retro-commissioning | Commercial | Existing | Warehouse | FL Zone 2 | Space Heating |  |  | 0 | Per end use consumption | [7 empty] | 3059.104 | 2569.6474 | 489.4566 | 0.16 |  | 5 |  |  |  | 489.4566 | [8 empty] | 0 | 0 | 0 | 0 | 0 | 0 | 0 | [5 empty] | 0
FL Zone 2AssemblyNew |  | XXXXXXXX | Yes | Nonequipment | Retro-Commissioning | Perform facility retro-commissioning, including assessment, process improvements, and optimization of energy-consuming equipment and systems at the facility | N/A - Retrofit Only | Commercial | New | Assembly | FL Zone 2 | Space Heating |  |  | 0 | Per end use consumption | [7 empty] | 7520.072 | 6316.8605 | 1203.2115 | 0.16 |  | 5 |  |  |  | 1203.2115 | [8 empty] | 0 | 0 | 0 | 0 | 0 | 0 | 0 | [5 empty] | 0
FL Zone 2College and UniversityNew |  | XXXXXXXX | Yes | Nonequipment | Retro-Commissioning | Perform facility retro-commissioning, including assessment, process improvements, and optimization of energy-consuming equipment and systems at the facility | N/A - Retrofit Only | Commercial | New | College and University | FL Zone 2 | Space Heating |  |  | 0 | Per end use consumption | [7 empty] | 44914.4217 | 37728.1143 | 7186.3075 | 0.16 |  | 5 |  |  |  | 7186.3075 | [8 empty] | 0 | 0 | 0 | 0 | 0 | 0 | 0 | [5 empty] | 0
FL Zone 2GroceryNew |  | XXXXXXXX | Yes | Nonequipment | Retro-Commissioning | Perform facility retro-commissioning, including assessment, process improvements, and optimization of energy-consuming equipment and systems at the facility | N/A - Retrofit Only | Commercial | New | Grocery | FL Zone 2 | Space Heating |  |  | 0 | Per end use consumption | [7 empty] | 18105.3019 | 15208.4536 | 2896.8483 | 0.16 |  | 5 |  |  |  | 2896.8483 | [8 empty] | 0 | 0 | 0 | 0 | 0 | 0 | 0 | [5 empty] | 0
FL Zone 2HealthcareNew |  | XXXXXXXX | Yes | Nonequipment | Retro-Commissioning | Perform facility retro-commissioning, including assessment, process improvements, and optimization of energy-consuming equipment and systems at the facility | N/A - Retrofit Only | Commercial | New | Healthcare | FL Zone 2 | Space Heating |  |  | 0 | Per end use consumption | [7 empty] | 31602.8836 | 26546.4222 | 5056.4614 | 0.16 |  | 5 |  |  |  | 5056.4614 | [8 empty] | 0 | 0 | 0 | 0 | 0 | 0 | 0 | [5 empty] | 0
FL Zone 2HospitalsNew |  | XXXXXXXX | Yes | Nonequipment | Retro-Commissioning | Perform facility retro-commissioning, including assessment, process improvements, and optimization of energy-consuming equipment and systems at the facility | N/A - Retrofit Only | Commercial | New | Hospitals | FL Zone 2 | Space Heating |  |  | 0 | Per end use consumption | [7 empty] | 329297.0743 | 276609.5424 | 52687.5319 | 0.16 |  | 5 |  |  |  | 52687.5319 | [8 empty] | 0 | 0 | 0 | 0 | 0 | 0 | 0 | [5 empty] | 0
FL Zone 2InstitutionalNew |  | XXXXXXXX | Yes | Nonequipment | Retro-Commissioning | Perform facility retro-commissioning, including assessment, process improvements, and optimization of energy-consuming equipment and systems at the facility | N/A - Retrofit Only | Commercial | New | Institutional | FL Zone 2 | Space Heating |  |  | 0 | Per end use consumption | [7 empty] | 36533.2699 | 30687.9468 | 5845.3232 | 0.16 |  | 5 |  |  |  | 5845.3232 | [8 empty] | 0 | 0 | 0 | 0 | 0 | 0 | 0 | [5 empty] | 0
FL Zone 2Lodging/HospitalityNew |  | XXXXXXXX | Yes | Nonequipment | Retro-Commissioning | Perform facility retro-commissioning, including assessment, process improvements, and optimization of energy-consuming equipment and systems at the facility | N/A - Retrofit Only | Commercial | New | Lodging/Hospitality | FL Zone 2 | Space Heating |  |  | 0 | Per end use consumption | [7 empty] | 29969.1152 | 25174.0568 | 4795.0584 | 0.16 |  | 5 |  |  |  | 4795.0584 | [8 empty] | 0 | 0 | 0 | 0 | 0 | 0 | 0 | [5 empty] | 0
FL Zone 2MiscellaneousNew |  | XXXXXXXX | Yes | Nonequipment | Retro-Commissioning | Perform facility retro-commissioning, including assessment, process improvements, and optimization of energy-consuming equipment and systems at the facility | N/A - Retrofit Only | Commercial | New | Miscellaneous | FL Zone 2 | Space Heating |  |  | 0 | Per end use consumption | [7 empty] | 348296.6521 | 292569.1877 | 55727.4643 | 0.16 |  | 5 |  |  |  | 55727.4643 | [8 empty] | 0 | 0 | 0 | 0 | 0 | 0 | 0 | [5 empty] | 0
FL Zone 2OfficesNew |  | XXXXXXXX | Yes | Nonequipment | Retro-Commissioning | Perform facility retro-commissioning, including assessment, process improvements, and optimization of energy-consuming equipment and systems at the facility | N/A - Retrofit Only | Commercial | New | Offices | FL Zone 2 | Space Heating |  |  | 0 | Per end use consumption | [7 empty] | 26035.3087 | 21869.6593 | 4165.6494 | 0.16 |  | 5 |  |  |  | 4165.6494 | [8 empty] | 0 | 0 | 0 | 0 | 0 | 0 | 0 | [5 empty] | 0
FL Zone 2RestaurantsNew |  | XXXXXXXX | Yes | Nonequipment | Retro-Commissioning | Perform facility retro-commissioning, including assessment, process improvements, and optimization of energy-consuming equipment and systems at the facility | N/A - Retrofit Only | Commercial | New | Restaurants | FL Zone 2 | Space Heating |  |  | 0 | Per end use consumption | [7 empty] | 18865.8351 | 15847.3015 | 3018.5336 | 0.16 |  | 5 |  |  |  | 3018.5336 | [8 empty] | 0 | 0 | 0 | 0 | 0 | 0 | 0 | [5 empty] | 0
FL Zone 2RetailNew |  | XXXXXXXX | Yes | Nonequipment | Retro-Commissioning | Perform facility retro-commissioning, including assessment, process improvements, and optimization of energy-consuming equipment and systems at the facility | N/A - Retrofit Only | Commercial | New | Retail | FL Zone 2 | Space Heating |  |  | 0 | Per end use consumption | [7 empty] | 8240.1374 | 6921.7154 | 1318.422 | 0.16 |  | 5 |  |  |  | 1318.422 | [8 empty] | 0 | 0 | 0 | 0 | 0 | 0 | 0 | [5 empty] | 0
FL Zone 2Schools K-12New |  | XXXXXXXX | Yes | Nonequipment | Retro-Commissioning | Perform facility retro-commissioning, including assessment, process improvements, and optimization of energy-consuming equipment and systems at the facility | N/A - Retrofit Only | Commercial | New | Schools K-12 | FL Zone 2 | Space Heating |  |  | 0 | Per end use consumption | [7 empty] | 30794.1632 | 25867.0971 | 4927.0661 | 0.16 |  | 5 |  |  |  | 4927.0661 | [8 empty] | 0 | 0 | 0 | 0 | 0 | 0 | 0 | [5 empty] | 0
FL Zone 2WarehouseNew |  | XXXXXXXX | Yes | Nonequipment | Retro-Commissioning | Perform facility retro-commissioning, including assessment, process improvements, and optimization of energy-consuming equipment and systems at the facility | N/A - Retrofit Only | Commercial | New | Warehouse | FL Zone 2 | Space Heating |  |  | 0 | Per end use consumption | [7 empty] | 3059.104 | 2569.6474 | 489.4566 | 0.16 |  | 5 |  |  |  | 489.4566 | [8 empty] | 0 | 0 | 0 | 0 | 0 | 0 | 0 | [5 empty] | 0
FL Zone 2AssemblyExisting |  | XXXXXXXX | Yes | Nonequipment | Retro-Commissioning | Perform facility retro-commissioning, including assessment, process improvements, and optimization of energy-consuming equipment and systems at the facility | Comparable facility, no retro-commissioning | Commercial | Existing | Assembly | FL Zone 2 | Space Cooling |  |  | 0 | Per end use consumption | [7 empty] | 40558.1631 | 34068.857 | 6489.3061 | 0.16 |  | 5 |  |  |  | 6489.3061 | [8 empty] | 0 | 0 | 0 | 0 | 0 | 0 | 0 | [5 empty] | 0
FL Zone 2College and UniversityExisting |  | XXXXXXXX | Yes | Nonequipment | Retro-Commissioning | Perform facility retro-commissioning, including assessment, process improvements, and optimization of energy-consuming equipment and systems at the facility | Comparable facility, no retro-commissioning | Commercial | Existing | College and University | FL Zone 2 | Space Cooling |  |  | 0 | Per end use consumption | [7 empty] | 242237.8979 | 203479.8343 | 38758.0637 | 0.16 |  | 5 |  |  |  | 38758.0637 | [8 empty] | 0 | 0 | 0 | 0 | 0 | 0 | 0 | [5 empty] | 0
FL Zone 2GroceryExisting |  | XXXXXXXX | Yes | Nonequipment | Retro-Commissioning | Perform facility retro-commissioning, including assessment, process improvements, and optimization of energy-consuming equipment and systems at the facility | Comparable facility, no retro-commissioning | Commercial | Existing | Grocery | FL Zone 2 | Space Cooling |  |  | 0 | Per end use consumption | [7 empty] | 97647.7064 | 82024.0734 | 15623.633 | 0.16 |  | 5 |  |  |  | 15623.633 | [8 empty] | 0 | 0 | 0 | 0 | 0 | 0 | 0 | [5 empty] | 0
FL Zone 2HealthcareExisting |  | XXXXXXXX | Yes | Nonequipment | Retro-Commissioning | Perform facility retro-commissioning, including assessment, process improvements, and optimization of energy-consuming equipment and systems at the facility | Comparable facility, no retro-commissioning | Commercial | Existing | Healthcare | FL Zone 2 | Space Cooling |  |  | 0 | Per end use consumption | [7 empty] | 170444.4983 | 143173.3786 | 27271.1197 | 0.16 |  | 5 |  |  |  | 27271.1197 | [8 empty] | 0 | 0 | 0 | 0 | 0 | 0 | 0 | [5 empty] | 0
FL Zone 2HospitalsExisting |  | XXXXXXXX | Yes | Nonequipment | Retro-Commissioning | Perform facility retro-commissioning, including assessment, process improvements, and optimization of energy-consuming equipment and systems at the facility | Comparable facility, no retro-commissioning | Commercial | Existing | Hospitals | FL Zone 2 | Space Cooling |  |  | 0 | Per end use consumption | [7 empty] | 1776004.8545 | 1491844.0777 | 284160.7767 | 0.16 |  | 5 |  |  |  | 284160.7767 | [8 empty] | 0 | 0 | 0 | 0 | 0 | 0 | 0 | [5 empty] | 0
FL Zone 2InstitutionalExisting |  | XXXXXXXX | Yes | Nonequipment | Retro-Commissioning | Perform facility retro-commissioning, including assessment, process improvements, and optimization of energy-consuming equipment and systems at the facility | Comparable facility, no retro-commissioning | Commercial | Existing | Institutional | FL Zone 2 | Space Cooling |  |  | 0 | Per end use consumption | [7 empty] | 197035.6551 | 165509.9503 | 31525.7048 | 0.16 |  | 5 |  |  |  | 31525.7048 | [8 empty] | 0 | 0 | 0 | 0 | 0 | 0 | 0 | [5 empty] | 0
FL Zone 2Lodging/HospitalityExisting |  | XXXXXXXX | Yes | Nonequipment | Retro-Commissioning | Perform facility retro-commissioning, including assessment, process improvements, and optimization of energy-consuming equipment and systems at the facility | Comparable facility, no retro-commissioning | Commercial | Existing | Lodging/Hospitality | FL Zone 2 | Space Cooling |  |  | 0 | Per end use consumption | [7 empty] | 161633.0609 | 135771.7712 | 25861.2898 | 0.16 |  | 5 |  |  |  | 25861.2898 | [8 empty] | 0 | 0 | 0 | 0 | 0 | 0 | 0 | [5 empty] | 0
FL Zone 2MiscellaneousExisting |  | XXXXXXXX | Yes | Nonequipment | Retro-Commissioning | Perform facility retro-commissioning, including assessment, process improvements, and optimization of energy-consuming equipment and systems at the facility | Comparable facility, no retro-commissioning | Commercial | Existing | Miscellaneous | FL Zone 2 | Space Cooling |  |  | 0 | Per end use consumption | [7 empty] | 1878475.6776 | 1577919.5692 | 300556.1084 | 0.16 |  | 5 |  |  |  | 300556.1084 | [8 empty] | 0 | 0 | 0 | 0 | 0 | 0 | 0 | [5 empty] | 0
FL Zone 2OfficesExisting |  | XXXXXXXX | Yes | Nonequipment | Retro-Commissioning | Perform facility retro-commissioning, including assessment, process improvements, and optimization of energy-consuming equipment and systems at the facility | Comparable facility, no retro-commissioning | Commercial | Existing | Offices | FL Zone 2 | Space Cooling |  |  | 0 | Per end use consumption | [7 empty] | 140416.7794 | 117950.0947 | 22466.6847 | 0.16 |  | 5 |  |  |  | 22466.6847 | [8 empty] | 0 | 0 | 0 | 0 | 0 | 0 | 0 | [5 empty] | 0
FL Zone 2RestaurantsExisting |  | XXXXXXXX | Yes | Nonequipment | Retro-Commissioning | Perform facility retro-commissioning, including assessment, process improvements, and optimization of energy-consuming equipment and systems at the facility | Comparable facility, no retro-commissioning | Commercial | Existing | Restaurants | FL Zone 2 | Space Cooling |  |  | 0 | Per end use consumption | [7 empty] | 101749.5064 | 85469.5854 | 16279.921 | 0.16 |  | 5 |  |  |  | 16279.921 | [8 empty] | 0 | 0 | 0 | 0 | 0 | 0 | 0 | [5 empty] | 0
FL Zone 2RetailExisting |  | XXXXXXXX | Yes | Nonequipment | Retro-Commissioning | Perform facility retro-commissioning, including assessment, process improvements, and optimization of energy-consuming equipment and systems at the facility | Comparable facility, no retro-commissioning | Commercial | Existing | Retail | FL Zone 2 | Space Cooling |  |  | 0 | Per end use consumption | [7 empty] | 44441.7066 | 37331.0336 | 7110.6731 | 0.16 |  | 5 |  |  |  | 7110.6731 | [8 empty] | 0 | 0 | 0 | 0 | 0 | 0 | 0 | [5 empty] | 0
FL Zone 2Schools K-12Existing |  | XXXXXXXX | Yes | Nonequipment | Retro-Commissioning | Perform facility retro-commissioning, including assessment, process improvements, and optimization of energy-consuming equipment and systems at the facility | Comparable facility, no retro-commissioning | Commercial | Existing | Schools K-12 | FL Zone 2 | Space Cooling |  |  | 0 | Per end use consumption | [7 empty] | 166082.8099 | 139509.5603 | 26573.2496 | 0.16 |  | 5 |  |  |  | 26573.2496 | [8 empty] | 0 | 0 | 0 | 0 | 0 | 0 | 0 | [5 empty] | 0
FL Zone 2WarehouseExisting |  | XXXXXXXX | Yes | Nonequipment | Retro-Commissioning | Perform facility retro-commissioning, including assessment, process improvements, and optimization of energy-consuming equipment and systems at the facility | Comparable facility, no retro-commissioning | Commercial | Existing | Warehouse | FL Zone 2 | Space Cooling |  |  | 0 | Per end use consumption | [7 empty] | 16498.7301 | 13858.9333 | 2639.7968 | 0.16 |  | 5 |  |  |  | 2639.7968 | [8 empty] | 0 | 0 | 0 | 0 | 0 | 0 | 0 | [5 empty] | 0
FL Zone 2AssemblyNew |  | XXXXXXXX | Yes | Nonequipment | Retro-Commissioning | Perform facility retro-commissioning, including assessment, process improvements, and optimization of energy-consuming equipment and systems at the facility | N/A - Retrofit Only | Commercial | New | Assembly | FL Zone 2 | Space Cooling |  |  | 0 | Per end use consumption | [7 empty] | 40558.1631 | 34068.857 | 6489.3061 | 0.16 |  | 5 |  |  |  | 6489.3061 | [8 empty] | 0 | 0 | 0 | 0 | 0 | 0 | 0 | [5 empty] | 0
FL Zone 2College and UniversityNew |  | XXXXXXXX | Yes | Nonequipment | Retro-Commissioning | Perform facility retro-commissioning, including assessment, process improvements, and optimization of energy-consuming equipment and systems at the facility | N/A - Retrofit Only | Commercial | New | College and University | FL Zone 2 | Space Cooling |  |  | 0 | Per end use consumption | [7 empty] | 242237.8979 | 203479.8343 | 38758.0637 | 0.16 |  | 5 |  |  |  | 38758.0637 | [8 empty] | 0 | 0 | 0 | 0 | 0 | 0 | 0 | [5 empty] | 0
FL Zone 2GroceryNew |  | XXXXXXXX | Yes | Nonequipment | Retro-Commissioning | Perform facility retro-commissioning, including assessment, process improvements, and optimization of energy-consuming equipment and systems at the facility | N/A - Retrofit Only | Commercial | New | Grocery | FL Zone 2 | Space Cooling |  |  | 0 | Per end use consumption | [7 empty] | 97647.7064 | 82024.0734 | 15623.633 | 0.16 |  | 5 |  |  |  | 15623.633 | [8 empty] | 0 | 0 | 0 | 0 | 0 | 0 | 0 | [5 empty] | 0
FL Zone 2HealthcareNew |  | XXXXXXXX | Yes | Nonequipment | Retro-Commissioning | Perform facility retro-commissioning, including assessment, process improvements, and optimization of energy-consuming equipment and systems at the facility | N/A - Retrofit Only | Commercial | New | Healthcare | FL Zone 2 | Space Cooling |  |  | 0 | Per end use consumption | [7 empty] | 170444.4983 | 143173.3786 | 27271.1197 | 0.16 |  | 5 |  |  |  | 27271.1197 | [8 empty] | 0 | 0 | 0 | 0 | 0 | 0 | 0 | [5 empty] | 0
FL Zone 2HospitalsNew |  | XXXXXXXX | Yes | Nonequipment | Retro-Commissioning | Perform facility retro-commissioning, including assessment, process improvements, and optimization of energy-consuming equipment and systems at the facility | N/A - Retrofit Only | Commercial | New | Hospitals | FL Zone 2 | Space Cooling |  |  | 0 | Per end use consumption | [7 empty] | 1776004.8545 | 1491844.0777 | 284160.7767 | 0.16 |  | 5 |  |  |  | 284160.7767 | [8 empty] | 0 | 0 | 0 | 0 | 0 | 0 | 0 | [5 empty] | 0
FL Zone 2InstitutionalNew |  | XXXXXXXX | Yes | Nonequipment | Retro-Commissioning | Perform facility retro-commissioning, including assessment, process improvements, and optimization of energy-consuming equipment and systems at the facility | N/A - Retrofit Only | Commercial | New | Institutional | FL Zone 2 | Space Cooling |  |  | 0 | Per end use consumption | [7 empty] | 197035.6551 | 165509.9503 | 31525.7048 | 0.16 |  | 5 |  |  |  | 31525.7048 | [8 empty] | 0 | 0 | 0 | 0 | 0 | 0 | 0 | [5 empty] | 0
FL Zone 2Lodging/HospitalityNew |  | XXXXXXXX | Yes | Nonequipment | Retro-Commissioning | Perform facility retro-commissioning, including assessment, process improvements, and optimization of energy-consuming equipment and systems at the facility | N/A - Retrofit Only | Commercial | New | Lodging/Hospitality | FL Zone 2 | Space Cooling |  |  | 0 | Per end use consumption | [7 empty] | 161633.0609 | 135771.7712 | 25861.2898 | 0.16 |  | 5 |  |  |  | 25861.2898 | [8 empty] | 0 | 0 | 0 | 0 | 0 | 0 | 0 | [5 empty] | 0
FL Zone 2MiscellaneousNew |  | XXXXXXXX | Yes | Nonequipment | Retro-Commissioning | Perform facility retro-commissioning, including assessment, process improvements, and optimization of energy-consuming equipment and systems at the facility | N/A - Retrofit Only | Commercial | New | Miscellaneous | FL Zone 2 | Space Cooling |  |  | 0 | Per end use consumption | [7 empty] | 1878475.6776 | 1577919.5692 | 300556.1084 | 0.16 |  | 5 |  |  |  | 300556.1084 | [8 empty] | 0 | 0 | 0 | 0 | 0 | 0 | 0 | [5 empty] | 0
FL Zone 2OfficesNew |  | XXXXXXXX | Yes | Nonequipment | Retro-Commissioning | Perform facility retro-commissioning, including assessment, process improvements, and optimization of energy-consuming equipment and systems at the facility | N/A - Retrofit Only | Commercial | New | Offices | FL Zone 2 | Space Cooling |  |  | 0 | Per end use consumption | [7 empty] | 140416.7794 | 117950.0947 | 22466.6847 | 0.16 |  | 5 |  |  |  | 22466.6847 | [8 empty] | 0 | 0 | 0 | 0 | 0 | 0 | 0 | [5 empty] | 0
FL Zone 2RestaurantsNew |  | XXXXXXXX | Yes | Nonequipment | Retro-Commissioning | Perform facility retro-commissioning, including assessment, process improvements, and optimization of energy-consuming equipment and systems at the facility | N/A - Retrofit Only | Commercial | New | Restaurants | FL Zone 2 | Space Cooling |  |  | 0 | Per end use consumption | [7 empty] | 101749.5064 | 85469.5854 | 16279.921 | 0.16 |  | 5 |  |  |  | 16279.921 | [8 empty] | 0 | 0 | 0 | 0 | 0 | 0 | 0 | [5 empty] | 0
FL Zone 2RetailNew |  | XXXXXXXX | Yes | Nonequipment | Retro-Commissioning | Perform facility retro-commissioning, including assessment, process improvements, and optimization of energy-consuming equipment and systems at the facility | N/A - Retrofit Only | Commercial | New | Retail | FL Zone 2 | Space Cooling |  |  | 0 | Per end use consumption | [7 empty] | 44441.7066 | 37331.0336 | 7110.6731 | 0.16 |  | 5 |  |  |  | 7110.6731 | [8 empty] | 0 | 0 | 0 | 0 | 0 | 0 | 0 | [5 empty] | 0
FL Zone 2Schools K-12New |  | XXXXXXXX | Yes | Nonequipment | Retro-Commissioning | Perform facility retro-commissioning, including assessment, process improvements, and optimization of energy-consuming equipment and systems at the facility | N/A - Retrofit Only | Commercial | New | Schools K-12 | FL Zone 2 | Space Cooling |  |  | 0 | Per end use consumption | [7 empty] | 166082.8099 | 139509.5603 | 26573.2496 | 0.16 |  | 5 |  |  |  | 26573.2496 | [8 empty] | 0 | 0 | 0 | 0 | 0 | 0 | 0 | [5 empty] | 0
FL Zone 2WarehouseNew |  | XXXXXXXX | Yes | Nonequipment | Retro-Commissioning | Perform facility retro-commissioning, including assessment, process improvements, and optimization of energy-consuming equipment and systems at the facility | N/A - Retrofit Only | Commercial | New | Warehouse | FL Zone 2 | Space Cooling |  |  | 0 | Per end use consumption | [7 empty] | 16498.7301 | 13858.9333 | 2639.7968 | 0.16 |  | 5 |  |  |  | 2639.7968 | [8 empty] | 0 | 0 | 0 | 0 | 0 | 0 | 0 | [5 empty] | 0
FL Zone 2AssemblyExisting |  | XXXXXXXX | Yes | Nonequipment | Retro-Commissioning | Perform facility retro-commissioning, including assessment, process improvements, and optimization of energy-consuming equipment and systems at the facility | Comparable facility, no retro-commissioning | Commercial | Existing | Assembly | FL Zone 2 | Ventilation and Circulation |  |  | 0 | Per end use consumption | [7 empty] | 9357.0704 | 7859.9392 | 1497.1313 | 0.16 |  | 5 |  |  |  | 1497.1313 | [8 empty] | 0 | 0 | 0 | 0 | 0 | 0 | 0 | [5 empty] | 0
FL Zone 2College and UniversityExisting |  | XXXXXXXX | Yes | Nonequipment | Retro-Commissioning | Perform facility retro-commissioning, including assessment, process improvements, and optimization of energy-consuming equipment and systems at the facility | Comparable facility, no retro-commissioning | Commercial | Existing | College and University | FL Zone 2 | Ventilation and Circulation |  |  | 0 | Per end use consumption | [7 empty] | 55886.0882 | 46944.3141 | 8941.7741 | 0.16 |  | 5 |  |  |  | 8941.7741 | [8 empty] | 0 | 0 | 0 | 0 | 0 | 0 | 0 | [5 empty] | 0
FL Zone 2GroceryExisting |  | XXXXXXXX | Yes | Nonequipment | Retro-Commissioning | Perform facility retro-commissioning, including assessment, process improvements, and optimization of energy-consuming equipment and systems at the facility | Comparable facility, no retro-commissioning | Commercial | Existing | Grocery | FL Zone 2 | Ventilation and Circulation |  |  | 0 | Per end use consumption | [7 empty] | 22528.0535 | 18923.565 | 3604.4886 | 0.16 |  | 5 |  |  |  | 3604.4886 | [8 empty] | 0 | 0 | 0 | 0 | 0 | 0 | 0 | [5 empty] | 0
FL Zone 2HealthcareExisting |  | XXXXXXXX | Yes | Nonequipment | Retro-Commissioning | Perform facility retro-commissioning, including assessment, process improvements, and optimization of energy-consuming equipment and systems at the facility | Comparable facility, no retro-commissioning | Commercial | Existing | Healthcare | FL Zone 2 | Ventilation and Circulation |  |  | 0 | Per end use consumption | [7 empty] | 39322.8159 | 33031.1653 | 6291.6505 | 0.16 |  | 5 |  |  |  | 6291.6505 | [8 empty] | 0 | 0 | 0 | 0 | 0 | 0 | 0 | [5 empty] | 0
FL Zone 2HospitalsExisting |  | XXXXXXXX | Yes | Nonequipment | Retro-Commissioning | Perform facility retro-commissioning, including assessment, process improvements, and optimization of energy-consuming equipment and systems at the facility | Comparable facility, no retro-commissioning | Commercial | Existing | Hospitals | FL Zone 2 | Ventilation and Circulation |  |  | 0 | Per end use consumption | [7 empty] | 409737.5542 | 344179.5455 | 65558.0087 | 0.16 |  | 5 |  |  |  | 65558.0087 | [8 empty] | 0 | 0 | 0 | 0 | 0 | 0 | 0 | [5 empty] | 0
FL Zone 2InstitutionalExisting |  | XXXXXXXX | Yes | Nonequipment | Retro-Commissioning | Perform facility retro-commissioning, including assessment, process improvements, and optimization of energy-consuming equipment and systems at the facility | Comparable facility, no retro-commissioning | Commercial | Existing | Institutional | FL Zone 2 | Ventilation and Circulation |  |  | 0 | Per end use consumption | [7 empty] | 45457.5939 | 38184.3789 | 7273.215 | 0.16 |  | 5 |  |  |  | 7273.215 | [8 empty] | 0 | 0 | 0 | 0 | 0 | 0 | 0 | [5 empty] | 0
FL Zone 2Lodging/HospitalityExisting |  | XXXXXXXX | Yes | Nonequipment | Retro-Commissioning | Perform facility retro-commissioning, including assessment, process improvements, and optimization of energy-consuming equipment and systems at the facility | Comparable facility, no retro-commissioning | Commercial | Existing | Lodging/Hospitality | FL Zone 2 | Ventilation and Circulation |  |  | 0 | Per end use consumption | [7 empty] | 37289.9516 | 31323.5594 | 5966.3923 | 0.16 |  | 5 |  |  |  | 5966.3923 | [8 empty] | 0 | 0 | 0 | 0 | 0 | 0 | 0 | [5 empty] | 0
FL Zone 2MiscellaneousExisting |  | XXXXXXXX | Yes | Nonequipment | Retro-Commissioning | Perform facility retro-commissioning, including assessment, process improvements, and optimization of energy-consuming equipment and systems at the facility | Comparable facility, no retro-commissioning | Commercial | Existing | Miscellaneous | FL Zone 2 | Ventilation and Circulation |  |  | 0 | Per end use consumption | [7 empty] | 433378.3365 | 364037.8027 | 69340.5338 | 0.16 |  | 5 |  |  |  | 69340.5338 | [8 empty] | 0 | 0 | 0 | 0 | 0 | 0 | 0 | [5 empty] | 0
FL Zone 2OfficesExisting |  | XXXXXXXX | Yes | Nonequipment | Retro-Commissioning | Perform facility retro-commissioning, including assessment, process improvements, and optimization of energy-consuming equipment and systems at the facility | Comparable facility, no retro-commissioning | Commercial | Existing | Offices | FL Zone 2 | Ventilation and Circulation |  |  | 0 | Per end use consumption | [7 empty] | 32395.1974 | 27211.9658 | 5183.2316 | 0.16 |  | 5 |  |  |  | 5183.2316 | [8 empty] | 0 | 0 | 0 | 0 | 0 | 0 | 0 | [5 empty] | 0
FL Zone 2RestaurantsExisting |  | XXXXXXXX | Yes | Nonequipment | Retro-Commissioning | Perform facility retro-commissioning, including assessment, process improvements, and optimization of energy-consuming equipment and systems at the facility | Comparable facility, no retro-commissioning | Commercial | Existing | Restaurants | FL Zone 2 | Ventilation and Circulation |  |  | 0 | Per end use consumption | [7 empty] | 23474.3693 | 19718.4702 | 3755.8991 | 0.16 |  | 5 |  |  |  | 3755.8991 | [8 empty] | 0 | 0 | 0 | 0 | 0 | 0 | 0 | [5 empty] | 0
FL Zone 2RetailExisting |  | XXXXXXXX | Yes | Nonequipment | Retro-Commissioning | Perform facility retro-commissioning, including assessment, process improvements, and optimization of energy-consuming equipment and systems at the facility | Comparable facility, no retro-commissioning | Commercial | Existing | Retail | FL Zone 2 | Ventilation and Circulation |  |  | 0 | Per end use consumption | [7 empty] | 10253.0329 | 8612.5476 | 1640.4853 | 0.16 |  | 5 |  |  |  | 1640.4853 | [8 empty] | 0 | 0 | 0 | 0 | 0 | 0 | 0 | [5 empty] | 0
FL Zone 2Schools K-12Existing |  | XXXXXXXX | Yes | Nonequipment | Retro-Commissioning | Perform facility retro-commissioning, including assessment, process improvements, and optimization of energy-consuming equipment and systems at the facility | Comparable facility, no retro-commissioning | Commercial | Existing | Schools K-12 | FL Zone 2 | Ventilation and Circulation |  |  | 0 | Per end use consumption | [7 empty] | 38316.5419 | 32185.8952 | 6130.6467 | 0.16 |  | 5 |  |  |  | 6130.6467 | [8 empty] | 0 | 0 | 0 | 0 | 0 | 0 | 0 | [5 empty] | 0
FL Zone 2WarehouseExisting |  | XXXXXXXX | Yes | Nonequipment | Retro-Commissioning | Perform facility retro-commissioning, including assessment, process improvements, and optimization of energy-consuming equipment and systems at the facility | Comparable facility, no retro-commissioning | Commercial | Existing | Warehouse | FL Zone 2 | Ventilation and Circulation |  |  | 0 | Per end use consumption | [7 empty] | 3806.38 | 3197.3592 | 609.0208 | 0.16 |  | 5 |  |  |  | 609.0208 | [8 empty] | 0 | 0 | 0 | 0 | 0 | 0 | 0 | [5 empty] | 0
FL Zone 2AssemblyNew |  | XXXXXXXX | Yes | Nonequipment | Retro-Commissioning | Perform facility retro-commissioning, including assessment, process improvements, and optimization of energy-consuming equipment and systems at the facility | N/A - Retrofit Only | Commercial | New | Assembly | FL Zone 2 | Ventilation and Circulation |  |  | 0 | Per end use consumption | [7 empty] | 9357.0704 | 7859.9392 | 1497.1313 | 0.16 |  | 5 |  |  |  | 1497.1313 | [8 empty] | 0 | 0 | 0 | 0 | 0 | 0 | 0 | [5 empty] | 0
FL Zone 2College and UniversityNew |  | XXXXXXXX | Yes | Nonequipment | Retro-Commissioning | Perform facility retro-commissioning, including assessment, process improvements, and optimization of energy-consuming equipment and systems at the facility | N/A - Retrofit Only | Commercial | New | College and University | FL Zone 2 | Ventilation and Circulation |  |  | 0 | Per end use consumption | [7 empty] | 55886.0882 | 46944.3141 | 8941.7741 | 0.16 |  | 5 |  |  |  | 8941.7741 | [8 empty] | 0 | 0 | 0 | 0 | 0 | 0 | 0 | [5 empty] | 0
FL Zone 2GroceryNew |  | XXXXXXXX | Yes | Nonequipment | Retro-Commissioning | Perform facility retro-commissioning, including assessment, process improvements, and optimization of energy-consuming equipment and systems at the facility | N/A - Retrofit Only | Commercial | New | Grocery | FL Zone 2 | Ventilation and Circulation |  |  | 0 | Per end use consumption | [7 empty] | 22528.0535 | 18923.565 | 3604.4886 | 0.16 |  | 5 |  |  |  | 3604.4886 | [8 empty] | 0 | 0 | 0 | 0 | 0 | 0 | 0 | [5 empty] | 0
FL Zone 2HealthcareNew |  | XXXXXXXX | Yes | Nonequipment | Retro-Commissioning | Perform facility retro-commissioning, including assessment, process improvements, and optimization of energy-consuming equipment and systems at the facility | N/A - Retrofit Only | Commercial | New | Healthcare | FL Zone 2 | Ventilation and Circulation |  |  | 0 | Per end use consumption | [7 empty] | 39322.8159 | 33031.1653 | 6291.6505 | 0.16 |  | 5 |  |  |  | 6291.6505 | [8 empty] | 0 | 0 | 0 | 0 | 0 | 0 | 0 | [5 empty] | 0
FL Zone 2HospitalsNew |  | XXXXXXXX | Yes | Nonequipment | Retro-Commissioning | Perform facility retro-commissioning, including assessment, process improvements, and optimization of energy-consuming equipment and systems at the facility | N/A - Retrofit Only | Commercial | New | Hospitals | FL Zone 2 | Ventilation and Circulation |  |  | 0 | Per end use consumption | [7 empty] | 409737.5542 | 344179.5455 | 65558.0087 | 0.16 |  | 5 |  |  |  | 65558.0087 | [8 empty] | 0 | 0 | 0 | 0 | 0 | 0 | 0 | [5 empty] | 0
FL Zone 2InstitutionalNew |  | XXXXXXXX | Yes | Nonequipment | Retro-Commissioning | Perform facility retro-commissioning, including assessment, process improvements, and optimization of energy-consuming equipment and systems at the facility | N/A - Retrofit Only | Commercial | New | Institutional | FL Zone 2 | Ventilation and Circulation |  |  | 0 | Per end use consumption | [7 empty] | 45457.5939 | 38184.3789 | 7273.215 | 0.16 |  | 5 |  |  |  | 7273.215 | [8 empty] | 0 | 0 | 0 | 0 | 0 | 0 | 0 | [5 empty] | 0
FL Zone 2Lodging/HospitalityNew |  | XXXXXXXX | Yes | Nonequipment | Retro-Commissioning | Perform facility retro-commissioning, including assessment, process improvements, and optimization of energy-consuming equipment and systems at the facility | N/A - Retrofit Only | Commercial | New | Lodging/Hospitality | FL Zone 2 | Ventilation and Circulation |  |  | 0 | Per end use consumption | [7 empty] | 37289.9516 | 31323.5594 | 5966.3923 | 0.16 |  | 5 |  |  |  | 5966.3923 | [8 empty] | 0 | 0 | 0 | 0 | 0 | 0 | 0 | [5 empty] | 0
FL Zone 2MiscellaneousNew |  | XXXXXXXX | Yes | Nonequipment | Retro-Commissioning | Perform facility retro-commissioning, including assessment, process improvements, and optimization of energy-consuming equipment and systems at the facility | N/A - Retrofit Only | Commercial | New | Miscellaneous | FL Zone 2 | Ventilation and Circulation |  |  | 0 | Per end use consumption | [7 empty] | 433378.3365 | 364037.8027 | 69340.5338 | 0.16 |  | 5 |  |  |  | 69340.5338 | [8 empty] | 0 | 0 | 0 | 0 | 0 | 0 | 0 | [5 empty] | 0
FL Zone 2OfficesNew |  | XXXXXXXX | Yes | Nonequipment | Retro-Commissioning | Perform facility retro-commissioning, including assessment, process improvements, and optimization of energy-consuming equipment and systems at the facility | N/A - Retrofit Only | Commercial | New | Offices | FL Zone 2 | Ventilation and Circulation |  |  | 0 | Per end use consumption | [7 empty] | 32395.1974 | 27211.9658 | 5183.2316 | 0.16 |  | 5 |  |  |  | 5183.2316 | [8 empty] | 0 | 0 | 0 | 0 | 0 | 0 | 0 | [5 empty] | 0
FL Zone 2RestaurantsNew |  | XXXXXXXX | Yes | Nonequipment | Retro-Commissioning | Perform facility retro-commissioning, including assessment, process improvements, and optimization of energy-consuming equipment and systems at the facility | N/A - Retrofit Only | Commercial | New | Restaurants | FL Zone 2 | Ventilation and Circulation |  |  | 0 | Per end use consumption | [7 empty] | 23474.3693 | 19718.4702 | 3755.8991 | 0.16 |  | 5 |  |  |  | 3755.8991 | [8 empty] | 0 | 0 | 0 | 0 | 0 | 0 | 0 | [5 empty] | 0
FL Zone 2RetailNew |  | XXXXXXXX | Yes | Nonequipment | Retro-Commissioning | Perform facility retro-commissioning, including assessment, process improvements, and optimization of energy-consuming equipment and systems at the facility | N/A - Retrofit Only | Commercial | New | Retail | FL Zone 2 | Ventilation and Circulation |  |  | 0 | Per end use consumption | [7 empty] | 10253.0329 | 8612.5476 | 1640.4853 | 0.16 |  | 5 |  |  |  | 1640.4853 | [8 empty] | 0 | 0 | 0 | 0 | 0 | 0 | 0 | [5 empty] | 0
FL Zone 2Schools K-12New |  | XXXXXXXX | Yes | Nonequipment | Retro-Commissioning | Perform facility retro-commissioning, including assessment, process improvements, and optimization of energy-consuming equipment and systems at the facility | N/A - Retrofit Only | Commercial | New | Schools K-12 | FL Zone 2 | Ventilation and Circulation |  |  | 0 | Per end use consumption | [7 empty] | 38316.5419 | 32185.8952 | 6130.6467 | 0.16 |  | 5 |  |  |  | 6130.6467 | [8 empty] | 0 | 0 | 0 | 0 | 0 | 0 | 0 | [5 empty] | 0
FL Zone 2WarehouseNew |  | XXXXXXXX | Yes | Nonequipment | Retro-Commissioning | Perform facility retro-commissioning, including assessment, process improvements, and optimization of energy-consuming equipment and systems at the facility | N/A - Retrofit Only | Commercial | New | Warehouse | FL Zone 2 | Ventilation and Circulation |  |  | 0 | Per end use consumption | [7 empty] | 3806.38 | 3197.3592 | 609.0208 | 0.16 |  | 5 |  |  |  | 609.0208 | [8 empty] | 0 | 0 | 0 | 0 | 0 | 0 | 0 | [5 empty] | 0
FL Zone 2AssemblyExisting |  | XXXXXXXX | Yes | Nonequipment | Retro-Commissioning | Perform facility retro-commissioning, including assessment, process improvements, and optimization of energy-consuming equipment and systems at the facility | Comparable facility, no retro-commissioning | Commercial | Existing | Assembly | FL Zone 2 | Domestic Hot Water |  |  | 0 | Per end use consumption | [7 empty] | 4176.2274 | 3508.031 | 668.1964 | 0.16 |  | 5 |  |  |  | 668.1964 | [8 empty] | 0 | 0 | 0 | 0 | 0 | 0 | 0 | [5 empty] | 0
FL Zone 2College and UniversityExisting |  | XXXXXXXX | Yes | Nonequipment | Retro-Commissioning | Perform facility retro-commissioning, including assessment, process improvements, and optimization of energy-consuming equipment and systems at the facility | Comparable facility, no retro-commissioning | Commercial | Existing | College and University | FL Zone 2 | Domestic Hot Water |  |  | 0 | Per end use consumption | [7 empty] | 24942.9577 | 20952.0845 | 3990.8732 | 0.16 |  | 5 |  |  |  | 3990.8732 | [8 empty] | 0 | 0 | 0 | 0 | 0 | 0 | 0 | [5 empty] | 0
FL Zone 2GroceryExisting |  | XXXXXXXX | Yes | Nonequipment | Retro-Commissioning | Perform facility retro-commissioning, including assessment, process improvements, and optimization of energy-consuming equipment and systems at the facility | Comparable facility, no retro-commissioning | Commercial | Existing | Grocery | FL Zone 2 | Domestic Hot Water |  |  | 0 | Per end use consumption | [7 empty] | 10054.672 | 8445.9245 | 1608.7475 | 0.16 |  | 5 |  |  |  | 1608.7475 | [8 empty] | 0 | 0 | 0 | 0 | 0 | 0 | 0 | [5 empty] | 0
FL Zone 2HealthcareExisting |  | XXXXXXXX | Yes | Nonequipment | Retro-Commissioning | Perform facility retro-commissioning, including assessment, process improvements, and optimization of energy-consuming equipment and systems at the facility | Comparable facility, no retro-commissioning | Commercial | Existing | Healthcare | FL Zone 2 | Domestic Hot Water |  |  | 0 | Per end use consumption | [7 empty] | 17550.474 | 14742.3981 | 2808.0758 | 0.16 |  | 5 |  |  |  | 2808.0758 | [8 empty] | 0 | 0 | 0 | 0 | 0 | 0 | 0 | [5 empty] | 0
FL Zone 2HospitalsExisting |  | XXXXXXXX | Yes | Nonequipment | Retro-Commissioning | Perform facility retro-commissioning, including assessment, process improvements, and optimization of energy-consuming equipment and systems at the facility | Comparable facility, no retro-commissioning | Commercial | Existing | Hospitals | FL Zone 2 | Domestic Hot Water |  |  | 0 | Per end use consumption | [7 empty] | 182873.1772 | 153613.4688 | 29259.7083 | 0.16 |  | 5 |  |  |  | 29259.7083 | [8 empty] | 0 | 0 | 0 | 0 | 0 | 0 | 0 | [5 empty] | 0
FL Zone 2InstitutionalExisting |  | XXXXXXXX | Yes | Nonequipment | Retro-Commissioning | Perform facility retro-commissioning, including assessment, process improvements, and optimization of energy-consuming equipment and systems at the facility | Comparable facility, no retro-commissioning | Commercial | Existing | Institutional | FL Zone 2 | Domestic Hot Water |  |  | 0 | Per end use consumption | [7 empty] | 20288.5348 | 17042.3692 | 3246.1656 | 0.16 |  | 5 |  |  |  | 3246.1656 | [8 empty] | 0 | 0 | 0 | 0 | 0 | 0 | 0 | [5 empty] | 0
FL Zone 2Lodging/HospitalityExisting |  | XXXXXXXX | Yes | Nonequipment | Retro-Commissioning | Perform facility retro-commissioning, including assessment, process improvements, and optimization of energy-consuming equipment and systems at the facility | Comparable facility, no retro-commissioning | Commercial | Existing | Lodging/Hospitality | FL Zone 2 | Domestic Hot Water |  |  | 0 | Per end use consumption | [7 empty] | 16643.1704 | 13980.2631 | 2662.9073 | 0.16 |  | 5 |  |  |  | 2662.9073 | [8 empty] | 0 | 0 | 0 | 0 | 0 | 0 | 0 | [5 empty] | 0
FL Zone 2MiscellaneousExisting |  | XXXXXXXX | Yes | Nonequipment | Retro-Commissioning | Perform facility retro-commissioning, including assessment, process improvements, and optimization of energy-consuming equipment and systems at the facility | Comparable facility, no retro-commissioning | Commercial | Existing | Miscellaneous | FL Zone 2 | Domestic Hot Water |  |  | 0 | Per end use consumption | [7 empty] | 193424.4799 | 162476.5631 | 30947.9168 | 0.16 |  | 5 |  |  |  | 30947.9168 | [8 empty] | 0 | 0 | 0 | 0 | 0 | 0 | 0 | [5 empty] | 0
FL Zone 2OfficesExisting |  | XXXXXXXX | Yes | Nonequipment | Retro-Commissioning | Perform facility retro-commissioning, including assessment, process improvements, and optimization of energy-consuming equipment and systems at the facility | Comparable facility, no retro-commissioning | Commercial | Existing | Offices | FL Zone 2 | Domestic Hot Water |  |  | 0 | Per end use consumption | [7 empty] | 14458.5543 | 12145.1856 | 2313.3687 | 0.16 |  | 5 |  |  |  | 2313.3687 | [8 empty] | 0 | 0 | 0 | 0 | 0 | 0 | 0 | [5 empty] | 0
FL Zone 2RestaurantsExisting |  | XXXXXXXX | Yes | Nonequipment | Retro-Commissioning | Perform facility retro-commissioning, including assessment, process improvements, and optimization of energy-consuming equipment and systems at the facility | Comparable facility, no retro-commissioning | Commercial | Existing | Restaurants | FL Zone 2 | Domestic Hot Water |  |  | 0 | Per end use consumption | [7 empty] | 10477.0296 | 8800.7049 | 1676.3247 | 0.16 |  | 5 |  |  |  | 1676.3247 | [8 empty] | 0 | 0 | 0 | 0 | 0 | 0 | 0 | [5 empty] | 0
FL Zone 2RetailExisting |  | XXXXXXXX | Yes | Nonequipment | Retro-Commissioning | Perform facility retro-commissioning, including assessment, process improvements, and optimization of energy-consuming equipment and systems at the facility | Comparable facility, no retro-commissioning | Commercial | Existing | Retail | FL Zone 2 | Domestic Hot Water |  |  | 0 | Per end use consumption | [7 empty] | 4576.1114 | 3843.9336 | 732.1778 | 0.16 |  | 5 |  |  |  | 732.1778 | [8 empty] | 0 | 0 | 0 | 0 | 0 | 0 | 0 | [5 empty] | 0
FL Zone 2Schools K-12Existing |  | XXXXXXXX | Yes | Nonequipment | Retro-Commissioning | Perform facility retro-commissioning, including assessment, process improvements, and optimization of energy-consuming equipment and systems at the facility | Comparable facility, no retro-commissioning | Commercial | Existing | Schools K-12 | FL Zone 2 | Domestic Hot Water |  |  | 0 | Per end use consumption | [7 empty] | 17101.3559 | 14365.139 | 2736.2169 | 0.16 |  | 5 |  |  |  | 2736.2169 | [8 empty] | 0 | 0 | 0 | 0 | 0 | 0 | 0 | [5 empty] | 0
FL Zone 2WarehouseExisting |  | XXXXXXXX | Yes | Nonequipment | Retro-Commissioning | Perform facility retro-commissioning, including assessment, process improvements, and optimization of energy-consuming equipment and systems at the facility | Comparable facility, no retro-commissioning | Commercial | Existing | Warehouse | FL Zone 2 | Domestic Hot Water |  |  | 0 | Per end use consumption | [7 empty] | 1698.8553 | 1427.0384 | 271.8168 | 0.16 |  | 5 |  |  |  | 271.8168 | [8 empty] | 0 | 0 | 0 | 0 | 0 | 0 | 0 | [5 empty] | 0
FL Zone 2AssemblyNew |  | XXXXXXXX | Yes | Nonequipment | Retro-Commissioning | Perform facility retro-commissioning, including assessment, process improvements, and optimization of energy-consuming equipment and systems at the facility | N/A - Retrofit Only | Commercial | New | Assembly | FL Zone 2 | Domestic Hot Water |  |  | 0 | Per end use consumption | [7 empty] | 4176.2274 | 3508.031 | 668.1964 | 0.16 |  | 5 |  |  |  | 668.1964 | [8 empty] | 0 | 0 | 0 | 0 | 0 | 0 | 0 | [5 empty] | 0
FL Zone 2College and UniversityNew |  | XXXXXXXX | Yes | Nonequipment | Retro-Commissioning | Perform facility retro-commissioning, including assessment, process improvements, and optimization of energy-consuming equipment and systems at the facility | N/A - Retrofit Only | Commercial | New | College and University | FL Zone 2 | Domestic Hot Water |  |  | 0 | Per end use consumption | [7 empty] | 24942.9577 | 20952.0845 | 3990.8732 | 0.16 |  | 5 |  |  |  | 3990.8732 | [8 empty] | 0 | 0 | 0 | 0 | 0 | 0 | 0 | [5 empty] | 0
FL Zone 2GroceryNew |  | XXXXXXXX | Yes | Nonequipment | Retro-Commissioning | Perform facility retro-commissioning, including assessment, process improvements, and optimization of energy-consuming equipment and systems at the facility | N/A - Retrofit Only | Commercial | New | Grocery | FL Zone 2 | Domestic Hot Water |  |  | 0 | Per end use consumption | [7 empty] | 10054.672 | 8445.9245 | 1608.7475 | 0.16 |  | 5 |  |  |  | 1608.7475 | [8 empty] | 0 | 0 | 0 | 0 | 0 | 0 | 0 | [5 empty] | 0
FL Zone 2HealthcareNew |  | XXXXXXXX | Yes | Nonequipment | Retro-Commissioning | Perform facility retro-commissioning, including assessment, process improvements, and optimization of energy-consuming equipment and systems at the facility | N/A - Retrofit Only | Commercial | New | Healthcare | FL Zone 2 | Domestic Hot Water |  |  | 0 | Per end use consumption | [7 empty] | 17550.474 | 14742.3981 | 2808.0758 | 0.16 |  | 5 |  |  |  | 2808.0758 | [8 empty] | 0 | 0 | 0 | 0 | 0 | 0 | 0 | [5 empty] | 0
FL Zone 2HospitalsNew |  | XXXXXXXX | Yes | Nonequipment | Retro-Commissioning | Perform facility retro-commissioning, including assessment, process improvements, and optimization of energy-consuming equipment and systems at the facility | N/A - Retrofit Only | Commercial | New | Hospitals | FL Zone 2 | Domestic Hot Water |  |  | 0 | Per end use consumption | [7 empty] | 182873.1772 | 153613.4688 | 29259.7083 | 0.16 |  | 5 |  |  |  | 29259.7083 | [8 empty] | 0 | 0 | 0 | 0 | 0 | 0 | 0 | [5 empty] | 0
FL Zone 2InstitutionalNew |  | XXXXXXXX | Yes | Nonequipment | Retro-Commissioning | Perform facility retro-commissioning, including assessment, process improvements, and optimization of energy-consuming equipment and systems at the facility | N/A - Retrofit Only | Commercial | New | Institutional | FL Zone 2 | Domestic Hot Water |  |  | 0 | Per end use consumption | [7 empty] | 20288.5348 | 17042.3692 | 3246.1656 | 0.16 |  | 5 |  |  |  | 3246.1656 | [8 empty] | 0 | 0 | 0 | 0 | 0 | 0 | 0 | [5 empty] | 0
FL Zone 2Lodging/HospitalityNew |  | XXXXXXXX | Yes | Nonequipment | Retro-Commissioning | Perform facility retro-commissioning, including assessment, process improvements, and optimization of energy-consuming equipment and systems at the facility | N/A - Retrofit Only | Commercial | New | Lodging/Hospitality | FL Zone 2 | Domestic Hot Water |  |  | 0 | Per end use consumption | [7 empty] | 16643.1704 | 13980.2631 | 2662.9073 | 0.16 |  | 5 |  |  |  | 2662.9073 | [8 empty] | 0 | 0 | 0 | 0 | 0 | 0 | 0 | [5 empty] | 0
FL Zone 2MiscellaneousNew |  | XXXXXXXX | Yes | Nonequipment | Retro-Commissioning | Perform facility retro-commissioning, including assessment, process improvements, and optimization of energy-consuming equipment and systems at the facility | N/A - Retrofit Only | Commercial | New | Miscellaneous | FL Zone 2 | Domestic Hot Water |  |  | 0 | Per end use consumption | [7 empty] | 193424.4799 | 162476.5631 | 30947.9168 | 0.16 |  | 5 |  |  |  | 30947.9168 | [8 empty] | 0 | 0 | 0 | 0 | 0 | 0 | 0 | [5 empty] | 0
FL Zone 2OfficesNew |  | XXXXXXXX | Yes | Nonequipment | Retro-Commissioning | Perform facility retro-commissioning, including assessment, process improvements, and optimization of energy-consuming equipment and systems at the facility | N/A - Retrofit Only | Commercial | New | Offices | FL Zone 2 | Domestic Hot Water |  |  | 0 | Per end use consumption | [7 empty] | 14458.5543 | 12145.1856 | 2313.3687 | 0.16 |  | 5 |  |  |  | 2313.3687 | [8 empty] | 0 | 0 | 0 | 0 | 0 | 0 | 0 | [5 empty] | 0
FL Zone 2RestaurantsNew |  | XXXXXXXX | Yes | Nonequipment | Retro-Commissioning | Perform facility retro-commissioning, including assessment, process improvements, and optimization of energy-consuming equipment and systems at the facility | N/A - Retrofit Only | Commercial | New | Restaurants | FL Zone 2 | Domestic Hot Water |  |  | 0 | Per end use consumption | [7 empty] | 10477.0296 | 8800.7049 | 1676.3247 | 0.16 |  | 5 |  |  |  | 1676.3247 | [8 empty] | 0 | 0 | 0 | 0 | 0 | 0 | 0 | [5 empty] | 0
FL Zone 2RetailNew |  | XXXXXXXX | Yes | Nonequipment | Retro-Commissioning | Perform facility retro-commissioning, including assessment, process improvements, and optimization of energy-consuming equipment and systems at the facility | N/A - Retrofit Only | Commercial | New | Retail | FL Zone 2 | Domestic Hot Water |  |  | 0 | Per end use consumption | [7 empty] | 4576.1114 | 3843.9336 | 732.1778 | 0.16 |  | 5 |  |  |  | 732.1778 | [8 empty] | 0 | 0 | 0 | 0 | 0 | 0 | 0 | [5 empty] | 0
FL Zone 2Schools K-12New |  | XXXXXXXX | Yes | Nonequipment | Retro-Commissioning | Perform facility retro-commissioning, including assessment, process improvements, and optimization of energy-consuming equipment and systems at the facility | N/A - Retrofit Only | Commercial | New | Schools K-12 | FL Zone 2 | Domestic Hot Water |  |  | 0 | Per end use consumption | [7 empty] | 17101.3559 | 14365.139 | 2736.2169 | 0.16 |  | 5 |  |  |  | 2736.2169 | [8 empty] | 0 | 0 | 0 | 0 | 0 | 0 | 0 | [5 empty] | 0
FL Zone 2WarehouseNew |  | XXXXXXXX | Yes | Nonequipment | Retro-Commissioning | Perform facility retro-commissioning, including assessment, process improvements, and optimization of energy-consuming equipment and systems at the facility | N/A - Retrofit Only | Commercial | New | Warehouse | FL Zone 2 | Domestic Hot Water |  |  | 0 | Per end use consumption | [7 empty] | 1698.8553 | 1427.0384 | 271.8168 | 0.16 |  | 5 |  |  |  | 271.8168 | [8 empty] | 0 | 0 | 0 | 0 | 0 | 0 | 0 | [5 empty] | 0
FL Zone 2AssemblyExisting |  | XXXXXXXX | Yes | Nonequipment | Retro-Commissioning | Perform facility retro-commissioning, including assessment, process improvements, and optimization of energy-consuming equipment and systems at the facility | Comparable facility, no retro-commissioning | Commercial | Existing | Assembly | FL Zone 2 | Miscellaneous |  |  | 0 | Per end use consumption | [7 empty] | 10195.2738 | 8564.03 | 1631.2438 | 0.16 |  | 5 |  |  |  | 1631.2438 | [8 empty] | 0 | 0 | 0 | 0 | 0 | 0 | 0 | [5 empty] | 0
FL Zone 2College and UniversityExisting |  | XXXXXXXX | Yes | Nonequipment | Retro-Commissioning | Perform facility retro-commissioning, including assessment, process improvements, and optimization of energy-consuming equipment and systems at the facility | Comparable facility, no retro-commissioning | Commercial | Existing | College and University | FL Zone 2 | Miscellaneous |  |  | 0 | Per end use consumption | [7 empty] | 60892.3459 | 51149.5706 | 9742.7753 | 0.16 |  | 5 |  |  |  | 9742.7753 | [8 empty] | 0 | 0 | 0 | 0 | 0 | 0 | 0 | [5 empty] | 0
FL Zone 2GroceryExisting |  | XXXXXXXX | Yes | Nonequipment | Retro-Commissioning | Perform facility retro-commissioning, including assessment, process improvements, and optimization of energy-consuming equipment and systems at the facility | Comparable facility, no retro-commissioning | Commercial | Existing | Grocery | FL Zone 2 | Miscellaneous |  |  | 0 | Per end use consumption | [7 empty] | 24546.1093 | 20618.7318 | 3927.3775 | 0.16 |  | 5 |  |  |  | 3927.3775 | [8 empty] | 0 | 0 | 0 | 0 | 0 | 0 | 0 | [5 empty] | 0
FL Zone 2HealthcareExisting |  | XXXXXXXX | Yes | Nonequipment | Retro-Commissioning | Perform facility retro-commissioning, including assessment, process improvements, and optimization of energy-consuming equipment and systems at the facility | Comparable facility, no retro-commissioning | Commercial | Existing | Healthcare | FL Zone 2 | Miscellaneous |  |  | 0 | Per end use consumption | [7 empty] | 42845.3411 | 35990.0865 | 6855.2546 | 0.16 |  | 5 |  |  |  | 6855.2546 | [8 empty] | 0 | 0 | 0 | 0 | 0 | 0 | 0 | [5 empty] | 0
FL Zone 2HospitalsExisting |  | XXXXXXXX | Yes | Nonequipment | Retro-Commissioning | Perform facility retro-commissioning, including assessment, process improvements, and optimization of energy-consuming equipment and systems at the facility | Comparable facility, no retro-commissioning | Commercial | Existing | Hospitals | FL Zone 2 | Miscellaneous |  |  | 0 | Per end use consumption | [7 empty] | 446441.7125 | 375011.0385 | 71430.674 | 0.16 |  | 5 |  |  |  | 71430.674 | [8 empty] | 0 | 0 | 0 | 0 | 0 | 0 | 0 | [5 empty] | 0
FL Zone 2InstitutionalExisting |  | XXXXXXXX | Yes | Nonequipment | Retro-Commissioning | Perform facility retro-commissioning, including assessment, process improvements, and optimization of energy-consuming equipment and systems at the facility | Comparable facility, no retro-commissioning | Commercial | Existing | Institutional | FL Zone 2 | Miscellaneous |  |  | 0 | Per end use consumption | [7 empty] | 49529.6705 | 41604.9232 | 7924.7473 | 0.16 |  | 5 |  |  |  | 7924.7473 | [8 empty] | 0 | 0 | 0 | 0 | 0 | 0 | 0 | [5 empty] | 0
FL Zone 2Lodging/HospitalityExisting |  | XXXXXXXX | Yes | Nonequipment | Retro-Commissioning | Perform facility retro-commissioning, including assessment, process improvements, and optimization of energy-consuming equipment and systems at the facility | Comparable facility, no retro-commissioning | Commercial | Existing | Lodging/Hospitality | FL Zone 2 | Miscellaneous |  |  | 0 | Per end use consumption | [7 empty] | 40630.3735 | 34129.5137 | 6500.8598 | 0.16 |  | 5 |  |  |  | 6500.8598 | [8 empty] | 0 | 0 | 0 | 0 | 0 | 0 | 0 | [5 empty] | 0
FL Zone 2MiscellaneousExisting |  | XXXXXXXX | Yes | Nonequipment | Retro-Commissioning | Perform facility retro-commissioning, including assessment, process improvements, and optimization of energy-consuming equipment and systems at the facility | Comparable facility, no retro-commissioning | Commercial | Existing | Miscellaneous | FL Zone 2 | Miscellaneous |  |  | 0 | Per end use consumption | [7 empty] | 472200.2287 | 396648.1921 | 75552.0366 | 0.16 |  | 5 |  |  |  | 75552.0366 | [8 empty] | 0 | 0 | 0 | 0 | 0 | 0 | 0 | [5 empty] | 0
FL Zone 2OfficesExisting |  | XXXXXXXX | Yes | Nonequipment | Retro-Commissioning | Perform facility retro-commissioning, including assessment, process improvements, and optimization of energy-consuming equipment and systems at the facility | Comparable facility, no retro-commissioning | Commercial | Existing | Offices | FL Zone 2 | Miscellaneous |  |  | 0 | Per end use consumption | [7 empty] | 35297.1487 | 29649.6049 | 5647.5438 | 0.16 |  | 5 |  |  |  | 5647.5438 | [8 empty] | 0 | 0 | 0 | 0 | 0 | 0 | 0 | [5 empty] | 0
FL Zone 2RestaurantsExisting |  | XXXXXXXX | Yes | Nonequipment | Retro-Commissioning | Perform facility retro-commissioning, including assessment, process improvements, and optimization of energy-consuming equipment and systems at the facility | Comparable facility, no retro-commissioning | Commercial | Existing | Restaurants | FL Zone 2 | Miscellaneous |  |  | 0 | Per end use consumption | [7 empty] | 25577.1958 | 21484.8445 | 4092.3513 | 0.16 |  | 5 |  |  |  | 4092.3513 | [8 empty] | 0 | 0 | 0 | 0 | 0 | 0 | 0 | [5 empty] | 0
FL Zone 2RetailExisting |  | XXXXXXXX | Yes | Nonequipment | Retro-Commissioning | Perform facility retro-commissioning, including assessment, process improvements, and optimization of energy-consuming equipment and systems at the facility | Comparable facility, no retro-commissioning | Commercial | Existing | Retail | FL Zone 2 | Miscellaneous |  |  | 0 | Per end use consumption | [7 empty] | 11171.4963 | 9384.0569 | 1787.4394 | 0.16 |  | 5 |  |  |  | 1787.4394 | [8 empty] | 0 | 0 | 0 | 0 | 0 | 0 | 0 | [5 empty] | 0
FL Zone 2Schools K-12Existing |  | XXXXXXXX | Yes | Nonequipment | Retro-Commissioning | Perform facility retro-commissioning, including assessment, process improvements, and optimization of energy-consuming equipment and systems at the facility | Comparable facility, no retro-commissioning | Commercial | Existing | Schools K-12 | FL Zone 2 | Miscellaneous |  |  | 0 | Per end use consumption | [7 empty] | 41748.9253 | 35069.0973 | 6679.8281 | 0.16 |  | 5 |  |  |  | 6679.8281 | [8 empty] | 0 | 0 | 0 | 0 | 0 | 0 | 0 | [5 empty] | 0
FL Zone 2WarehouseExisting |  | XXXXXXXX | Yes | Nonequipment | Retro-Commissioning | Perform facility retro-commissioning, including assessment, process improvements, and optimization of energy-consuming equipment and systems at the facility | Comparable facility, no retro-commissioning | Commercial | Existing | Warehouse | FL Zone 2 | Miscellaneous |  |  | 0 | Per end use consumption | [7 empty] | 4147.3543 | 3483.7776 | 663.5767 | 0.16 |  | 5 |  |  |  | 663.5767 | [8 empty] | 0 | 0 | 0 | 0 | 0 | 0 | 0 | [5 empty] | 0
FL Zone 2AssemblyNew |  | XXXXXXXX | Yes | Nonequipment | Retro-Commissioning | Perform facility retro-commissioning, including assessment, process improvements, and optimization of energy-consuming equipment and systems at the facility | N/A - Retrofit Only | Commercial | New | Assembly | FL Zone 2 | Miscellaneous |  |  | 0 | Per end use consumption | [7 empty] | 10195.2738 | 8564.03 | 1631.2438 | 0.16 |  | 5 |  |  |  | 1631.2438 | [8 empty] | 0 | 0 | 0 | 0 | 0 | 0 | 0 | [5 empty] | 0
FL Zone 2College and UniversityNew |  | XXXXXXXX | Yes | Nonequipment | Retro-Commissioning | Perform facility retro-commissioning, including assessment, process improvements, and optimization of energy-consuming equipment and systems at the facility | N/A - Retrofit Only | Commercial | New | College and University | FL Zone 2 | Miscellaneous |  |  | 0 | Per end use consumption | [7 empty] | 60892.3459 | 51149.5706 | 9742.7753 | 0.16 |  | 5 |  |  |  | 9742.7753 | [8 empty] | 0 | 0 | 0 | 0 | 0 | 0 | 0 | [5 empty] | 0
FL Zone 2GroceryNew |  | XXXXXXXX | Yes | Nonequipment | Retro-Commissioning | Perform facility retro-commissioning, including assessment, process improvements, and optimization of energy-consuming equipment and systems at the facility | N/A - Retrofit Only | Commercial | New | Grocery | FL Zone 2 | Miscellaneous |  |  | 0 | Per end use consumption | [7 empty] | 24546.1093 | 20618.7318 | 3927.3775 | 0.16 |  | 5 |  |  |  | 3927.3775 | [8 empty] | 0 | 0 | 0 | 0 | 0 | 0 | 0 | [5 empty] | 0
FL Zone 2HealthcareNew |  | XXXXXXXX | Yes | Nonequipment | Retro-Commissioning | Perform facility retro-commissioning, including assessment, process improvements, and optimization of energy-consuming equipment and systems at the facility | N/A - Retrofit Only | Commercial | New | Healthcare | FL Zone 2 | Miscellaneous |  |  | 0 | Per end use consumption | [7 empty] | 42845.3411 | 35990.0865 | 6855.2546 | 0.16 |  | 5 |  |  |  | 6855.2546 | [8 empty] | 0 | 0 | 0 | 0 | 0 | 0 | 0 | [5 empty] | 0
FL Zone 2HospitalsNew |  | XXXXXXXX | Yes | Nonequipment | Retro-Commissioning | Perform facility retro-commissioning, including assessment, process improvements, and optimization of energy-consuming equipment and systems at the facility | N/A - Retrofit Only | Commercial | New | Hospitals | FL Zone 2 | Miscellaneous |  |  | 0 | Per end use consumption | [7 empty] | 446441.7125 | 375011.0385 | 71430.674 | 0.16 |  | 5 |  |  |  | 71430.674 | [8 empty] | 0 | 0 | 0 | 0 | 0 | 0 | 0 | [5 empty] | 0
FL Zone 2InstitutionalNew |  | XXXXXXXX | Yes | Nonequipment | Retro-Commissioning | Perform facility retro-commissioning, including assessment, process improvements, and optimization of energy-consuming equipment and systems at the facility | N/A - Retrofit Only | Commercial | New | Institutional | FL Zone 2 | Miscellaneous |  |  | 0 | Per end use consumption | [7 empty] | 49529.6705 | 41604.9232 | 7924.7473 | 0.16 |  | 5 |  |  |  | 7924.7473 | [8 empty] | 0 | 0 | 0 | 0 | 0 | 0 | 0 | [5 empty] | 0
FL Zone 2Lodging/HospitalityNew |  | XXXXXXXX | Yes | Nonequipment | Retro-Commissioning | Perform facility retro-commissioning, including assessment, process improvements, and optimization of energy-consuming equipment and systems at the facility | N/A - Retrofit Only | Commercial | New | Lodging/Hospitality | FL Zone 2 | Miscellaneous |  |  | 0 | Per end use consumption | [7 empty] | 40630.3735 | 34129.5137 | 6500.8598 | 0.16 |  | 5 |  |  |  | 6500.8598 | [8 empty] | 0 | 0 | 0 | 0 | 0 | 0 | 0 | [5 empty] | 0
FL Zone 2MiscellaneousNew |  | XXXXXXXX | Yes | Nonequipment | Retro-Commissioning | Perform facility retro-commissioning, including assessment, process improvements, and optimization of energy-consuming equipment and systems at the facility | N/A - Retrofit Only | Commercial | New | Miscellaneous | FL Zone 2 | Miscellaneous |  |  | 0 | Per end use consumption | [7 empty] | 472200.2287 | 396648.1921 | 75552.0366 | 0.16 |  | 5 |  |  |  | 75552.0366 | [8 empty] | 0 | 0 | 0 | 0 | 0 | 0 | 0 | [5 empty] | 0
FL Zone 2OfficesNew |  | XXXXXXXX | Yes | Nonequipment | Retro-Commissioning | Perform facility retro-commissioning, including assessment, process improvements, and optimization of energy-consuming equipment and systems at the facility | N/A - Retrofit Only | Commercial | New | Offices | FL Zone 2 | Miscellaneous |  |  | 0 | Per end use consumption | [7 empty] | 35297.1487 | 29649.6049 | 5647.5438 | 0.16 |  | 5 |  |  |  | 5647.5438 | [8 empty] | 0 | 0 | 0 | 0 | 0 | 0 | 0 | [5 empty] | 0
FL Zone 2RestaurantsNew |  | XXXXXXXX | Yes | Nonequipment | Retro-Commissioning | Perform facility retro-commissioning, including assessment, process improvements, and optimization of energy-consuming equipment and systems at the facility | N/A - Retrofit Only | Commercial | New | Restaurants | FL Zone 2 | Miscellaneous |  |  | 0 | Per end use consumption | [7 empty] | 25577.1958 | 21484.8445 | 4092.3513 | 0.16 |  | 5 |  |  |  | 4092.3513 | [8 empty] | 0 | 0 | 0 | 0 | 0 | 0 | 0 | [5 empty] | 0
FL Zone 2RetailNew |  | XXXXXXXX | Yes | Nonequipment | Retro-Commissioning | Perform facility retro-commissioning, including assessment, process improvements, and optimization of energy-consuming equipment and systems at the facility | N/A - Retrofit Only | Commercial | New | Retail | FL Zone 2 | Miscellaneous |  |  | 0 | Per end use consumption | [7 empty] | 11171.4963 | 9384.0569 | 1787.4394 | 0.16 |  | 5 |  |  |  | 1787.4394 | [8 empty] | 0 | 0 | 0 | 0 | 0 | 0 | 0 | [5 empty] | 0
FL Zone 2Schools K-12New |  | XXXXXXXX | Yes | Nonequipment | Retro-Commissioning | Perform facility retro-commissioning, including assessment, process improvements, and optimization of energy-consuming equipment and systems at the facility | N/A - Retrofit Only | Commercial | New | Schools K-12 | FL Zone 2 | Miscellaneous |  |  | 0 | Per end use consumption | [7 empty] | 41748.9253 | 35069.0973 | 6679.8281 | 0.16 |  | 5 |  |  |  | 6679.8281 | [8 empty] | 0 | 0 | 0 | 0 | 0 | 0 | 0 | [5 empty] | 0
FL Zone 2WarehouseNew |  | XXXXXXXX | Yes | Nonequipment | Retro-Commissioning | Perform facility retro-commissioning, including assessment, process improvements, and optimization of energy-consuming equipment and systems at the facility | N/A - Retrofit Only | Commercial | New | Warehouse | FL Zone 2 | Miscellaneous |  |  | 0 | Per end use consumption | [7 empty] | 4147.3543 | 3483.7776 | 663.5767 | 0.16 |  | 5 |  |  |  | 663.5767 | [8 empty] | 0 | 0 | 0 | 0 | 0 | 0 | 0 | [5 empty] | 0
FL Zone 2AssemblyExisting |  | XXXXXXXX | Yes | Nonequipment | Roof Insulation | Roof Insulation (built-up roof applicable to flat/low slope roofs) | Code-Compliant Flat Roof | Commercial | Existing | Assembly | FL Zone 2 | Space Heating |  |  | 0 | Square feet | [7 empty] | 0.59244 | 0.47363 | 0.11881 | 0.20055 |  | 20 |  |  |  | 0.11881 | [8 empty] | 0 | 0 | 0 | 0 | 0 | 0 | 0 | [5 empty] | 0
FL Zone 2College and UniversityExisting |  | XXXXXXXX | Yes | Nonequipment | Roof Insulation | Roof Insulation (built-up roof applicable to flat/low slope roofs) | Code-Compliant Flat Roof | Commercial | Existing | College and University | FL Zone 2 | Space Heating |  |  | 0 | Square feet | [7 empty] | 1.7285 | 1.6097 | 0.11881 | 0.068739 |  | 20 |  |  |  | 0.11881 | [8 empty] | 0 | 0 | 0 | 0 | 0 | 0 | 0 | [5 empty] | 0
FL Zone 2GroceryExisting |  | XXXXXXXX | Yes | Nonequipment | Roof Insulation | Roof Insulation (built-up roof applicable to flat/low slope roofs) | Code-Compliant Flat Roof | Commercial | Existing | Grocery | FL Zone 2 | Space Heating |  |  | 0 | Square feet | [7 empty] | 4.8505 | 4.7316 | 0.11881 | 0.024495 |  | 20 |  |  |  | 0.11881 | [8 empty] | 0 | 0 | 0 | 0 | 0 | 0 | 0 | [5 empty] | 0
FL Zone 2HealthcareExisting |  | XXXXXXXX | Yes | Nonequipment | Roof Insulation | Roof Insulation (built-up roof applicable to flat/low slope roofs) | Code-Compliant Flat Roof | Commercial | Existing | Healthcare | FL Zone 2 | Space Heating |  |  | 0 | Square feet | [7 empty] | 2.3592 | 2.2404 | 0.11881 | 0.050362 |  | 20 |  |  |  | 0.11881 | [8 empty] | 0 | 0 | 0 | 0 | 0 | 0 | 0 | [5 empty] | 0
FL Zone 2HospitalsExisting |  | XXXXXXXX | Yes | Nonequipment | Roof Insulation | Roof Insulation (built-up roof applicable to flat/low slope roofs) | Code-Compliant Flat Roof | Commercial | Existing | Hospitals | FL Zone 2 | Space Heating |  |  | 0 | Square feet | [7 empty] | 12.716 | 12.5972 | 0.11881 | 0.0093436 |  | 20 |  |  |  | 0.11881 | [8 empty] | 0 | 0 | 0 | 0 | 0 | 0 | 0 | [5 empty] | 0
FL Zone 2InstitutionalExisting |  | XXXXXXXX | Yes | Nonequipment | Roof Insulation | Roof Insulation (built-up roof applicable to flat/low slope roofs) | Code-Compliant Flat Roof | Commercial | Existing | Institutional | FL Zone 2 | Space Heating |  |  | 0 | Square feet | [7 empty] | 8.8017 | 8.6829 | 0.11881 | 0.013499 |  | 20 |  |  |  | 0.11881 | [8 empty] | 0 | 0 | 0 | 0 | 0 | 0 | 0 | [5 empty] | 0
FL Zone 2Lodging/HospitalityExisting |  | XXXXXXXX | Yes | Nonequipment | Roof Insulation | Roof Insulation (built-up roof applicable to flat/low slope roofs) | Code-Compliant Flat Roof | Commercial | Existing | Lodging/Hospitality | FL Zone 2 | Space Heating |  |  | 0 | Square feet | [7 empty] | 5.4316 | 5.3127 | 0.11881 | 0.021875 |  | 20 |  |  |  | 0.11881 | [8 empty] | 0 | 0 | 0 | 0 | 0 | 0 | 0 | [5 empty] | 0
FL Zone 2MiscellaneousExisting |  | XXXXXXXX | Yes | Nonequipment | Roof Insulation | Roof Insulation (built-up roof applicable to flat/low slope roofs) | Code-Compliant Flat Roof | Commercial | Existing | Miscellaneous | FL Zone 2 | Space Heating |  |  | 0 | Square feet | [7 empty] | 16.7729 | 16.6541 | 0.11881 | 0.0070836 |  | 20 |  |  |  | 0.11881 | [8 empty] | 0 | 0 | 0 | 0 | 0 | 0 | 0 | [5 empty] | 0
FL Zone 2OfficesExisting |  | XXXXXXXX | Yes | Nonequipment | Roof Insulation | Roof Insulation (built-up roof applicable to flat/low slope roofs) | Code-Compliant Flat Roof | Commercial | Existing | Offices | FL Zone 2 | Space Heating |  |  | 0 | Square feet | [7 empty] | 9.1029 | 8.9841 | 0.11881 | 0.013052 |  | 20 |  |  |  | 0.11881 | [8 empty] | 0 | 0 | 0 | 0 | 0 | 0 | 0 | [5 empty] | 0
FL Zone 2RestaurantsExisting |  | XXXXXXXX | Yes | Nonequipment | Roof Insulation | Roof Insulation (built-up roof applicable to flat/low slope roofs) | Code-Compliant Flat Roof | Commercial | Existing | Restaurants | FL Zone 2 | Space Heating |  |  | 0 | Square feet | [7 empty] | 4.9042 | 4.7854 | 0.11881 | 0.024227 |  | 20 |  |  |  | 0.11881 | [8 empty] | 0 | 0 | 0 | 0 | 0 | 0 | 0 | [5 empty] | 0
FL Zone 2RetailExisting |  | XXXXXXXX | Yes | Nonequipment | Roof Insulation | Roof Insulation (built-up roof applicable to flat/low slope roofs) | Code-Compliant Flat Roof | Commercial | Existing | Retail | FL Zone 2 | Space Heating |  |  | 0 | Square feet | [7 empty] | 0.93572 | 0.81691 | 0.11881 | 0.12697 |  | 20 |  |  |  | 0.11881 | [8 empty] | 0 | 0 | 0 | 0 | 0 | 0 | 0 | [5 empty] | 0
FL Zone 2Schools K-12Existing |  | XXXXXXXX | Yes | Nonequipment | Roof Insulation | Roof Insulation (built-up roof applicable to flat/low slope roofs) | Code-Compliant Flat Roof | Commercial | Existing | Schools K-12 | FL Zone 2 | Space Heating |  |  | 0 | Square feet | [7 empty] | 0.79861 | 0.6798 | 0.11881 | 0.14878 |  | 20 |  |  |  | 0.11881 | [8 empty] | 0 | 0 | 0 | 0 | 0 | 0 | 0 | [5 empty] | 0
FL Zone 2WarehouseExisting |  | XXXXXXXX | Yes | Nonequipment | Roof Insulation | Roof Insulation (built-up roof applicable to flat/low slope roofs) | Code-Compliant Flat Roof | Commercial | Existing | Warehouse | FL Zone 2 | Space Heating |  |  | 0 | Square feet | [7 empty] | 0.21938 | 0.10057 | 0.11881 | 0.54159 |  | 20 |  |  |  | 0.11881 | [8 empty] | 0 | 0 | 0 | 0 | 0 | 0 | 0 | [5 empty] | 0
FL Zone 2AssemblyNew |  | XXXXXXXX | Yes | Nonequipment | Roof Insulation | Roof Insulation (built-up roof applicable to flat/low slope roofs) | Code-Compliant Flat Roof | Commercial | New | Assembly | FL Zone 2 | Space Heating |  |  | 0 | Square feet | [7 empty] | 0.59244 | 0.53861 | 0.053837 | 0.090873 |  | 20 |  |  |  | 0.053837 | [8 empty] | 0 | 0 | 0 | 0 | 0 | 0 | 0 | [5 empty] | 0
FL Zone 2College and UniversityNew |  | XXXXXXXX | Yes | Nonequipment | Roof Insulation | Roof Insulation (built-up roof applicable to flat/low slope roofs) | Code-Compliant Flat Roof | Commercial | New | College and University | FL Zone 2 | Space Heating |  |  | 0 | Square feet | [7 empty] | 1.7285 | 1.6746 | 0.053837 | 0.031147 |  | 20 |  |  |  | 0.053837 | [8 empty] | 0 | 0 | 0 | 0 | 0 | 0 | 0 | [5 empty] | 0
FL Zone 2GroceryNew |  | XXXXXXXX | Yes | Nonequipment | Roof Insulation | Roof Insulation (built-up roof applicable to flat/low slope roofs) | Code-Compliant Flat Roof | Commercial | New | Grocery | FL Zone 2 | Space Heating |  |  | 0 | Square feet | [7 empty] | 4.8505 | 4.7966 | 0.053837 | 0.011099 |  | 20 |  |  |  | 0.053837 | [8 empty] | 0 | 0 | 0 | 0 | 0 | 0 | 0 | [5 empty] | 0
FL Zone 2HealthcareNew |  | XXXXXXXX | Yes | Nonequipment | Roof Insulation | Roof Insulation (built-up roof applicable to flat/low slope roofs) | Code-Compliant Flat Roof | Commercial | New | Healthcare | FL Zone 2 | Space Heating |  |  | 0 | Square feet | [7 empty] | 2.3592 | 2.3053 | 0.053837 | 0.02282 |  | 20 |  |  |  | 0.053837 | [8 empty] | 0 | 0 | 0 | 0 | 0 | 0 | 0 | [5 empty] | 0
FL Zone 2HospitalsNew |  | XXXXXXXX | Yes | Nonequipment | Roof Insulation | Roof Insulation (built-up roof applicable to flat/low slope roofs) | Code-Compliant Flat Roof | Commercial | New | Hospitals | FL Zone 2 | Space Heating |  |  | 0 | Square feet | [7 empty] | 12.716 | 12.6622 | 0.053837 | 0.0042338 |  | 20 |  |  |  | 0.053837 | [8 empty] | 0 | 0 | 0 | 0 | 0 | 0 | 0 | [5 empty] | 0
FL Zone 2InstitutionalNew |  | XXXXXXXX | Yes | Nonequipment | Roof Insulation | Roof Insulation (built-up roof applicable to flat/low slope roofs) | Code-Compliant Flat Roof | Commercial | New | Institutional | FL Zone 2 | Space Heating |  |  | 0 | Square feet | [7 empty] | 8.8017 | 8.7479 | 0.053837 | 0.0061167 |  | 20 |  |  |  | 0.053837 | [8 empty] | 0 | 0 | 0 | 0 | 0 | 0 | 0 | [5 empty] | 0
FL Zone 2Lodging/HospitalityNew |  | XXXXXXXX | Yes | Nonequipment | Roof Insulation | Roof Insulation (built-up roof applicable to flat/low slope roofs) | Code-Compliant Flat Roof | Commercial | New | Lodging/Hospitality | FL Zone 2 | Space Heating |  |  | 0 | Square feet | [7 empty] | 5.4316 | 5.3777 | 0.053837 | 0.0099119 |  | 20 |  |  |  | 0.053837 | [8 empty] | 0 | 0 | 0 | 0 | 0 | 0 | 0 | [5 empty] | 0
FL Zone 2MiscellaneousNew |  | XXXXXXXX | Yes | Nonequipment | Roof Insulation | Roof Insulation (built-up roof applicable to flat/low slope roofs) | Code-Compliant Flat Roof | Commercial | New | Miscellaneous | FL Zone 2 | Space Heating |  |  | 0 | Square feet | [7 empty] | 16.7729 | 16.719 | 0.053837 | 0.0032098 |  | 20 |  |  |  | 0.053837 | [8 empty] | 0 | 0 | 0 | 0 | 0 | 0 | 0 | [5 empty] | 0
FL Zone 2OfficesNew |  | XXXXXXXX | Yes | Nonequipment | Roof Insulation | Roof Insulation (built-up roof applicable to flat/low slope roofs) | Code-Compliant Flat Roof | Commercial | New | Offices | FL Zone 2 | Space Heating |  |  | 0 | Square feet | [7 empty] | 9.1029 | 9.0491 | 0.053837 | 0.0059143 |  | 20 |  |  |  | 0.053837 | [8 empty] | 0 | 0 | 0 | 0 | 0 | 0 | 0 | [5 empty] | 0
FL Zone 2RestaurantsNew |  | XXXXXXXX | Yes | Nonequipment | Roof Insulation | Roof Insulation (built-up roof applicable to flat/low slope roofs) | Code-Compliant Flat Roof | Commercial | New | Restaurants | FL Zone 2 | Space Heating |  |  | 0 | Square feet | [7 empty] | 4.9042 | 4.8503 | 0.053837 | 0.010978 |  | 20 |  |  |  | 0.053837 | [8 empty] | 0 | 0 | 0 | 0 | 0 | 0 | 0 | [5 empty] | 0
FL Zone 2RetailNew |  | XXXXXXXX | Yes | Nonequipment | Roof Insulation | Roof Insulation (built-up roof applicable to flat/low slope roofs) | Code-Compliant Flat Roof | Commercial | New | Retail | FL Zone 2 | Space Heating |  |  | 0 | Square feet | [7 empty] | 0.93572 | 0.88188 | 0.053837 | 0.057536 |  | 20 |  |  |  | 0.053837 | [8 empty] | 0 | 0 | 0 | 0 | 0 | 0 | 0 | [5 empty] | 0
FL Zone 2Schools K-12New |  | XXXXXXXX | Yes | Nonequipment | Roof Insulation | Roof Insulation (built-up roof applicable to flat/low slope roofs) | Code-Compliant Flat Roof | Commercial | New | Schools K-12 | FL Zone 2 | Space Heating |  |  | 0 | Square feet | [7 empty] | 0.79861 | 0.74477 | 0.053837 | 0.067414 |  | 20 |  |  |  | 0.053837 | [8 empty] | 0 | 0 | 0 | 0 | 0 | 0 | 0 | [5 empty] | 0
FL Zone 2WarehouseNew |  | XXXXXXXX | Yes | Nonequipment | Roof Insulation | Roof Insulation (built-up roof applicable to flat/low slope roofs) | Code-Compliant Flat Roof | Commercial | New | Warehouse | FL Zone 2 | Space Heating |  |  | 0 | Square feet | [7 empty] | 0.21938 | 0.16554 | 0.053837 | 0.24541 |  | 20 |  |  |  | 0.053837 | [8 empty] | 0 | 0 | 0 | 0 | 0 | 0 | 0 | [5 empty] | 0
FL Zone 2AssemblyExisting |  | XXXXXXXX | Yes | Nonequipment | Roof Insulation | Roof Insulation (built-up roof applicable to flat/low slope roofs) | Code-Compliant Flat Roof | Commercial | Existing | Assembly | FL Zone 2 | Space Cooling |  |  | 0 | Square feet | [7 empty] | 3.1952 | 3.0334 | 0.16183 | 0.050647 |  | 20 |  |  |  | 0.16183 | [8 empty] | 0 | 0 | 0 | 0 | 0 | 0 | 0 | [5 empty] | 0
FL Zone 2College and UniversityExisting |  | XXXXXXXX | Yes | Nonequipment | Roof Insulation | Roof Insulation (built-up roof applicable to flat/low slope roofs) | Code-Compliant Flat Roof | Commercial | Existing | College and University | FL Zone 2 | Space Cooling |  |  | 0 | Square feet | [7 empty] | 9.3222 | 9.1604 | 0.16183 | 0.01736 |  | 20 |  |  |  | 0.16183 | [8 empty] | 0 | 0 | 0 | 0 | 0 | 0 | 0 | [5 empty] | 0
FL Zone 2GroceryExisting |  | XXXXXXXX | Yes | Nonequipment | Roof Insulation | Roof Insulation (built-up roof applicable to flat/low slope roofs) | Code-Compliant Flat Roof | Commercial | Existing | Grocery | FL Zone 2 | Space Cooling |  |  | 0 | Square feet | [7 empty] | 26.16 | 25.9982 | 0.16183 | 0.0061861 |  | 20 |  |  |  | 0.16183 | [8 empty] | 0 | 0 | 0 | 0 | 0 | 0 | 0 | [5 empty] | 0
FL Zone 2HealthcareExisting |  | XXXXXXXX | Yes | Nonequipment | Roof Insulation | Roof Insulation (built-up roof applicable to flat/low slope roofs) | Code-Compliant Flat Roof | Commercial | Existing | Healthcare | FL Zone 2 | Space Cooling |  |  | 0 | Square feet | [7 empty] | 12.7238 | 12.5619 | 0.16183 | 0.012719 |  | 20 |  |  |  | 0.16183 | [8 empty] | 0 | 0 | 0 | 0 | 0 | 0 | 0 | [5 empty] | 0
FL Zone 2HospitalsExisting |  | XXXXXXXX | Yes | Nonequipment | Roof Insulation | Roof Insulation (built-up roof applicable to flat/low slope roofs) | Code-Compliant Flat Roof | Commercial | Existing | Hospitals | FL Zone 2 | Space Cooling |  |  | 0 | Square feet | [7 empty] | 68.5815 | 68.4196 | 0.16183 | 0.0023597 |  | 20 |  |  |  | 0.16183 | [8 empty] | 0 | 0 | 0 | 0 | 0 | 0 | 0 | [5 empty] | 0
FL Zone 2InstitutionalExisting |  | XXXXXXXX | Yes | Nonequipment | Roof Insulation | Roof Insulation (built-up roof applicable to flat/low slope roofs) | Code-Compliant Flat Roof | Commercial | Existing | Institutional | FL Zone 2 | Space Cooling |  |  | 0 | Square feet | [7 empty] | 47.4704 | 47.3086 | 0.16183 | 0.003409 |  | 20 |  |  |  | 0.16183 | [8 empty] | 0 | 0 | 0 | 0 | 0 | 0 | 0 | [5 empty] | 0
FL Zone 2Lodging/HospitalityExisting |  | XXXXXXXX | Yes | Nonequipment | Roof Insulation | Roof Insulation (built-up roof applicable to flat/low slope roofs) | Code-Compliant Flat Roof | Commercial | Existing | Lodging/Hospitality | FL Zone 2 | Space Cooling |  |  | 0 | Square feet | [7 empty] | 29.2942 | 29.1323 | 0.16183 | 0.0055243 |  | 20 |  |  |  | 0.16183 | [8 empty] | 0 | 0 | 0 | 0 | 0 | 0 | 0 | [5 empty] | 0
FL Zone 2MiscellaneousExisting |  | XXXXXXXX | Yes | Nonequipment | Roof Insulation | Roof Insulation (built-up roof applicable to flat/low slope roofs) | Code-Compliant Flat Roof | Commercial | Existing | Miscellaneous | FL Zone 2 | Space Cooling |  |  | 0 | Square feet | [7 empty] | 90.4615 | 90.2997 | 0.16183 | 0.0017889 |  | 20 |  |  |  | 0.16183 | [8 empty] | 0 | 0 | 0 | 0 | 0 | 0 | 0 | [5 empty] | 0
FL Zone 2OfficesExisting |  | XXXXXXXX | Yes | Nonequipment | Roof Insulation | Roof Insulation (built-up roof applicable to flat/low slope roofs) | Code-Compliant Flat Roof | Commercial | Existing | Offices | FL Zone 2 | Space Cooling |  |  | 0 | Square feet | [7 empty] | 49.095 | 48.9331 | 0.16183 | 0.0032962 |  | 20 |  |  |  | 0.16183 | [8 empty] | 0 | 0 | 0 | 0 | 0 | 0 | 0 | [5 empty] | 0
FL Zone 2RestaurantsExisting |  | XXXXXXXX | Yes | Nonequipment | Roof Insulation | Roof Insulation (built-up roof applicable to flat/low slope roofs) | Code-Compliant Flat Roof | Commercial | Existing | Restaurants | FL Zone 2 | Space Cooling |  |  | 0 | Square feet | [7 empty] | 26.4498 | 26.288 | 0.16183 | 0.0061183 |  | 20 |  |  |  | 0.16183 | [8 empty] | 0 | 0 | 0 | 0 | 0 | 0 | 0 | [5 empty] | 0
FL Zone 2RetailExisting |  | XXXXXXXX | Yes | Nonequipment | Roof Insulation | Roof Insulation (built-up roof applicable to flat/low slope roofs) | Code-Compliant Flat Roof | Commercial | Existing | Retail | FL Zone 2 | Space Cooling |  |  | 0 | Square feet | [7 empty] | 5.0466 | 4.8848 | 0.16183 | 0.032067 |  | 20 |  |  |  | 0.16183 | [8 empty] | 0 | 0 | 0 | 0 | 0 | 0 | 0 | [5 empty] | 0
FL Zone 2Schools K-12Existing |  | XXXXXXXX | Yes | Nonequipment | Roof Insulation | Roof Insulation (built-up roof applicable to flat/low slope roofs) | Code-Compliant Flat Roof | Commercial | Existing | Schools K-12 | FL Zone 2 | Space Cooling |  |  | 0 | Square feet | [7 empty] | 4.3072 | 4.1453 | 0.16183 | 0.037572 |  | 20 |  |  |  | 0.16183 | [8 empty] | 0 | 0 | 0 | 0 | 0 | 0 | 0 | [5 empty] | 0
FL Zone 2WarehouseExisting |  | XXXXXXXX | Yes | Nonequipment | Roof Insulation | Roof Insulation (built-up roof applicable to flat/low slope roofs) | Code-Compliant Flat Roof | Commercial | Existing | Warehouse | FL Zone 2 | Space Cooling |  |  | 0 | Square feet | [7 empty] | 1.1832 | 1.0214 | 0.16183 | 0.13677 |  | 20 |  |  |  | 0.16183 | [8 empty] | 0 | 0 | 0 | 0 | 0 | 0 | 0 | [5 empty] | 0
FL Zone 2AssemblyNew |  | XXXXXXXX | Yes | Nonequipment | Roof Insulation | Roof Insulation (built-up roof applicable to flat/low slope roofs) | Code-Compliant Flat Roof | Commercial | New | Assembly | FL Zone 2 | Space Cooling |  |  | 0 | Square feet | [7 empty] | 3.1952 | 3.1143 | 0.080914 | 0.025323 |  | 20 |  |  |  | 0.080914 | [8 empty] | 0 | 0 | 0 | 0 | 0 | 0 | 0 | [5 empty] | 0
FL Zone 2College and UniversityNew |  | XXXXXXXX | Yes | Nonequipment | Roof Insulation | Roof Insulation (built-up roof applicable to flat/low slope roofs) | Code-Compliant Flat Roof | Commercial | New | College and University | FL Zone 2 | Space Cooling |  |  | 0 | Square feet | [7 empty] | 9.3222 | 9.2413 | 0.080914 | 0.0086798 |  | 20 |  |  |  | 0.080914 | [8 empty] | 0 | 0 | 0 | 0 | 0 | 0 | 0 | [5 empty] | 0
FL Zone 2GroceryNew |  | XXXXXXXX | Yes | Nonequipment | Roof Insulation | Roof Insulation (built-up roof applicable to flat/low slope roofs) | Code-Compliant Flat Roof | Commercial | New | Grocery | FL Zone 2 | Space Cooling |  |  | 0 | Square feet | [7 empty] | 26.16 | 26.0791 | 0.080914 | 0.0030931 |  | 20 |  |  |  | 0.080914 | [8 empty] | 0 | 0 | 0 | 0 | 0 | 0 | 0 | [5 empty] | 0
FL Zone 2HealthcareNew |  | XXXXXXXX | Yes | Nonequipment | Roof Insulation | Roof Insulation (built-up roof applicable to flat/low slope roofs) | Code-Compliant Flat Roof | Commercial | New | Healthcare | FL Zone 2 | Space Cooling |  |  | 0 | Square feet | [7 empty] | 12.7238 | 12.6429 | 0.080914 | 0.0063593 |  | 20 |  |  |  | 0.080914 | [8 empty] | 0 | 0 | 0 | 0 | 0 | 0 | 0 | [5 empty] | 0
FL Zone 2HospitalsNew |  | XXXXXXXX | Yes | Nonequipment | Roof Insulation | Roof Insulation (built-up roof applicable to flat/low slope roofs) | Code-Compliant Flat Roof | Commercial | New | Hospitals | FL Zone 2 | Space Cooling |  |  | 0 | Square feet | [7 empty] | 68.5815 | 68.5006 | 0.080914 | 0.0011798 |  | 20 |  |  |  | 0.080914 | [8 empty] | 0 | 0 | 0 | 0 | 0 | 0 | 0 | [5 empty] | 0
FL Zone 2InstitutionalNew |  | XXXXXXXX | Yes | Nonequipment | Roof Insulation | Roof Insulation (built-up roof applicable to flat/low slope roofs) | Code-Compliant Flat Roof | Commercial | New | Institutional | FL Zone 2 | Space Cooling |  |  | 0 | Square feet | [7 empty] | 47.4704 | 47.3895 | 0.080914 | 0.0017045 |  | 20 |  |  |  | 0.080914 | [8 empty] | 0 | 0 | 0 | 0 | 0 | 0 | 0 | [5 empty] | 0
FL Zone 2Lodging/HospitalityNew |  | XXXXXXXX | Yes | Nonequipment | Roof Insulation | Roof Insulation (built-up roof applicable to flat/low slope roofs) | Code-Compliant Flat Roof | Commercial | New | Lodging/Hospitality | FL Zone 2 | Space Cooling |  |  | 0 | Square feet | [7 empty] | 29.2942 | 29.2132 | 0.080914 | 0.0027621 |  | 20 |  |  |  | 0.080914 | [8 empty] | 0 | 0 | 0 | 0 | 0 | 0 | 0 | [5 empty] | 0
FL Zone 2MiscellaneousNew |  | XXXXXXXX | Yes | Nonequipment | Roof Insulation | Roof Insulation (built-up roof applicable to flat/low slope roofs) | Code-Compliant Flat Roof | Commercial | New | Miscellaneous | FL Zone 2 | Space Cooling |  |  | 0 | Square feet | [7 empty] | 90.4615 | 90.3806 | 0.080914 | 0.00089446 |  | 20 |  |  |  | 0.080914 | [8 empty] | 0 | 0 | 0 | 0 | 0 | 0 | 0 | [5 empty] | 0
FL Zone 2OfficesNew |  | XXXXXXXX | Yes | Nonequipment | Roof Insulation | Roof Insulation (built-up roof applicable to flat/low slope roofs) | Code-Compliant Flat Roof | Commercial | New | Offices | FL Zone 2 | Space Cooling |  |  | 0 | Square feet | [7 empty] | 49.095 | 49.0141 | 0.080914 | 0.0016481 |  | 20 |  |  |  | 0.080914 | [8 empty] | 0 | 0 | 0 | 0 | 0 | 0 | 0 | [5 empty] | 0
FL Zone 2RestaurantsNew |  | XXXXXXXX | Yes | Nonequipment | Roof Insulation | Roof Insulation (built-up roof applicable to flat/low slope roofs) | Code-Compliant Flat Roof | Commercial | New | Restaurants | FL Zone 2 | Space Cooling |  |  | 0 | Square feet | [7 empty] | 26.4498 | 26.3689 | 0.080914 | 0.0030592 |  | 20 |  |  |  | 0.080914 | [8 empty] | 0 | 0 | 0 | 0 | 0 | 0 | 0 | [5 empty] | 0
FL Zone 2RetailNew |  | XXXXXXXX | Yes | Nonequipment | Roof Insulation | Roof Insulation (built-up roof applicable to flat/low slope roofs) | Code-Compliant Flat Roof | Commercial | New | Retail | FL Zone 2 | Space Cooling |  |  | 0 | Square feet | [7 empty] | 5.0466 | 4.9657 | 0.080914 | 0.016033 |  | 20 |  |  |  | 0.080914 | [8 empty] | 0 | 0 | 0 | 0 | 0 | 0 | 0 | [5 empty] | 0
FL Zone 2Schools K-12New |  | XXXXXXXX | Yes | Nonequipment | Roof Insulation | Roof Insulation (built-up roof applicable to flat/low slope roofs) | Code-Compliant Flat Roof | Commercial | New | Schools K-12 | FL Zone 2 | Space Cooling |  |  | 0 | Square feet | [7 empty] | 4.3072 | 4.2262 | 0.080914 | 0.018786 |  | 20 |  |  |  | 0.080914 | [8 empty] | 0 | 0 | 0 | 0 | 0 | 0 | 0 | [5 empty] | 0
FL Zone 2WarehouseNew |  | XXXXXXXX | Yes | Nonequipment | Roof Insulation | Roof Insulation (built-up roof applicable to flat/low slope roofs) | Code-Compliant Flat Roof | Commercial | New | Warehouse | FL Zone 2 | Space Cooling |  |  | 0 | Square feet | [7 empty] | 1.1832 | 1.1023 | 0.080914 | 0.068387 |  | 20 |  |  |  | 0.080914 | [8 empty] | 0 | 0 | 0 | 0 | 0 | 0 | 0 | [5 empty] | 0
FL Zone 2AssemblyTurnover |  | XXXXXXXX | Yes | Equipment | Server Virtualization | 2 Virtual Host Server | 20 Single Application Servers | Commercial | Turnover | Assembly | FL Zone 2 | Office Equipment | Servers |  | 0 | Per Unit | [7 empty] | 24528 | 3504 | 21024 | 0.85714 |  | 3 |  |  |  | 21024 | [8 empty] | 0 | 0 | 0 | 0 | 0 | 0 | 0 | [5 empty] | 0
FL Zone 2College and UniversityTurnover |  | XXXXXXXX | Yes | Equipment | Server Virtualization | 2 Virtual Host Server | 20 Single Application Servers | Commercial | Turnover | College and University | FL Zone 2 | Office Equipment | Servers |  | 0 | Per Unit | [7 empty] | 24528 | 3504 | 21024 | 0.85714 |  | 3 |  |  |  | 21024 | [8 empty] | 0 | 0 | 0 | 0 | 0 | 0 | 0 | [5 empty] | 0
FL Zone 2GroceryTurnover |  | XXXXXXXX | Yes | Equipment | Server Virtualization | 2 Virtual Host Server | 20 Single Application Servers | Commercial | Turnover | Grocery | FL Zone 2 | Office Equipment | Servers |  | 0 | Per Unit | [7 empty] | 24528 | 3504 | 21024 | 0.85714 |  | 3 |  |  |  | 21024 | [8 empty] | 0 | 0 | 0 | 0 | 0 | 0 | 0 | [5 empty] | 0
FL Zone 2HealthcareTurnover |  | XXXXXXXX | Yes | Equipment | Server Virtualization | 2 Virtual Host Server | 20 Single Application Servers | Commercial | Turnover | Healthcare | FL Zone 2 | Office Equipment | Servers |  | 0 | Per Unit | [7 empty] | 24528 | 3504 | 21024 | 0.85714 |  | 3 |  |  |  | 21024 | [8 empty] | 0 | 0 | 0 | 0 | 0 | 0 | 0 | [5 empty] | 0
FL Zone 2HospitalsTurnover |  | XXXXXXXX | Yes | Equipment | Server Virtualization | 2 Virtual Host Server | 20 Single Application Servers | Commercial | Turnover | Hospitals | FL Zone 2 | Office Equipment | Servers |  | 0 | Per Unit | [7 empty] | 24528 | 3504 | 21024 | 0.85714 |  | 3 |  |  |  | 21024 | [8 empty] | 0 | 0 | 0 | 0 | 0 | 0 | 0 | [5 empty] | 0
FL Zone 2InstitutionalTurnover |  | XXXXXXXX | Yes | Equipment | Server Virtualization | 2 Virtual Host Server | 20 Single Application Servers | Commercial | Turnover | Institutional | FL Zone 2 | Office Equipment | Servers |  | 0 | Per Unit | [7 empty] | 24528 | 3504 | 21024 | 0.85714 |  | 3 |  |  |  | 21024 | [8 empty] | 0 | 0 | 0 | 0 | 0 | 0 | 0 | [5 empty] | 0
FL Zone 2Lodging/HospitalityTurnover |  | XXXXXXXX | Yes | Equipment | Server Virtualization | 2 Virtual Host Server | 20 Single Application Servers | Commercial | Turnover | Lodging/Hospitality | FL Zone 2 | Office Equipment | Servers |  | 0 | Per Unit | [7 empty] | 24528 | 3504 | 21024 | 0.85714 |  | 3 |  |  |  | 21024 | [8 empty] | 0 | 0 | 0 | 0 | 0 | 0 | 0 | [5 empty] | 0
FL Zone 2MiscellaneousTurnover |  | XXXXXXXX | Yes | Equipment | Server Virtualization | 2 Virtual Host Server | 20 Single Application Servers | Commercial | Turnover | Miscellaneous | FL Zone 2 | Office Equipment | Servers |  | 0 | Per Unit | [7 empty] | 24528 | 3504 | 21024 | 0.85714 |  | 3 |  |  |  | 21024 | [8 empty] | 0 | 0 | 0 | 0 | 0 | 0 | 0 | [5 empty] | 0
FL Zone 2OfficesTurnover |  | XXXXXXXX | Yes | Equipment | Server Virtualization | 2 Virtual Host Server | 20 Single Application Servers | Commercial | Turnover | Offices | FL Zone 2 | Office Equipment | Servers |  | 0 | Per Unit | [7 empty] | 24528 | 3504 | 21024 | 0.85714 |  | 3 |  |  |  | 21024 | [8 empty] | 0 | 0 | 0 | 0 | 0 | 0 | 0 | [5 empty] | 0
FL Zone 2RestaurantsTurnover |  | XXXXXXXX | Yes | Equipment | Server Virtualization | 2 Virtual Host Server | 20 Single Application Servers | Commercial | Turnover | Restaurants | FL Zone 2 | Office Equipment | Servers |  | 0 | Per Unit | [7 empty] | 24528 | 3504 | 21024 | 0.85714 |  | 3 |  |  |  | 21024 | [8 empty] | 0 | 0 | 0 | 0 | 0 | 0 | 0 | [5 empty] | 0
FL Zone 2RetailTurnover |  | XXXXXXXX | Yes | Equipment | Server Virtualization | 2 Virtual Host Server | 20 Single Application Servers | Commercial | Turnover | Retail | FL Zone 2 | Office Equipment | Servers |  | 0 | Per Unit | [7 empty] | 24528 | 3504 | 21024 | 0.85714 |  | 3 |  |  |  | 21024 | [8 empty] | 0 | 0 | 0 | 0 | 0 | 0 | 0 | [5 empty] | 0
FL Zone 2Schools K-12Turnover |  | XXXXXXXX | Yes | Equipment | Server Virtualization | 2 Virtual Host Server | 20 Single Application Servers | Commercial | Turnover | Schools K-12 | FL Zone 2 | Office Equipment | Servers |  | 0 | Per Unit | [7 empty] | 24528 | 3504 | 21024 | 0.85714 |  | 3 |  |  |  | 21024 | [8 empty] | 0 | 0 | 0 | 0 | 0 | 0 | 0 | [5 empty] | 0
FL Zone 2WarehouseTurnover |  | XXXXXXXX | Yes | Equipment | Server Virtualization | 2 Virtual Host Server | 20 Single Application Servers | Commercial | Turnover | Warehouse | FL Zone 2 | Office Equipment | Servers |  | 0 | Per Unit | [7 empty] | 24528 | 3504 | 21024 | 0.85714 |  | 3 |  |  |  | 21024 | [8 empty] | 0 | 0 | 0 | 0 | 0 | 0 | 0 | [5 empty] | 0
FL Zone 2AssemblyNew |  | XXXXXXXX | Yes | Equipment | Server Virtualization | 2 Virtual Host Server | 20 Single Application Servers | Commercial | New | Assembly | FL Zone 2 | Office Equipment | Servers |  | 0 | Per Unit | [7 empty] | 24528 | 3504 | 21024 | 0.85714 |  | 3 |  |  |  | 21024 | [8 empty] | 0 | 0 | 0 | 0 | 0 | 0 | 0 | [5 empty] | 0
FL Zone 2College and UniversityNew |  | XXXXXXXX | Yes | Equipment | Server Virtualization | 2 Virtual Host Server | 20 Single Application Servers | Commercial | New | College and University | FL Zone 2 | Office Equipment | Servers |  | 0 | Per Unit | [7 empty] | 24528 | 3504 | 21024 | 0.85714 |  | 3 |  |  |  | 21024 | [8 empty] | 0 | 0 | 0 | 0 | 0 | 0 | 0 | [5 empty] | 0
FL Zone 2GroceryNew |  | XXXXXXXX | Yes | Equipment | Server Virtualization | 2 Virtual Host Server | 20 Single Application Servers | Commercial | New | Grocery | FL Zone 2 | Office Equipment | Servers |  | 0 | Per Unit | [7 empty] | 24528 | 3504 | 21024 | 0.85714 |  | 3 |  |  |  | 21024 | [8 empty] | 0 | 0 | 0 | 0 | 0 | 0 | 0 | [5 empty] | 0
FL Zone 2HealthcareNew |  | XXXXXXXX | Yes | Equipment | Server Virtualization | 2 Virtual Host Server | 20 Single Application Servers | Commercial | New | Healthcare | FL Zone 2 | Office Equipment | Servers |  | 0 | Per Unit | [7 empty] | 24528 | 3504 | 21024 | 0.85714 |  | 3 |  |  |  | 21024 | [8 empty] | 0 | 0 | 0 | 0 | 0 | 0 | 0 | [5 empty] | 0
FL Zone 2HospitalsNew |  | XXXXXXXX | Yes | Equipment | Server Virtualization | 2 Virtual Host Server | 20 Single Application Servers | Commercial | New | Hospitals | FL Zone 2 | Office Equipment | Servers |  | 0 | Per Unit | [7 empty] | 24528 | 3504 | 21024 | 0.85714 |  | 3 |  |  |  | 21024 | [8 empty] | 0 | 0 | 0 | 0 | 0 | 0 | 0 | [5 empty] | 0
FL Zone 2InstitutionalNew |  | XXXXXXXX | Yes | Equipment | Server Virtualization | 2 Virtual Host Server | 20 Single Application Servers | Commercial | New | Institutional | FL Zone 2 | Office Equipment | Servers |  | 0 | Per Unit | [7 empty] | 24528 | 3504 | 21024 | 0.85714 |  | 3 |  |  |  | 21024 | [8 empty] | 0 | 0 | 0 | 0 | 0 | 0 | 0 | [5 empty] | 0
FL Zone 2Lodging/HospitalityNew |  | XXXXXXXX | Yes | Equipment | Server Virtualization | 2 Virtual Host Server | 20 Single Application Servers | Commercial | New | Lodging/Hospitality | FL Zone 2 | Office Equipment | Servers |  | 0 | Per Unit | [7 empty] | 24528 | 3504 | 21024 | 0.85714 |  | 3 |  |  |  | 21024 | [8 empty] | 0 | 0 | 0 | 0 | 0 | 0 | 0 | [5 empty] | 0
FL Zone 2MiscellaneousNew |  | XXXXXXXX | Yes | Equipment | Server Virtualization | 2 Virtual Host Server | 20 Single Application Servers | Commercial | New | Miscellaneous | FL Zone 2 | Office Equipment | Servers |  | 0 | Per Unit | [7 empty] | 24528 | 3504 | 21024 | 0.85714 |  | 3 |  |  |  | 21024 | [8 empty] | 0 | 0 | 0 | 0 | 0 | 0 | 0 | [5 empty] | 0
FL Zone 2OfficesNew |  | XXXXXXXX | Yes | Equipment | Server Virtualization | 2 Virtual Host Server | 20 Single Application Servers | Commercial | New | Offices | FL Zone 2 | Office Equipment | Servers |  | 0 | Per Unit | [7 empty] | 24528 | 3504 | 21024 | 0.85714 |  | 3 |  |  |  | 21024 | [8 empty] | 0 | 0 | 0 | 0 | 0 | 0 | 0 | [5 empty] | 0
FL Zone 2RestaurantsNew |  | XXXXXXXX | Yes | Equipment | Server Virtualization | 2 Virtual Host Server | 20 Single Application Servers | Commercial | New | Restaurants | FL Zone 2 | Office Equipment | Servers |  | 0 | Per Unit | [7 empty] | 24528 | 3504 | 21024 | 0.85714 |  | 3 |  |  |  | 21024 | [8 empty] | 0 | 0 | 0 | 0 | 0 | 0 | 0 | [5 empty] | 0
FL Zone 2RetailNew |  | XXXXXXXX | Yes | Equipment | Server Virtualization | 2 Virtual Host Server | 20 Single Application Servers | Commercial | New | Retail | FL Zone 2 | Office Equipment | Servers |  | 0 | Per Unit | [7 empty] | 24528 | 3504 | 21024 | 0.85714 |  | 3 |  |  |  | 21024 | [8 empty] | 0 | 0 | 0 | 0 | 0 | 0 | 0 | [5 empty] | 0
FL Zone 2Schools K-12New |  | XXXXXXXX | Yes | Equipment | Server Virtualization | 2 Virtual Host Server | 20 Single Application Servers | Commercial | New | Schools K-12 | FL Zone 2 | Office Equipment | Servers |  | 0 | Per Unit | [7 empty] | 24528 | 3504 | 21024 | 0.85714 |  | 3 |  |  |  | 21024 | [8 empty] | 0 | 0 | 0 | 0 | 0 | 0 | 0 | [5 empty] | 0
FL Zone 2WarehouseNew |  | XXXXXXXX | Yes | Equipment | Server Virtualization | 2 Virtual Host Server | 20 Single Application Servers | Commercial | New | Warehouse | FL Zone 2 | Office Equipment | Servers |  | 0 | Per Unit | [7 empty] | 24528 | 3504 | 21024 | 0.85714 |  | 3 |  |  |  | 21024 | [8 empty] | 0 | 0 | 0 | 0 | 0 | 0 | 0 | [5 empty] | 0
FL Zone 2AssemblyExisting |  | XXXXXXXX | Yes | Nonequipment | Smart Strip Plug Outlet | One Smart Strip Plug Outlet | One Standard plug strip/outlet | Commercial | Existing | Assembly | FL Zone 2 | Office Equipment |  |  | 0 | Per End Use Consumption | [7 empty] | 4709.9802 | 4654.0758 | 55.9044 | 0.011869 |  | 4 |  |  |  | 55.9044 | [8 empty] | 0 | 0 | 0 | 0 | 0 | 0 | 0 | [5 empty] | 0
FL Zone 2College and UniversityExisting |  | XXXXXXXX | Yes | Nonequipment | Smart Strip Plug Outlet | One Smart Strip Plug Outlet | One Standard plug strip/outlet | Commercial | Existing | College and University | FL Zone 2 | Office Equipment |  |  | 0 | Per End Use Consumption | [7 empty] | 12376.3686 | 12229.4693 | 146.8994 | 0.011869 |  | 4 |  |  |  | 146.8994 | [8 empty] | 0 | 0 | 0 | 0 | 0 | 0 | 0 | [5 empty] | 0
FL Zone 2GroceryExisting |  | XXXXXXXX | Yes | Nonequipment | Smart Strip Plug Outlet | One Smart Strip Plug Outlet | One Standard plug strip/outlet | Commercial | Existing | Grocery | FL Zone 2 | Office Equipment |  |  | 0 | Per End Use Consumption | [7 empty] | 5993.5979 | 5922.4578 | 71.1401 | 0.011869 |  | 4 |  |  |  | 71.1401 | [8 empty] | 0 | 0 | 0 | 0 | 0 | 0 | 0 | [5 empty] | 0
FL Zone 2HealthcareExisting |  | XXXXXXXX | Yes | Nonequipment | Smart Strip Plug Outlet | One Smart Strip Plug Outlet | One Standard plug strip/outlet | Commercial | Existing | Healthcare | FL Zone 2 | Office Equipment |  |  | 0 | Per End Use Consumption | [7 empty] | 8423.3288 | 8323.3494 | 99.9794 | 0.011869 |  | 4 |  |  |  | 99.9794 | [8 empty] | 0 | 0 | 0 | 0 | 0 | 0 | 0 | [5 empty] | 0
FL Zone 2HospitalsExisting |  | XXXXXXXX | Yes | Nonequipment | Smart Strip Plug Outlet | One Smart Strip Plug Outlet | One Standard plug strip/outlet | Commercial | Existing | Hospitals | FL Zone 2 | Office Equipment |  |  | 0 | Per End Use Consumption | [7 empty] | 73884.6412 | 73007.6789 | 876.9623 | 0.011869 |  | 4 |  |  |  | 876.9623 | [8 empty] | 0 | 0 | 0 | 0 | 0 | 0 | 0 | [5 empty] | 0
FL Zone 2InstitutionalExisting |  | XXXXXXXX | Yes | Nonequipment | Smart Strip Plug Outlet | One Smart Strip Plug Outlet | One Standard plug strip/outlet | Commercial | Existing | Institutional | FL Zone 2 | Office Equipment |  |  | 0 | Per End Use Consumption | [7 empty] | 7689.4506 | 7598.1818 | 91.2687 | 0.011869 |  | 4 |  |  |  | 91.2687 | [8 empty] | 0 | 0 | 0 | 0 | 0 | 0 | 0 | [5 empty] | 0
FL Zone 2Lodging/HospitalityExisting |  | XXXXXXXX | Yes | Nonequipment | Smart Strip Plug Outlet | One Smart Strip Plug Outlet | One Standard plug strip/outlet | Commercial | Existing | Lodging/Hospitality | FL Zone 2 | Office Equipment |  |  | 0 | Per End Use Consumption | [7 empty] | 6916.3419 | 6834.2494 | 82.0924 | 0.011869 |  | 4 |  |  |  | 82.0924 | [8 empty] | 0 | 0 | 0 | 0 | 0 | 0 | 0 | [5 empty] | 0
FL Zone 2MiscellaneousExisting |  | XXXXXXXX | Yes | Nonequipment | Smart Strip Plug Outlet | One Smart Strip Plug Outlet | One Standard plug strip/outlet | Commercial | Existing | Miscellaneous | FL Zone 2 | Office Equipment |  |  | 0 | Per End Use Consumption | [7 empty] | 103245.1184 | 102019.6665 | 1225.4519 | 0.011869 |  | 4 |  |  |  | 1225.4519 | [8 empty] | 0 | 0 | 0 | 0 | 0 | 0 | 0 | [5 empty] | 0
FL Zone 2OfficesExisting |  | XXXXXXXX | Yes | Nonequipment | Smart Strip Plug Outlet | One Smart Strip Plug Outlet | One Standard plug strip/outlet | Commercial | Existing | Offices | FL Zone 2 | Office Equipment |  |  | 0 | Per End Use Consumption | [7 empty] | 5845.5124 | 5776.13 | 69.3824 | 0.011869 |  | 4 |  |  |  | 69.3824 | [8 empty] | 0 | 0 | 0 | 0 | 0 | 0 | 0 | [5 empty] | 0
FL Zone 2RestaurantsExisting |  | XXXXXXXX | Yes | Nonequipment | Smart Strip Plug Outlet | One Smart Strip Plug Outlet | One Standard plug strip/outlet | Commercial | Existing | Restaurants | FL Zone 2 | Office Equipment |  |  | 0 | Per End Use Consumption | [7 empty] | 5635.3397 | 5568.4519 | 66.8878 | 0.011869 |  | 4 |  |  |  | 66.8878 | [8 empty] | 0 | 0 | 0 | 0 | 0 | 0 | 0 | [5 empty] | 0
FL Zone 2RetailExisting |  | XXXXXXXX | Yes | Nonequipment | Smart Strip Plug Outlet | One Smart Strip Plug Outlet | One Standard plug strip/outlet | Commercial | Existing | Retail | FL Zone 2 | Office Equipment |  |  | 0 | Per End Use Consumption | [7 empty] | 2549.8498 | 2519.5847 | 30.265 | 0.011869 |  | 4 |  |  |  | 30.265 | [8 empty] | 0 | 0 | 0 | 0 | 0 | 0 | 0 | [5 empty] | 0
FL Zone 2Schools K-12Existing |  | XXXXXXXX | Yes | Nonequipment | Smart Strip Plug Outlet | One Smart Strip Plug Outlet | One Standard plug strip/outlet | Commercial | Existing | Schools K-12 | FL Zone 2 | Office Equipment |  |  | 0 | Per End Use Consumption | [7 empty] | 8485.4686 | 8384.7517 | 100.717 | 0.011869 |  | 4 |  |  |  | 100.717 | [8 empty] | 0 | 0 | 0 | 0 | 0 | 0 | 0 | [5 empty] | 0
FL Zone 2WarehouseExisting |  | XXXXXXXX | Yes | Nonequipment | Smart Strip Plug Outlet | One Smart Strip Plug Outlet | One Standard plug strip/outlet | Commercial | Existing | Warehouse | FL Zone 2 | Office Equipment |  |  | 0 | Per End Use Consumption | [7 empty] | 693.059 | 684.8328 | 8.2262 | 0.011869 |  | 4 |  |  |  | 8.2262 | [8 empty] | 0 | 0 | 0 | 0 | 0 | 0 | 0 | [5 empty] | 0
FL Zone 2AssemblyNew |  | XXXXXXXX | Yes | Nonequipment | Smart Strip Plug Outlet | One Smart Strip Plug Outlet | One Standard plug strip/outlet | Commercial | New | Assembly | FL Zone 2 | Office Equipment |  |  | 0 | Per End Use Consumption | [7 empty] | 4709.9802 | 4654.0758 | 55.9044 | 0.011869 |  | 4 |  |  |  | 55.9044 | [8 empty] | 0 | 0 | 0 | 0 | 0 | 0 | 0 | [5 empty] | 0
FL Zone 2College and UniversityNew |  | XXXXXXXX | Yes | Nonequipment | Smart Strip Plug Outlet | One Smart Strip Plug Outlet | One Standard plug strip/outlet | Commercial | New | College and University | FL Zone 2 | Office Equipment |  |  | 0 | Per End Use Consumption | [7 empty] | 12376.3686 | 12229.4693 | 146.8994 | 0.011869 |  | 4 |  |  |  | 146.8994 | [8 empty] | 0 | 0 | 0 | 0 | 0 | 0 | 0 | [5 empty] | 0
FL Zone 2GroceryNew |  | XXXXXXXX | Yes | Nonequipment | Smart Strip Plug Outlet | One Smart Strip Plug Outlet | One Standard plug strip/outlet | Commercial | New | Grocery | FL Zone 2 | Office Equipment |  |  | 0 | Per End Use Consumption | [7 empty] | 5993.5979 | 5922.4578 | 71.1401 | 0.011869 |  | 4 |  |  |  | 71.1401 | [8 empty] | 0 | 0 | 0 | 0 | 0 | 0 | 0 | [5 empty] | 0
FL Zone 2HealthcareNew |  | XXXXXXXX | Yes | Nonequipment | Smart Strip Plug Outlet | One Smart Strip Plug Outlet | One Standard plug strip/outlet | Commercial | New | Healthcare | FL Zone 2 | Office Equipment |  |  | 0 | Per End Use Consumption | [7 empty] | 8423.3288 | 8323.3494 | 99.9794 | 0.011869 |  | 4 |  |  |  | 99.9794 | [8 empty] | 0 | 0 | 0 | 0 | 0 | 0 | 0 | [5 empty] | 0
FL Zone 2HospitalsNew |  | XXXXXXXX | Yes | Nonequipment | Smart Strip Plug Outlet | One Smart Strip Plug Outlet | One Standard plug strip/outlet | Commercial | New | Hospitals | FL Zone 2 | Office Equipment |  |  | 0 | Per End Use Consumption | [7 empty] | 73884.6412 | 73007.6789 | 876.9623 | 0.011869 |  | 4 |  |  |  | 876.9623 | [8 empty] | 0 | 0 | 0 | 0 | 0 | 0 | 0 | [5 empty] | 0
FL Zone 2InstitutionalNew |  | XXXXXXXX | Yes | Nonequipment | Smart Strip Plug Outlet | One Smart Strip Plug Outlet | One Standard plug strip/outlet | Commercial | New | Institutional | FL Zone 2 | Office Equipment |  |  | 0 | Per End Use Consumption | [7 empty] | 7689.4506 | 7598.1818 | 91.2687 | 0.011869 |  | 4 |  |  |  | 91.2687 | [8 empty] | 0 | 0 | 0 | 0 | 0 | 0 | 0 | [5 empty] | 0
FL Zone 2Lodging/HospitalityNew |  | XXXXXXXX | Yes | Nonequipment | Smart Strip Plug Outlet | One Smart Strip Plug Outlet | One Standard plug strip/outlet | Commercial | New | Lodging/Hospitality | FL Zone 2 | Office Equipment |  |  | 0 | Per End Use Consumption | [7 empty] | 6916.3419 | 6834.2494 | 82.0924 | 0.011869 |  | 4 |  |  |  | 82.0924 | [8 empty] | 0 | 0 | 0 | 0 | 0 | 0 | 0 | [5 empty] | 0
FL Zone 2MiscellaneousNew |  | XXXXXXXX | Yes | Nonequipment | Smart Strip Plug Outlet | One Smart Strip Plug Outlet | One Standard plug strip/outlet | Commercial | New | Miscellaneous | FL Zone 2 | Office Equipment |  |  | 0 | Per End Use Consumption | [7 empty] | 103245.1184 | 102019.6665 | 1225.4519 | 0.011869 |  | 4 |  |  |  | 1225.4519 | [8 empty] | 0 | 0 | 0 | 0 | 0 | 0 | 0 | [5 empty] | 0
FL Zone 2OfficesNew |  | XXXXXXXX | Yes | Nonequipment | Smart Strip Plug Outlet | One Smart Strip Plug Outlet | One Standard plug strip/outlet | Commercial | New | Offices | FL Zone 2 | Office Equipment |  |  | 0 | Per End Use Consumption | [7 empty] | 5845.5124 | 5776.13 | 69.3824 | 0.011869 |  | 4 |  |  |  | 69.3824 | [8 empty] | 0 | 0 | 0 | 0 | 0 | 0 | 0 | [5 empty] | 0
FL Zone 2RestaurantsNew |  | XXXXXXXX | Yes | Nonequipment | Smart Strip Plug Outlet | One Smart Strip Plug Outlet | One Standard plug strip/outlet | Commercial | New | Restaurants | FL Zone 2 | Office Equipment |  |  | 0 | Per End Use Consumption | [7 empty] | 5635.3397 | 5568.4519 | 66.8878 | 0.011869 |  | 4 |  |  |  | 66.8878 | [8 empty] | 0 | 0 | 0 | 0 | 0 | 0 | 0 | [5 empty] | 0
FL Zone 2RetailNew |  | XXXXXXXX | Yes | Nonequipment | Smart Strip Plug Outlet | One Smart Strip Plug Outlet | One Standard plug strip/outlet | Commercial | New | Retail | FL Zone 2 | Office Equipment |  |  | 0 | Per End Use Consumption | [7 empty] | 2549.8498 | 2519.5847 | 30.265 | 0.011869 |  | 4 |  |  |  | 30.265 | [8 empty] | 0 | 0 | 0 | 0 | 0 | 0 | 0 | [5 empty] | 0
FL Zone 2Schools K-12New |  | XXXXXXXX | Yes | Nonequipment | Smart Strip Plug Outlet | One Smart Strip Plug Outlet | One Standard plug strip/outlet | Commercial | New | Schools K-12 | FL Zone 2 | Office Equipment |  |  | 0 | Per End Use Consumption | [7 empty] | 8485.4686 | 8384.7517 | 100.717 | 0.011869 |  | 4 |  |  |  | 100.717 | [8 empty] | 0 | 0 | 0 | 0 | 0 | 0 | 0 | [5 empty] | 0
FL Zone 2WarehouseNew |  | XXXXXXXX | Yes | Nonequipment | Smart Strip Plug Outlet | One Smart Strip Plug Outlet | One Standard plug strip/outlet | Commercial | New | Warehouse | FL Zone 2 | Office Equipment |  |  | 0 | Per End Use Consumption | [7 empty] | 693.059 | 684.8328 | 8.2262 | 0.011869 |  | 4 |  |  |  | 8.2262 | [8 empty] | 0 | 0 | 0 | 0 | 0 | 0 | 0 | [5 empty] | 0
FL Zone 2AssemblyExisting |  | XXXXXXXX | Yes | Nonequipment | Smart Thermostat | Thermostats that include "smart" features such as occupancy sensors, geo-fencing, multi-zone sensors | Standard Heating and Cooling System with Manual Thermostat | Commercial | Existing | Assembly | FL Zone 2 | Space Cooling |  |  | 0 | Per End Use Consumption | [7 empty] | 40558.1631 | 36502.3468 | 4055.8163 | 0.1 |  | 11 |  |  |  | 4055.8163 | [8 empty] | 0 | 0 | 0 | 0 | 0 | 0 | 0 | [5 empty] | 0
FL Zone 2College and UniversityExisting |  | XXXXXXXX | Yes | Nonequipment | Smart Thermostat | Thermostats that include "smart" features such as occupancy sensors, geo-fencing, multi-zone sensors | Standard Heating and Cooling System with Manual Thermostat | Commercial | Existing | College and University | FL Zone 2 | Space Cooling |  |  | 0 | Per End Use Consumption | [7 empty] | 242237.8979 | 218014.1081 | 24223.7898 | 0.1 |  | 11 |  |  |  | 24223.7898 | [8 empty] | 0 | 0 | 0 | 0 | 0 | 0 | 0 | [5 empty] | 0
FL Zone 2GroceryExisting |  | XXXXXXXX | Yes | Nonequipment | Smart Thermostat | Thermostats that include "smart" features such as occupancy sensors, geo-fencing, multi-zone sensors | Standard Heating and Cooling System with Manual Thermostat | Commercial | Existing | Grocery | FL Zone 2 | Space Cooling |  |  | 0 | Per End Use Consumption | [7 empty] | 97647.7064 | 87882.9358 | 9764.7706 | 0.1 |  | 11 |  |  |  | 9764.7706 | [8 empty] | 0 | 0 | 0 | 0 | 0 | 0 | 0 | [5 empty] | 0
FL Zone 2HealthcareExisting |  | XXXXXXXX | Yes | Nonequipment | Smart Thermostat | Thermostats that include "smart" features such as occupancy sensors, geo-fencing, multi-zone sensors | Standard Heating and Cooling System with Manual Thermostat | Commercial | Existing | Healthcare | FL Zone 2 | Space Cooling |  |  | 0 | Per End Use Consumption | [7 empty] | 170444.4983 | 153400.0485 | 17044.4498 | 0.1 |  | 11 |  |  |  | 17044.4498 | [8 empty] | 0 | 0 | 0 | 0 | 0 | 0 | 0 | [5 empty] | 0
FL Zone 2HospitalsExisting |  | XXXXXXXX | Yes | Nonequipment | Smart Thermostat | Thermostats that include "smart" features such as occupancy sensors, geo-fencing, multi-zone sensors | Standard Heating and Cooling System with Manual Thermostat | Commercial | Existing | Hospitals | FL Zone 2 | Space Cooling |  |  | 0 | Per End Use Consumption | [7 empty] | 1776004.8545 | 1598404.369 | 177600.4854 | 0.1 |  | 11 |  |  |  | 177600.4854 | [8 empty] | 0 | 0 | 0 | 0 | 0 | 0 | 0 | [5 empty] | 0
FL Zone 2InstitutionalExisting |  | XXXXXXXX | Yes | Nonequipment | Smart Thermostat | Thermostats that include "smart" features such as occupancy sensors, geo-fencing, multi-zone sensors | Standard Heating and Cooling System with Manual Thermostat | Commercial | Existing | Institutional | FL Zone 2 | Space Cooling |  |  | 0 | Per End Use Consumption | [7 empty] | 197035.6551 | 177332.0896 | 19703.5655 | 0.1 |  | 11 |  |  |  | 19703.5655 | [8 empty] | 0 | 0 | 0 | 0 | 0 | 0 | 0 | [5 empty] | 0
FL Zone 2Lodging/HospitalityExisting |  | XXXXXXXX | Yes | Nonequipment | Smart Thermostat | Thermostats that include "smart" features such as occupancy sensors, geo-fencing, multi-zone sensors | Standard Heating and Cooling System with Manual Thermostat | Commercial | Existing | Lodging/Hospitality | FL Zone 2 | Space Cooling |  |  | 0 | Per End Use Consumption | [7 empty] | 161633.0609 | 145469.7549 | 16163.3061 | 0.1 |  | 11 |  |  |  | 16163.3061 | [8 empty] | 0 | 0 | 0 | 0 | 0 | 0 | 0 | [5 empty] | 0
FL Zone 2MiscellaneousExisting |  | XXXXXXXX | Yes | Nonequipment | Smart Thermostat | Thermostats that include "smart" features such as occupancy sensors, geo-fencing, multi-zone sensors | Standard Heating and Cooling System with Manual Thermostat | Commercial | Existing | Miscellaneous | FL Zone 2 | Space Cooling |  |  | 0 | Per End Use Consumption | [7 empty] | 1878475.6776 | 1690628.1099 | 187847.5678 | 0.1 |  | 11 |  |  |  | 187847.5678 | [8 empty] | 0 | 0 | 0 | 0 | 0 | 0 | 0 | [5 empty] | 0
FL Zone 2OfficesExisting |  | XXXXXXXX | Yes | Nonequipment | Smart Thermostat | Thermostats that include "smart" features such as occupancy sensors, geo-fencing, multi-zone sensors | Standard Heating and Cooling System with Manual Thermostat | Commercial | Existing | Offices | FL Zone 2 | Space Cooling |  |  | 0 | Per End Use Consumption | [7 empty] | 140416.7794 | 126375.1014 | 14041.6779 | 0.1 |  | 11 |  |  |  | 14041.6779 | [8 empty] | 0 | 0 | 0 | 0 | 0 | 0 | 0 | [5 empty] | 0
FL Zone 2RestaurantsExisting |  | XXXXXXXX | Yes | Nonequipment | Smart Thermostat | Thermostats that include "smart" features such as occupancy sensors, geo-fencing, multi-zone sensors | Standard Heating and Cooling System with Manual Thermostat | Commercial | Existing | Restaurants | FL Zone 2 | Space Cooling |  |  | 0 | Per End Use Consumption | [7 empty] | 101749.5064 | 91574.5558 | 10174.9506 | 0.1 |  | 11 |  |  |  | 10174.9506 | [8 empty] | 0 | 0 | 0 | 0 | 0 | 0 | 0 | [5 empty] | 0
FL Zone 2RetailExisting |  | XXXXXXXX | Yes | Nonequipment | Smart Thermostat | Thermostats that include "smart" features such as occupancy sensors, geo-fencing, multi-zone sensors | Standard Heating and Cooling System with Manual Thermostat | Commercial | Existing | Retail | FL Zone 2 | Space Cooling |  |  | 0 | Per End Use Consumption | [7 empty] | 44441.7066 | 39997.536 | 4444.1707 | 0.1 |  | 11 |  |  |  | 4444.1707 | [8 empty] | 0 | 0 | 0 | 0 | 0 | 0 | 0 | [5 empty] | 0
FL Zone 2Schools K-12Existing |  | XXXXXXXX | Yes | Nonequipment | Smart Thermostat | Thermostats that include "smart" features such as occupancy sensors, geo-fencing, multi-zone sensors | Standard Heating and Cooling System with Manual Thermostat | Commercial | Existing | Schools K-12 | FL Zone 2 | Space Cooling |  |  | 0 | Per End Use Consumption | [7 empty] | 166082.8099 | 149474.5289 | 16608.281 | 0.1 |  | 11 |  |  |  | 16608.281 | [8 empty] | 0 | 0 | 0 | 0 | 0 | 0 | 0 | [5 empty] | 0
FL Zone 2WarehouseExisting |  | XXXXXXXX | Yes | Nonequipment | Smart Thermostat | Thermostats that include "smart" features such as occupancy sensors, geo-fencing, multi-zone sensors | Standard Heating and Cooling System with Manual Thermostat | Commercial | Existing | Warehouse | FL Zone 2 | Space Cooling |  |  | 0 | Per End Use Consumption | [7 empty] | 16498.7301 | 14848.8571 | 1649.873 | 0.1 |  | 11 |  |  |  | 1649.873 | [8 empty] | 0 | 0 | 0 | 0 | 0 | 0 | 0 | [5 empty] | 0
FL Zone 2AssemblyNew |  | XXXXXXXX | Yes | Nonequipment | Smart Thermostat | Thermostats that include "smart" features such as occupancy sensors, geo-fencing, multi-zone sensors | Standard Heating and Cooling System with Manual Thermostat | Commercial | New | Assembly | FL Zone 2 | Space Cooling |  |  | 0 | Per End Use Consumption | [7 empty] | 40558.1631 | 36502.3468 | 4055.8163 | 0.1 |  | 11 |  |  |  | 4055.8163 | [8 empty] | 0 | 0 | 0 | 0 | 0 | 0 | 0 | [5 empty] | 0
FL Zone 2College and UniversityNew |  | XXXXXXXX | Yes | Nonequipment | Smart Thermostat | Thermostats that include "smart" features such as occupancy sensors, geo-fencing, multi-zone sensors | Standard Heating and Cooling System with Manual Thermostat | Commercial | New | College and University | FL Zone 2 | Space Cooling |  |  | 0 | Per End Use Consumption | [7 empty] | 242237.8979 | 218014.1081 | 24223.7898 | 0.1 |  | 11 |  |  |  | 24223.7898 | [8 empty] | 0 | 0 | 0 | 0 | 0 | 0 | 0 | [5 empty] | 0
FL Zone 2GroceryNew |  | XXXXXXXX | Yes | Nonequipment | Smart Thermostat | Thermostats that include "smart" features such as occupancy sensors, geo-fencing, multi-zone sensors | Standard Heating and Cooling System with Manual Thermostat | Commercial | New | Grocery | FL Zone 2 | Space Cooling |  |  | 0 | Per End Use Consumption | [7 empty] | 97647.7064 | 87882.9358 | 9764.7706 | 0.1 |  | 11 |  |  |  | 9764.7706 | [8 empty] | 0 | 0 | 0 | 0 | 0 | 0 | 0 | [5 empty] | 0
FL Zone 2HealthcareNew |  | XXXXXXXX | Yes | Nonequipment | Smart Thermostat | Thermostats that include "smart" features such as occupancy sensors, geo-fencing, multi-zone sensors | Standard Heating and Cooling System with Manual Thermostat | Commercial | New | Healthcare | FL Zone 2 | Space Cooling |  |  | 0 | Per End Use Consumption | [7 empty] | 170444.4983 | 153400.0485 | 17044.4498 | 0.1 |  | 11 |  |  |  | 17044.4498 | [8 empty] | 0 | 0 | 0 | 0 | 0 | 0 | 0 | [5 empty] | 0
FL Zone 2HospitalsNew |  | XXXXXXXX | Yes | Nonequipment | Smart Thermostat | Thermostats that include "smart" features such as occupancy sensors, geo-fencing, multi-zone sensors | Standard Heating and Cooling System with Manual Thermostat | Commercial | New | Hospitals | FL Zone 2 | Space Cooling |  |  | 0 | Per End Use Consumption | [7 empty] | 1776004.8545 | 1598404.369 | 177600.4854 | 0.1 |  | 11 |  |  |  | 177600.4854 | [8 empty] | 0 | 0 | 0 | 0 | 0 | 0 | 0 | [5 empty] | 0
FL Zone 2InstitutionalNew |  | XXXXXXXX | Yes | Nonequipment | Smart Thermostat | Thermostats that include "smart" features such as occupancy sensors, geo-fencing, multi-zone sensors | Standard Heating and Cooling System with Manual Thermostat | Commercial | New | Institutional | FL Zone 2 | Space Cooling |  |  | 0 | Per End Use Consumption | [7 empty] | 197035.6551 | 177332.0896 | 19703.5655 | 0.1 |  | 11 |  |  |  | 19703.5655 | [8 empty] | 0 | 0 | 0 | 0 | 0 | 0 | 0 | [5 empty] | 0
FL Zone 2Lodging/HospitalityNew |  | XXXXXXXX | Yes | Nonequipment | Smart Thermostat | Thermostats that include "smart" features such as occupancy sensors, geo-fencing, multi-zone sensors | Standard Heating and Cooling System with Manual Thermostat | Commercial | New | Lodging/Hospitality | FL Zone 2 | Space Cooling |  |  | 0 | Per End Use Consumption | [7 empty] | 161633.0609 | 145469.7549 | 16163.3061 | 0.1 |  | 11 |  |  |  | 16163.3061 | [8 empty] | 0 | 0 | 0 | 0 | 0 | 0 | 0 | [5 empty] | 0
FL Zone 2MiscellaneousNew |  | XXXXXXXX | Yes | Nonequipment | Smart Thermostat | Thermostats that include "smart" features such as occupancy sensors, geo-fencing, multi-zone sensors | Standard Heating and Cooling System with Manual Thermostat | Commercial | New | Miscellaneous | FL Zone 2 | Space Cooling |  |  | 0 | Per End Use Consumption | [7 empty] | 1878475.6776 | 1690628.1099 | 187847.5678 | 0.1 |  | 11 |  |  |  | 187847.5678 | [8 empty] | 0 | 0 | 0 | 0 | 0 | 0 | 0 | [5 empty] | 0
FL Zone 2OfficesNew |  | XXXXXXXX | Yes | Nonequipment | Smart Thermostat | Thermostats that include "smart" features such as occupancy sensors, geo-fencing, multi-zone sensors | Standard Heating and Cooling System with Manual Thermostat | Commercial | New | Offices | FL Zone 2 | Space Cooling |  |  | 0 | Per End Use Consumption | [7 empty] | 140416.7794 | 126375.1014 | 14041.6779 | 0.1 |  | 11 |  |  |  | 14041.6779 | [8 empty] | 0 | 0 | 0 | 0 | 0 | 0 | 0 | [5 empty] | 0
FL Zone 2RestaurantsNew |  | XXXXXXXX | Yes | Nonequipment | Smart Thermostat | Thermostats that include "smart" features such as occupancy sensors, geo-fencing, multi-zone sensors | Standard Heating and Cooling System with Manual Thermostat | Commercial | New | Restaurants | FL Zone 2 | Space Cooling |  |  | 0 | Per End Use Consumption | [7 empty] | 101749.5064 | 91574.5558 | 10174.9506 | 0.1 |  | 11 |  |  |  | 10174.9506 | [8 empty] | 0 | 0 | 0 | 0 | 0 | 0 | 0 | [5 empty] | 0
FL Zone 2RetailNew |  | XXXXXXXX | Yes | Nonequipment | Smart Thermostat | Thermostats that include "smart" features such as occupancy sensors, geo-fencing, multi-zone sensors | Standard Heating and Cooling System with Manual Thermostat | Commercial | New | Retail | FL Zone 2 | Space Cooling |  |  | 0 | Per End Use Consumption | [7 empty] | 44441.7066 | 39997.536 | 4444.1707 | 0.1 |  | 11 |  |  |  | 4444.1707 | [8 empty] | 0 | 0 | 0 | 0 | 0 | 0 | 0 | [5 empty] | 0
FL Zone 2Schools K-12New |  | XXXXXXXX | Yes | Nonequipment | Smart Thermostat | Thermostats that include "smart" features such as occupancy sensors, geo-fencing, multi-zone sensors | Standard Heating and Cooling System with Manual Thermostat | Commercial | New | Schools K-12 | FL Zone 2 | Space Cooling |  |  | 0 | Per End Use Consumption | [7 empty] | 166082.8099 | 149474.5289 | 16608.281 | 0.1 |  | 11 |  |  |  | 16608.281 | [8 empty] | 0 | 0 | 0 | 0 | 0 | 0 | 0 | [5 empty] | 0
FL Zone 2WarehouseNew |  | XXXXXXXX | Yes | Nonequipment | Smart Thermostat | Thermostats that include "smart" features such as occupancy sensors, geo-fencing, multi-zone sensors | Standard Heating and Cooling System with Manual Thermostat | Commercial | New | Warehouse | FL Zone 2 | Space Cooling |  |  | 0 | Per End Use Consumption | [7 empty] | 16498.7301 | 14848.8571 | 1649.873 | 0.1 |  | 11 |  |  |  | 1649.873 | [8 empty] | 0 | 0 | 0 | 0 | 0 | 0 | 0 | [5 empty] | 0
FL Zone 2AssemblyExisting |  | XXXXXXXX | Yes | Nonequipment | Smart Thermostat | Thermostats that include "smart" features such as occupancy sensors, geo-fencing, multi-zone sensors | Standard Heating and Cooling System with Manual Thermostat | Commercial | Existing | Assembly | FL Zone 2 | Space Heating |  |  | 0 | Per End Use Consumption | [7 empty] | 7520.072 | 6768.0648 | 752.0072 | 0.1 |  | 11 |  |  |  | 752.0072 | [8 empty] | 0 | 0 | 0 | 0 | 0 | 0 | 0 | [5 empty] | 0
FL Zone 2College and UniversityExisting |  | XXXXXXXX | Yes | Nonequipment | Smart Thermostat | Thermostats that include "smart" features such as occupancy sensors, geo-fencing, multi-zone sensors | Standard Heating and Cooling System with Manual Thermostat | Commercial | Existing | College and University | FL Zone 2 | Space Heating |  |  | 0 | Per End Use Consumption | [7 empty] | 44914.4217 | 40422.9796 | 4491.4422 | 0.1 |  | 11 |  |  |  | 4491.4422 | [8 empty] | 0 | 0 | 0 | 0 | 0 | 0 | 0 | [5 empty] | 0
FL Zone 2GroceryExisting |  | XXXXXXXX | Yes | Nonequipment | Smart Thermostat | Thermostats that include "smart" features such as occupancy sensors, geo-fencing, multi-zone sensors | Standard Heating and Cooling System with Manual Thermostat | Commercial | Existing | Grocery | FL Zone 2 | Space Heating |  |  | 0 | Per End Use Consumption | [7 empty] | 18105.3019 | 16294.7717 | 1810.5302 | 0.1 |  | 11 |  |  |  | 1810.5302 | [8 empty] | 0 | 0 | 0 | 0 | 0 | 0 | 0 | [5 empty] | 0
FL Zone 2HealthcareExisting |  | XXXXXXXX | Yes | Nonequipment | Smart Thermostat | Thermostats that include "smart" features such as occupancy sensors, geo-fencing, multi-zone sensors | Standard Heating and Cooling System with Manual Thermostat | Commercial | Existing | Healthcare | FL Zone 2 | Space Heating |  |  | 0 | Per End Use Consumption | [7 empty] | 31602.8836 | 28442.5952 | 3160.2884 | 0.1 |  | 11 |  |  |  | 3160.2884 | [8 empty] | 0 | 0 | 0 | 0 | 0 | 0 | 0 | [5 empty] | 0
FL Zone 2HospitalsExisting |  | XXXXXXXX | Yes | Nonequipment | Smart Thermostat | Thermostats that include "smart" features such as occupancy sensors, geo-fencing, multi-zone sensors | Standard Heating and Cooling System with Manual Thermostat | Commercial | Existing | Hospitals | FL Zone 2 | Space Heating |  |  | 0 | Per End Use Consumption | [7 empty] | 329297.0743 | 296367.3669 | 32929.7074 | 0.1 |  | 11 |  |  |  | 32929.7074 | [8 empty] | 0 | 0 | 0 | 0 | 0 | 0 | 0 | [5 empty] | 0
FL Zone 2InstitutionalExisting |  | XXXXXXXX | Yes | Nonequipment | Smart Thermostat | Thermostats that include "smart" features such as occupancy sensors, geo-fencing, multi-zone sensors | Standard Heating and Cooling System with Manual Thermostat | Commercial | Existing | Institutional | FL Zone 2 | Space Heating |  |  | 0 | Per End Use Consumption | [7 empty] | 36533.2699 | 32879.943 | 3653.327 | 0.1 |  | 11 |  |  |  | 3653.327 | [8 empty] | 0 | 0 | 0 | 0 | 0 | 0 | 0 | [5 empty] | 0
FL Zone 2Lodging/HospitalityExisting |  | XXXXXXXX | Yes | Nonequipment | Smart Thermostat | Thermostats that include "smart" features such as occupancy sensors, geo-fencing, multi-zone sensors | Standard Heating and Cooling System with Manual Thermostat | Commercial | Existing | Lodging/Hospitality | FL Zone 2 | Space Heating |  |  | 0 | Per End Use Consumption | [7 empty] | 29969.1152 | 26972.2037 | 2996.9115 | 0.1 |  | 11 |  |  |  | 2996.9115 | [8 empty] | 0 | 0 | 0 | 0 | 0 | 0 | 0 | [5 empty] | 0
FL Zone 2MiscellaneousExisting |  | XXXXXXXX | Yes | Nonequipment | Smart Thermostat | Thermostats that include "smart" features such as occupancy sensors, geo-fencing, multi-zone sensors | Standard Heating and Cooling System with Manual Thermostat | Commercial | Existing | Miscellaneous | FL Zone 2 | Space Heating |  |  | 0 | Per End Use Consumption | [7 empty] | 348296.6521 | 313466.9869 | 34829.6652 | 0.1 |  | 11 |  |  |  | 34829.6652 | [8 empty] | 0 | 0 | 0 | 0 | 0 | 0 | 0 | [5 empty] | 0
FL Zone 2OfficesExisting |  | XXXXXXXX | Yes | Nonequipment | Smart Thermostat | Thermostats that include "smart" features such as occupancy sensors, geo-fencing, multi-zone sensors | Standard Heating and Cooling System with Manual Thermostat | Commercial | Existing | Offices | FL Zone 2 | Space Heating |  |  | 0 | Per End Use Consumption | [7 empty] | 26035.3087 | 23431.7778 | 2603.5309 | 0.1 |  | 11 |  |  |  | 2603.5309 | [8 empty] | 0 | 0 | 0 | 0 | 0 | 0 | 0 | [5 empty] | 0
FL Zone 2RestaurantsExisting |  | XXXXXXXX | Yes | Nonequipment | Smart Thermostat | Thermostats that include "smart" features such as occupancy sensors, geo-fencing, multi-zone sensors | Standard Heating and Cooling System with Manual Thermostat | Commercial | Existing | Restaurants | FL Zone 2 | Space Heating |  |  | 0 | Per End Use Consumption | [7 empty] | 18865.8351 | 16979.2516 | 1886.5835 | 0.1 |  | 11 |  |  |  | 1886.5835 | [8 empty] | 0 | 0 | 0 | 0 | 0 | 0 | 0 | [5 empty] | 0
FL Zone 2RetailExisting |  | XXXXXXXX | Yes | Nonequipment | Smart Thermostat | Thermostats that include "smart" features such as occupancy sensors, geo-fencing, multi-zone sensors | Standard Heating and Cooling System with Manual Thermostat | Commercial | Existing | Retail | FL Zone 2 | Space Heating |  |  | 0 | Per End Use Consumption | [7 empty] | 8240.1374 | 7416.1236 | 824.0137 | 0.1 |  | 11 |  |  |  | 824.0137 | [8 empty] | 0 | 0 | 0 | 0 | 0 | 0 | 0 | [5 empty] | 0
FL Zone 2Schools K-12Existing |  | XXXXXXXX | Yes | Nonequipment | Smart Thermostat | Thermostats that include "smart" features such as occupancy sensors, geo-fencing, multi-zone sensors | Standard Heating and Cooling System with Manual Thermostat | Commercial | Existing | Schools K-12 | FL Zone 2 | Space Heating |  |  | 0 | Per End Use Consumption | [7 empty] | 30794.1632 | 27714.7469 | 3079.4163 | 0.1 |  | 11 |  |  |  | 3079.4163 | [8 empty] | 0 | 0 | 0 | 0 | 0 | 0 | 0 | [5 empty] | 0
FL Zone 2WarehouseExisting |  | XXXXXXXX | Yes | Nonequipment | Smart Thermostat | Thermostats that include "smart" features such as occupancy sensors, geo-fencing, multi-zone sensors | Standard Heating and Cooling System with Manual Thermostat | Commercial | Existing | Warehouse | FL Zone 2 | Space Heating |  |  | 0 | Per End Use Consumption | [7 empty] | 3059.104 | 2753.1936 | 305.9104 | 0.1 |  | 11 |  |  |  | 305.9104 | [8 empty] | 0 | 0 | 0 | 0 | 0 | 0 | 0 | [5 empty] | 0
FL Zone 2AssemblyNew |  | XXXXXXXX | Yes | Nonequipment | Smart Thermostat | Thermostats that include "smart" features such as occupancy sensors, geo-fencing, multi-zone sensors | Standard Heating and Cooling System with Manual Thermostat | Commercial | New | Assembly | FL Zone 2 | Space Heating |  |  | 0 | Per End Use Consumption | [7 empty] | 7520.072 | 6768.0648 | 752.0072 | 0.1 |  | 11 |  |  |  | 752.0072 | [8 empty] | 0 | 0 | 0 | 0 | 0 | 0 | 0 | [5 empty] | 0
FL Zone 2College and UniversityNew |  | XXXXXXXX | Yes | Nonequipment | Smart Thermostat | Thermostats that include "smart" features such as occupancy sensors, geo-fencing, multi-zone sensors | Standard Heating and Cooling System with Manual Thermostat | Commercial | New | College and University | FL Zone 2 | Space Heating |  |  | 0 | Per End Use Consumption | [7 empty] | 44914.4217 | 40422.9796 | 4491.4422 | 0.1 |  | 11 |  |  |  | 4491.4422 | [8 empty] | 0 | 0 | 0 | 0 | 0 | 0 | 0 | [5 empty] | 0
FL Zone 2GroceryNew |  | XXXXXXXX | Yes | Nonequipment | Smart Thermostat | Thermostats that include "smart" features such as occupancy sensors, geo-fencing, multi-zone sensors | Standard Heating and Cooling System with Manual Thermostat | Commercial | New | Grocery | FL Zone 2 | Space Heating |  |  | 0 | Per End Use Consumption | [7 empty] | 18105.3019 | 16294.7717 | 1810.5302 | 0.1 |  | 11 |  |  |  | 1810.5302 | [8 empty] | 0 | 0 | 0 | 0 | 0 | 0 | 0 | [5 empty] | 0
FL Zone 2HealthcareNew |  | XXXXXXXX | Yes | Nonequipment | Smart Thermostat | Thermostats that include "smart" features such as occupancy sensors, geo-fencing, multi-zone sensors | Standard Heating and Cooling System with Manual Thermostat | Commercial | New | Healthcare | FL Zone 2 | Space Heating |  |  | 0 | Per End Use Consumption | [7 empty] | 31602.8836 | 28442.5952 | 3160.2884 | 0.1 |  | 11 |  |  |  | 3160.2884 | [8 empty] | 0 | 0 | 0 | 0 | 0 | 0 | 0 | [5 empty] | 0
FL Zone 2HospitalsNew |  | XXXXXXXX | Yes | Nonequipment | Smart Thermostat | Thermostats that include "smart" features such as occupancy sensors, geo-fencing, multi-zone sensors | Standard Heating and Cooling System with Manual Thermostat | Commercial | New | Hospitals | FL Zone 2 | Space Heating |  |  | 0 | Per End Use Consumption | [7 empty] | 329297.0743 | 296367.3669 | 32929.7074 | 0.1 |  | 11 |  |  |  | 32929.7074 | [8 empty] | 0 | 0 | 0 | 0 | 0 | 0 | 0 | [5 empty] | 0
FL Zone 2InstitutionalNew |  | XXXXXXXX | Yes | Nonequipment | Smart Thermostat | Thermostats that include "smart" features such as occupancy sensors, geo-fencing, multi-zone sensors | Standard Heating and Cooling System with Manual Thermostat | Commercial | New | Institutional | FL Zone 2 | Space Heating |  |  | 0 | Per End Use Consumption | [7 empty] | 36533.2699 | 32879.943 | 3653.327 | 0.1 |  | 11 |  |  |  | 3653.327 | [8 empty] | 0 | 0 | 0 | 0 | 0 | 0 | 0 | [5 empty] | 0
FL Zone 2Lodging/HospitalityNew |  | XXXXXXXX | Yes | Nonequipment | Smart Thermostat | Thermostats that include "smart" features such as occupancy sensors, geo-fencing, multi-zone sensors | Standard Heating and Cooling System with Manual Thermostat | Commercial | New | Lodging/Hospitality | FL Zone 2 | Space Heating |  |  | 0 | Per End Use Consumption | [7 empty] | 29969.1152 | 26972.2037 | 2996.9115 | 0.1 |  | 11 |  |  |  | 2996.9115 | [8 empty] | 0 | 0 | 0 | 0 | 0 | 0 | 0 | [5 empty] | 0
FL Zone 2MiscellaneousNew |  | XXXXXXXX | Yes | Nonequipment | Smart Thermostat | Thermostats that include "smart" features such as occupancy sensors, geo-fencing, multi-zone sensors | Standard Heating and Cooling System with Manual Thermostat | Commercial | New | Miscellaneous | FL Zone 2 | Space Heating |  |  | 0 | Per End Use Consumption | [7 empty] | 348296.6521 | 313466.9869 | 34829.6652 | 0.1 |  | 11 |  |  |  | 34829.6652 | [8 empty] | 0 | 0 | 0 | 0 | 0 | 0 | 0 | [5 empty] | 0
FL Zone 2OfficesNew |  | XXXXXXXX | Yes | Nonequipment | Smart Thermostat | Thermostats that include "smart" features such as occupancy sensors, geo-fencing, multi-zone sensors | Standard Heating and Cooling System with Manual Thermostat | Commercial | New | Offices | FL Zone 2 | Space Heating |  |  | 0 | Per End Use Consumption | [7 empty] | 26035.3087 | 23431.7778 | 2603.5309 | 0.1 |  | 11 |  |  |  | 2603.5309 | [8 empty] | 0 | 0 | 0 | 0 | 0 | 0 | 0 | [5 empty] | 0
FL Zone 2RestaurantsNew |  | XXXXXXXX | Yes | Nonequipment | Smart Thermostat | Thermostats that include "smart" features such as occupancy sensors, geo-fencing, multi-zone sensors | Standard Heating and Cooling System with Manual Thermostat | Commercial | New | Restaurants | FL Zone 2 | Space Heating |  |  | 0 | Per End Use Consumption | [7 empty] | 18865.8351 | 16979.2516 | 1886.5835 | 0.1 |  | 11 |  |  |  | 1886.5835 | [8 empty] | 0 | 0 | 0 | 0 | 0 | 0 | 0 | [5 empty] | 0
FL Zone 2RetailNew |  | XXXXXXXX | Yes | Nonequipment | Smart Thermostat | Thermostats that include "smart" features such as occupancy sensors, geo-fencing, multi-zone sensors | Standard Heating and Cooling System with Manual Thermostat | Commercial | New | Retail | FL Zone 2 | Space Heating |  |  | 0 | Per End Use Consumption | [7 empty] | 8240.1374 | 7416.1236 | 824.0137 | 0.1 |  | 11 |  |  |  | 824.0137 | [8 empty] | 0 | 0 | 0 | 0 | 0 | 0 | 0 | [5 empty] | 0
FL Zone 2Schools K-12New |  | XXXXXXXX | Yes | Nonequipment | Smart Thermostat | Thermostats that include "smart" features such as occupancy sensors, geo-fencing, multi-zone sensors | Standard Heating and Cooling System with Manual Thermostat | Commercial | New | Schools K-12 | FL Zone 2 | Space Heating |  |  | 0 | Per End Use Consumption | [7 empty] | 30794.1632 | 27714.7469 | 3079.4163 | 0.1 |  | 11 |  |  |  | 3079.4163 | [8 empty] | 0 | 0 | 0 | 0 | 0 | 0 | 0 | [5 empty] | 0
FL Zone 2WarehouseNew |  | XXXXXXXX | Yes | Nonequipment | Smart Thermostat | Thermostats that include "smart" features such as occupancy sensors, geo-fencing, multi-zone sensors | Standard Heating and Cooling System with Manual Thermostat | Commercial | New | Warehouse | FL Zone 2 | Space Heating |  |  | 0 | Per End Use Consumption | [7 empty] | 3059.104 | 2753.1936 | 305.9104 | 0.1 |  | 11 |  |  |  | 305.9104 | [8 empty] | 0 | 0 | 0 | 0 | 0 | 0 | 0 | [5 empty] | 0
FL Zone 2AssemblyTurnover |  | XXXXXXXX | Yes | Equipment | Solar Pool Heater | Solar Swimming Pool Heater | Electric Resistance Swimming Pool Heater | Commercial | Turnover | Assembly | FL Zone 2 | Miscellaneous | Pool pump |  | 0 | Per Unit | [7 empty] | 11764.7059 | 1633.9869 | 10130.719 | 0.86111 |  | 15 |  |  |  | 10130.719 | [8 empty] | 0 | 0 | 0 | 0 | 0 | 0 | 0 | [5 empty] | 0
FL Zone 2College and UniversityTurnover |  | XXXXXXXX | Yes | Equipment | Solar Pool Heater | Solar Swimming Pool Heater | Electric Resistance Swimming Pool Heater | Commercial | Turnover | College and University | FL Zone 2 | Miscellaneous | Pool pump |  | 0 | Per Unit | [7 empty] | 11764.7059 | 1633.9869 | 10130.719 | 0.86111 |  | 15 |  |  |  | 10130.719 | [8 empty] | 0 | 0 | 0 | 0 | 0 | 0 | 0 | [5 empty] | 0
FL Zone 2GroceryTurnover |  | XXXXXXXX | Yes | Equipment | Solar Pool Heater | Solar Swimming Pool Heater | Electric Resistance Swimming Pool Heater | Commercial | Turnover | Grocery | FL Zone 2 | Miscellaneous | Pool pump |  | 0 | Per Unit | [7 empty] | 11764.7059 | 1633.9869 | 10130.719 | 0.86111 |  | 15 |  |  |  | 10130.719 | [8 empty] | 0 | 0 | 0 | 0 | 0 | 0 | 0 | [5 empty] | 0
FL Zone 2HealthcareTurnover |  | XXXXXXXX | Yes | Equipment | Solar Pool Heater | Solar Swimming Pool Heater | Electric Resistance Swimming Pool Heater | Commercial | Turnover | Healthcare | FL Zone 2 | Miscellaneous | Pool pump |  | 0 | Per Unit | [7 empty] | 11764.7059 | 1633.9869 | 10130.719 | 0.86111 |  | 15 |  |  |  | 10130.719 | [8 empty] | 0 | 0 | 0 | 0 | 0 | 0 | 0 | [5 empty] | 0
FL Zone 2HospitalsTurnover |  | XXXXXXXX | Yes | Equipment | Solar Pool Heater | Solar Swimming Pool Heater | Electric Resistance Swimming Pool Heater | Commercial | Turnover | Hospitals | FL Zone 2 | Miscellaneous | Pool pump |  | 0 | Per Unit | [7 empty] | 11764.7059 | 1633.9869 | 10130.719 | 0.86111 |  | 15 |  |  |  | 10130.719 | [8 empty] | 0 | 0 | 0 | 0 | 0 | 0 | 0 | [5 empty] | 0
FL Zone 2InstitutionalTurnover |  | XXXXXXXX | Yes | Equipment | Solar Pool Heater | Solar Swimming Pool Heater | Electric Resistance Swimming Pool Heater | Commercial | Turnover | Institutional | FL Zone 2 | Miscellaneous | Pool pump |  | 0 | Per Unit | [7 empty] | 11764.7059 | 1633.9869 | 10130.719 | 0.86111 |  | 15 |  |  |  | 10130.719 | [8 empty] | 0 | 0 | 0 | 0 | 0 | 0 | 0 | [5 empty] | 0
FL Zone 2Lodging/HospitalityTurnover |  | XXXXXXXX | Yes | Equipment | Solar Pool Heater | Solar Swimming Pool Heater | Electric Resistance Swimming Pool Heater | Commercial | Turnover | Lodging/Hospitality | FL Zone 2 | Miscellaneous | Pool pump |  | 0 | Per Unit | [7 empty] | 11764.7059 | 1633.9869 | 10130.719 | 0.86111 |  | 15 |  |  |  | 10130.719 | [8 empty] | 0 | 0 | 0 | 0 | 0 | 0 | 0 | [5 empty] | 0
FL Zone 2MiscellaneousTurnover |  | XXXXXXXX | Yes | Equipment | Solar Pool Heater | Solar Swimming Pool Heater | Electric Resistance Swimming Pool Heater | Commercial | Turnover | Miscellaneous | FL Zone 2 | Miscellaneous | Pool pump |  | 0 | Per Unit | [7 empty] | 11764.7059 | 1633.9869 | 10130.719 | 0.86111 |  | 15 |  |  |  | 10130.719 | [8 empty] | 0 | 0 | 0 | 0 | 0 | 0 | 0 | [5 empty] | 0
FL Zone 2OfficesTurnover |  | XXXXXXXX | Yes | Equipment | Solar Pool Heater | Solar Swimming Pool Heater | Electric Resistance Swimming Pool Heater | Commercial | Turnover | Offices | FL Zone 2 | Miscellaneous | Pool pump |  | 0 | Per Unit | [7 empty] | 11764.7059 | 1633.9869 | 10130.719 | 0.86111 |  | 15 |  |  |  | 10130.719 | [8 empty] | 0 | 0 | 0 | 0 | 0 | 0 | 0 | [5 empty] | 0
FL Zone 2RestaurantsTurnover |  | XXXXXXXX | Yes | Equipment | Solar Pool Heater | Solar Swimming Pool Heater | Electric Resistance Swimming Pool Heater | Commercial | Turnover | Restaurants | FL Zone 2 | Miscellaneous | Pool pump |  | 0 | Per Unit | [7 empty] | 11764.7059 | 1633.9869 | 10130.719 | 0.86111 |  | 15 |  |  |  | 10130.719 | [8 empty] | 0 | 0 | 0 | 0 | 0 | 0 | 0 | [5 empty] | 0
FL Zone 2RetailTurnover |  | XXXXXXXX | Yes | Equipment | Solar Pool Heater | Solar Swimming Pool Heater | Electric Resistance Swimming Pool Heater | Commercial | Turnover | Retail | FL Zone 2 | Miscellaneous | Pool pump |  | 0 | Per Unit | [7 empty] | 11764.7059 | 1633.9869 | 10130.719 | 0.86111 |  | 15 |  |  |  | 10130.719 | [8 empty] | 0 | 0 | 0 | 0 | 0 | 0 | 0 | [5 empty] | 0
FL Zone 2Schools K-12Turnover |  | XXXXXXXX | Yes | Equipment | Solar Pool Heater | Solar Swimming Pool Heater | Electric Resistance Swimming Pool Heater | Commercial | Turnover | Schools K-12 | FL Zone 2 | Miscellaneous | Pool pump |  | 0 | Per Unit | [7 empty] | 11764.7059 | 1633.9869 | 10130.719 | 0.86111 |  | 15 |  |  |  | 10130.719 | [8 empty] | 0 | 0 | 0 | 0 | 0 | 0 | 0 | [5 empty] | 0
FL Zone 2WarehouseTurnover |  | XXXXXXXX | Yes | Equipment | Solar Pool Heater | Solar Swimming Pool Heater | Electric Resistance Swimming Pool Heater | Commercial | Turnover | Warehouse | FL Zone 2 | Miscellaneous | Pool pump |  | 0 | Per Unit | [7 empty] | 11764.7059 | 1633.9869 | 10130.719 | 0.86111 |  | 15 |  |  |  | 10130.719 | [8 empty] | 0 | 0 | 0 | 0 | 0 | 0 | 0 | [5 empty] | 0
FL Zone 2AssemblyNew |  | XXXXXXXX | Yes | Equipment | Solar Pool Heater | Solar Swimming Pool Heater | Electric Resistance Swimming Pool Heater | Commercial | New | Assembly | FL Zone 2 | Miscellaneous | Pool pump |  | 0 | Per Unit | [7 empty] | 11764.7059 | 1633.9869 | 10130.719 | 0.86111 |  | 15 |  |  |  | 10130.719 | [8 empty] | 0 | 0 | 0 | 0 | 0 | 0 | 0 | [5 empty] | 0
FL Zone 2College and UniversityNew |  | XXXXXXXX | Yes | Equipment | Solar Pool Heater | Solar Swimming Pool Heater | Electric Resistance Swimming Pool Heater | Commercial | New | College and University | FL Zone 2 | Miscellaneous | Pool pump |  | 0 | Per Unit | [7 empty] | 11764.7059 | 1633.9869 | 10130.719 | 0.86111 |  | 15 |  |  |  | 10130.719 | [8 empty] | 0 | 0 | 0 | 0 | 0 | 0 | 0 | [5 empty] | 0
FL Zone 2GroceryNew |  | XXXXXXXX | Yes | Equipment | Solar Pool Heater | Solar Swimming Pool Heater | Electric Resistance Swimming Pool Heater | Commercial | New | Grocery | FL Zone 2 | Miscellaneous | Pool pump |  | 0 | Per Unit | [7 empty] | 11764.7059 | 1633.9869 | 10130.719 | 0.86111 |  | 15 |  |  |  | 10130.719 | [8 empty] | 0 | 0 | 0 | 0 | 0 | 0 | 0 | [5 empty] | 0
FL Zone 2HealthcareNew |  | XXXXXXXX | Yes | Equipment | Solar Pool Heater | Solar Swimming Pool Heater | Electric Resistance Swimming Pool Heater | Commercial | New | Healthcare | FL Zone 2 | Miscellaneous | Pool pump |  | 0 | Per Unit | [7 empty] | 11764.7059 | 1633.9869 | 10130.719 | 0.86111 |  | 15 |  |  |  | 10130.719 | [8 empty] | 0 | 0 | 0 | 0 | 0 | 0 | 0 | [5 empty] | 0
FL Zone 2HospitalsNew |  | XXXXXXXX | Yes | Equipment | Solar Pool Heater | Solar Swimming Pool Heater | Electric Resistance Swimming Pool Heater | Commercial | New | Hospitals | FL Zone 2 | Miscellaneous | Pool pump |  | 0 | Per Unit | [7 empty] | 11764.7059 | 1633.9869 | 10130.719 | 0.86111 |  | 15 |  |  |  | 10130.719 | [8 empty] | 0 | 0 | 0 | 0 | 0 | 0 | 0 | [5 empty] | 0
FL Zone 2InstitutionalNew |  | XXXXXXXX | Yes | Equipment | Solar Pool Heater | Solar Swimming Pool Heater | Electric Resistance Swimming Pool Heater | Commercial | New | Institutional | FL Zone 2 | Miscellaneous | Pool pump |  | 0 | Per Unit | [7 empty] | 11764.7059 | 1633.9869 | 10130.719 | 0.86111 |  | 15 |  |  |  | 10130.719 | [8 empty] | 0 | 0 | 0 | 0 | 0 | 0 | 0 | [5 empty] | 0
FL Zone 2Lodging/HospitalityNew |  | XXXXXXXX | Yes | Equipment | Solar Pool Heater | Solar Swimming Pool Heater | Electric Resistance Swimming Pool Heater | Commercial | New | Lodging/Hospitality | FL Zone 2 | Miscellaneous | Pool pump |  | 0 | Per Unit | [7 empty] | 11764.7059 | 1633.9869 | 10130.719 | 0.86111 |  | 15 |  |  |  | 10130.719 | [8 empty] | 0 | 0 | 0 | 0 | 0 | 0 | 0 | [5 empty] | 0
FL Zone 2MiscellaneousNew |  | XXXXXXXX | Yes | Equipment | Solar Pool Heater | Solar Swimming Pool Heater | Electric Resistance Swimming Pool Heater | Commercial | New | Miscellaneous | FL Zone 2 | Miscellaneous | Pool pump |  | 0 | Per Unit | [7 empty] | 11764.7059 | 1633.9869 | 10130.719 | 0.86111 |  | 15 |  |  |  | 10130.719 | [8 empty] | 0 | 0 | 0 | 0 | 0 | 0 | 0 | [5 empty] | 0
FL Zone 2OfficesNew |  | XXXXXXXX | Yes | Equipment | Solar Pool Heater | Solar Swimming Pool Heater | Electric Resistance Swimming Pool Heater | Commercial | New | Offices | FL Zone 2 | Miscellaneous | Pool pump |  | 0 | Per Unit | [7 empty] | 11764.7059 | 1633.9869 | 10130.719 | 0.86111 |  | 15 |  |  |  | 10130.719 | [8 empty] | 0 | 0 | 0 | 0 | 0 | 0 | 0 | [5 empty] | 0
FL Zone 2RestaurantsNew |  | XXXXXXXX | Yes | Equipment | Solar Pool Heater | Solar Swimming Pool Heater | Electric Resistance Swimming Pool Heater | Commercial | New | Restaurants | FL Zone 2 | Miscellaneous | Pool pump |  | 0 | Per Unit | [7 empty] | 11764.7059 | 1633.9869 | 10130.719 | 0.86111 |  | 15 |  |  |  | 10130.719 | [8 empty] | 0 | 0 | 0 | 0 | 0 | 0 | 0 | [5 empty] | 0
FL Zone 2RetailNew |  | XXXXXXXX | Yes | Equipment | Solar Pool Heater | Solar Swimming Pool Heater | Electric Resistance Swimming Pool Heater | Commercial | New | Retail | FL Zone 2 | Miscellaneous | Pool pump |  | 0 | Per Unit | [7 empty] | 11764.7059 | 1633.9869 | 10130.719 | 0.86111 |  | 15 |  |  |  | 10130.719 | [8 empty] | 0 | 0 | 0 | 0 | 0 | 0 | 0 | [5 empty] | 0
FL Zone 2Schools K-12New |  | XXXXXXXX | Yes | Equipment | Solar Pool Heater | Solar Swimming Pool Heater | Electric Resistance Swimming Pool Heater | Commercial | New | Schools K-12 | FL Zone 2 | Miscellaneous | Pool pump |  | 0 | Per Unit | [7 empty] | 11764.7059 | 1633.9869 | 10130.719 | 0.86111 |  | 15 |  |  |  | 10130.719 | [8 empty] | 0 | 0 | 0 | 0 | 0 | 0 | 0 | [5 empty] | 0
FL Zone 2WarehouseNew |  | XXXXXXXX | Yes | Equipment | Solar Pool Heater | Solar Swimming Pool Heater | Electric Resistance Swimming Pool Heater | Commercial | New | Warehouse | FL Zone 2 | Miscellaneous | Pool pump |  | 0 | Per Unit | [7 empty] | 11764.7059 | 1633.9869 | 10130.719 | 0.86111 |  | 15 |  |  |  | 10130.719 | [8 empty] | 0 | 0 | 0 | 0 | 0 | 0 | 0 | [5 empty] | 0
FL Zone 2AssemblyTurnover |  | XXXXXXXX | Yes | Equipment | Solar Powered Pool Pump | Solar Powered Pool Pump Motor | Single Speed Pool Pump Motor | Commercial | Turnover | Assembly | FL Zone 2 | Miscellaneous | Pool pump |  | 0 | Per Pool | [7 empty] | 5018.75 | 953.5625 | 4065.1875 | 0.81 |  | 10 |  |  |  | 4065.1875 | [8 empty] | 0 | 0 | 0 | 0 | 0 | 0 | 0 | [5 empty] | 0
FL Zone 2College and UniversityTurnover |  | XXXXXXXX | Yes | Equipment | Solar Powered Pool Pump | Solar Powered Pool Pump Motor | Single Speed Pool Pump Motor | Commercial | Turnover | College and University | FL Zone 2 | Miscellaneous | Pool pump |  | 0 | Per Pool | [7 empty] | 5018.75 | 953.5625 | 4065.1875 | 0.81 |  | 10 |  |  |  | 4065.1875 | [8 empty] | 0 | 0 | 0 | 0 | 0 | 0 | 0 | [5 empty] | 0
FL Zone 2GroceryTurnover |  | XXXXXXXX | Yes | Equipment | Solar Powered Pool Pump | Solar Powered Pool Pump Motor | Single Speed Pool Pump Motor | Commercial | Turnover | Grocery | FL Zone 2 | Miscellaneous | Pool pump |  | 0 | Per Pool | [7 empty] | 5018.75 | 953.5625 | 4065.1875 | 0.81 |  | 10 |  |  |  | 4065.1875 | [8 empty] | 0 | 0 | 0 | 0 | 0 | 0 | 0 | [5 empty] | 0
FL Zone 2HealthcareTurnover |  | XXXXXXXX | Yes | Equipment | Solar Powered Pool Pump | Solar Powered Pool Pump Motor | Single Speed Pool Pump Motor | Commercial | Turnover | Healthcare | FL Zone 2 | Miscellaneous | Pool pump |  | 0 | Per Pool | [7 empty] | 5018.75 | 953.5625 | 4065.1875 | 0.81 |  | 10 |  |  |  | 4065.1875 | [8 empty] | 0 | 0 | 0 | 0 | 0 | 0 | 0 | [5 empty] | 0
FL Zone 2HospitalsTurnover |  | XXXXXXXX | Yes | Equipment | Solar Powered Pool Pump | Solar Powered Pool Pump Motor | Single Speed Pool Pump Motor | Commercial | Turnover | Hospitals | FL Zone 2 | Miscellaneous | Pool pump |  | 0 | Per Pool | [7 empty] | 5018.75 | 953.5625 | 4065.1875 | 0.81 |  | 10 |  |  |  | 4065.1875 | [8 empty] | 0 | 0 | 0 | 0 | 0 | 0 | 0 | [5 empty] | 0
FL Zone 2InstitutionalTurnover |  | XXXXXXXX | Yes | Equipment | Solar Powered Pool Pump | Solar Powered Pool Pump Motor | Single Speed Pool Pump Motor | Commercial | Turnover | Institutional | FL Zone 2 | Miscellaneous | Pool pump |  | 0 | Per Pool | [7 empty] | 5018.75 | 953.5625 | 4065.1875 | 0.81 |  | 10 |  |  |  | 4065.1875 | [8 empty] | 0 | 0 | 0 | 0 | 0 | 0 | 0 | [5 empty] | 0
FL Zone 2Lodging/HospitalityTurnover |  | XXXXXXXX | Yes | Equipment | Solar Powered Pool Pump | Solar Powered Pool Pump Motor | Single Speed Pool Pump Motor | Commercial | Turnover | Lodging/Hospitality | FL Zone 2 | Miscellaneous | Pool pump |  | 0 | Per Pool | [7 empty] | 5018.75 | 953.5625 | 4065.1875 | 0.81 |  | 10 |  |  |  | 4065.1875 | [8 empty] | 0 | 0 | 0 | 0 | 0 | 0 | 0 | [5 empty] | 0
FL Zone 2MiscellaneousTurnover |  | XXXXXXXX | Yes | Equipment | Solar Powered Pool Pump | Solar Powered Pool Pump Motor | Single Speed Pool Pump Motor | Commercial | Turnover | Miscellaneous | FL Zone 2 | Miscellaneous | Pool pump |  | 0 | Per Pool | [7 empty] | 5018.75 | 953.5625 | 4065.1875 | 0.81 |  | 10 |  |  |  | 4065.1875 | [8 empty] | 0 | 0 | 0 | 0 | 0 | 0 | 0 | [5 empty] | 0
FL Zone 2OfficesTurnover |  | XXXXXXXX | Yes | Equipment | Solar Powered Pool Pump | Solar Powered Pool Pump Motor | Single Speed Pool Pump Motor | Commercial | Turnover | Offices | FL Zone 2 | Miscellaneous | Pool pump |  | 0 | Per Pool | [7 empty] | 5018.75 | 953.5625 | 4065.1875 | 0.81 |  | 10 |  |  |  | 4065.1875 | [8 empty] | 0 | 0 | 0 | 0 | 0 | 0 | 0 | [5 empty] | 0
FL Zone 2RestaurantsTurnover |  | XXXXXXXX | Yes | Equipment | Solar Powered Pool Pump | Solar Powered Pool Pump Motor | Single Speed Pool Pump Motor | Commercial | Turnover | Restaurants | FL Zone 2 | Miscellaneous | Pool pump |  | 0 | Per Pool | [7 empty] | 5018.75 | 953.5625 | 4065.1875 | 0.81 |  | 10 |  |  |  | 4065.1875 | [8 empty] | 0 | 0 | 0 | 0 | 0 | 0 | 0 | [5 empty] | 0
FL Zone 2RetailTurnover |  | XXXXXXXX | Yes | Equipment | Solar Powered Pool Pump | Solar Powered Pool Pump Motor | Single Speed Pool Pump Motor | Commercial | Turnover | Retail | FL Zone 2 | Miscellaneous | Pool pump |  | 0 | Per Pool | [7 empty] | 5018.75 | 953.5625 | 4065.1875 | 0.81 |  | 10 |  |  |  | 4065.1875 | [8 empty] | 0 | 0 | 0 | 0 | 0 | 0 | 0 | [5 empty] | 0
FL Zone 2Schools K-12Turnover |  | XXXXXXXX | Yes | Equipment | Solar Powered Pool Pump | Solar Powered Pool Pump Motor | Single Speed Pool Pump Motor | Commercial | Turnover | Schools K-12 | FL Zone 2 | Miscellaneous | Pool pump |  | 0 | Per Pool | [7 empty] | 5018.75 | 953.5625 | 4065.1875 | 0.81 |  | 10 |  |  |  | 4065.1875 | [8 empty] | 0 | 0 | 0 | 0 | 0 | 0 | 0 | [5 empty] | 0
FL Zone 2AssemblyNew |  | XXXXXXXX | Yes | Equipment | Solar Powered Pool Pump | Solar Powered Pool Pump Motor | Single Speed Pool Pump Motor | Commercial | New | Assembly | FL Zone 2 | Miscellaneous | Pool pump |  | 0 | Per Pool | [7 empty] | 5018.75 | 953.5625 | 4065.1875 | 0.81 |  | 10 |  |  |  | 4065.1875 | [8 empty] | 0 | 0 | 0 | 0 | 0 | 0 | 0 | [5 empty] | 0
FL Zone 2College and UniversityNew |  | XXXXXXXX | Yes | Equipment | Solar Powered Pool Pump | Solar Powered Pool Pump Motor | Single Speed Pool Pump Motor | Commercial | New | College and University | FL Zone 2 | Miscellaneous | Pool pump |  | 0 | Per Pool | [7 empty] | 5018.75 | 953.5625 | 4065.1875 | 0.81 |  | 10 |  |  |  | 4065.1875 | [8 empty] | 0 | 0 | 0 | 0 | 0 | 0 | 0 | [5 empty] | 0
FL Zone 2GroceryNew |  | XXXXXXXX | Yes | Equipment | Solar Powered Pool Pump | Solar Powered Pool Pump Motor | Single Speed Pool Pump Motor | Commercial | New | Grocery | FL Zone 2 | Miscellaneous | Pool pump |  | 0 | Per Pool | [7 empty] | 5018.75 | 953.5625 | 4065.1875 | 0.81 |  | 10 |  |  |  | 4065.1875 | [8 empty] | 0 | 0 | 0 | 0 | 0 | 0 | 0 | [5 empty] | 0
FL Zone 2HealthcareNew |  | XXXXXXXX | Yes | Equipment | Solar Powered Pool Pump | Solar Powered Pool Pump Motor | Single Speed Pool Pump Motor | Commercial | New | Healthcare | FL Zone 2 | Miscellaneous | Pool pump |  | 0 | Per Pool | [7 empty] | 5018.75 | 953.5625 | 4065.1875 | 0.81 |  | 10 |  |  |  | 4065.1875 | [8 empty] | 0 | 0 | 0 | 0 | 0 | 0 | 0 | [5 empty] | 0
FL Zone 2HospitalsNew |  | XXXXXXXX | Yes | Equipment | Solar Powered Pool Pump | Solar Powered Pool Pump Motor | Single Speed Pool Pump Motor | Commercial | New | Hospitals | FL Zone 2 | Miscellaneous | Pool pump |  | 0 | Per Pool | [7 empty] | 5018.75 | 953.5625 | 4065.1875 | 0.81 |  | 10 |  |  |  | 4065.1875 | [8 empty] | 0 | 0 | 0 | 0 | 0 | 0 | 0 | [5 empty] | 0
FL Zone 2InstitutionalNew |  | XXXXXXXX | Yes | Equipment | Solar Powered Pool Pump | Solar Powered Pool Pump Motor | Single Speed Pool Pump Motor | Commercial | New | Institutional | FL Zone 2 | Miscellaneous | Pool pump |  | 0 | Per Pool | [7 empty] | 5018.75 | 953.5625 | 4065.1875 | 0.81 |  | 10 |  |  |  | 4065.1875 | [8 empty] | 0 | 0 | 0 | 0 | 0 | 0 | 0 | [5 empty] | 0
FL Zone 2Lodging/HospitalityNew |  | XXXXXXXX | Yes | Equipment | Solar Powered Pool Pump | Solar Powered Pool Pump Motor | Single Speed Pool Pump Motor | Commercial | New | Lodging/Hospitality | FL Zone 2 | Miscellaneous | Pool pump |  | 0 | Per Pool | [7 empty] | 5018.75 | 953.5625 | 4065.1875 | 0.81 |  | 10 |  |  |  | 4065.1875 | [8 empty] | 0 | 0 | 0 | 0 | 0 | 0 | 0 | [5 empty] | 0
FL Zone 2MiscellaneousNew |  | XXXXXXXX | Yes | Equipment | Solar Powered Pool Pump | Solar Powered Pool Pump Motor | Single Speed Pool Pump Motor | Commercial | New | Miscellaneous | FL Zone 2 | Miscellaneous | Pool pump |  | 0 | Per Pool | [7 empty] | 5018.75 | 953.5625 | 4065.1875 | 0.81 |  | 10 |  |  |  | 4065.1875 | [8 empty] | 0 | 0 | 0 | 0 | 0 | 0 | 0 | [5 empty] | 0
FL Zone 2OfficesNew |  | XXXXXXXX | Yes | Equipment | Solar Powered Pool Pump | Solar Powered Pool Pump Motor | Single Speed Pool Pump Motor | Commercial | New | Offices | FL Zone 2 | Miscellaneous | Pool pump |  | 0 | Per Pool | [7 empty] | 5018.75 | 953.5625 | 4065.1875 | 0.81 |  | 10 |  |  |  | 4065.1875 | [8 empty] | 0 | 0 | 0 | 0 | 0 | 0 | 0 | [5 empty] | 0
FL Zone 2RestaurantsNew |  | XXXXXXXX | Yes | Equipment | Solar Powered Pool Pump | Solar Powered Pool Pump Motor | Single Speed Pool Pump Motor | Commercial | New | Restaurants | FL Zone 2 | Miscellaneous | Pool pump |  | 0 | Per Pool | [7 empty] | 5018.75 | 953.5625 | 4065.1875 | 0.81 |  | 10 |  |  |  | 4065.1875 | [8 empty] | 0 | 0 | 0 | 0 | 0 | 0 | 0 | [5 empty] | 0
FL Zone 2RetailNew |  | XXXXXXXX | Yes | Equipment | Solar Powered Pool Pump | Solar Powered Pool Pump Motor | Single Speed Pool Pump Motor | Commercial | New | Retail | FL Zone 2 | Miscellaneous | Pool pump |  | 0 | Per Pool | [7 empty] | 5018.75 | 953.5625 | 4065.1875 | 0.81 |  | 10 |  |  |  | 4065.1875 | [8 empty] | 0 | 0 | 0 | 0 | 0 | 0 | 0 | [5 empty] | 0
FL Zone 2Schools K-12New |  | XXXXXXXX | Yes | Equipment | Solar Powered Pool Pump | Solar Powered Pool Pump Motor | Single Speed Pool Pump Motor | Commercial | New | Schools K-12 | FL Zone 2 | Miscellaneous | Pool pump |  | 0 | Per Pool | [7 empty] | 5018.75 | 953.5625 | 4065.1875 | 0.81 |  | 10 |  |  |  | 4065.1875 | [8 empty] | 0 | 0 | 0 | 0 | 0 | 0 | 0 | [5 empty] | 0
FL Zone 2AssemblyTurnover |  | XXXXXXXX | Yes | Equipment | Solar Water Heater | Solar Powered 50 Gallon Electric Resistance Water Heater (EF = 4.05) | Code-Compliant 50 Gallon Electric Heat Pump Water Heater | Commercial | Turnover | Assembly | FL Zone 2 | Domestic Hot Water | Centralized water heaters |  | 0 | Per Unit | [7 empty] | 7192.4897 | 1678.2476 | 5514.2421 | 0.76667 |  | 15 |  |  |  | 5514.2421 | [8 empty] | 0 | 0 | 0 | 0 | 0 | 0 | 0 | [5 empty] | 0
FL Zone 2College and UniversityTurnover |  | XXXXXXXX | Yes | Equipment | Solar Water Heater | Solar Powered 50 Gallon Electric Resistance Water Heater (EF = 4.05) | Code-Compliant 50 Gallon Electric Heat Pump Water Heater | Commercial | Turnover | College and University | FL Zone 2 | Domestic Hot Water | Centralized water heaters |  | 0 | Per Unit | [7 empty] | 165427.2641 | 38599.6949 | 126827.5691 | 0.76667 |  | 15 |  |  |  | 126827.5691 | [8 empty] | 0 | 0 | 0 | 0 | 0 | 0 | 0 | [5 empty] | 0
FL Zone 2GroceryTurnover |  | XXXXXXXX | Yes | Equipment | Solar Water Heater | Solar Powered 50 Gallon Electric Resistance Water Heater (EF = 4.05) | Code-Compliant 50 Gallon Electric Heat Pump Water Heater | Commercial | Turnover | Grocery | FL Zone 2 | Domestic Hot Water | Centralized water heaters |  | 0 | Per Unit | [7 empty] | 14384.9795 | 3356.4952 | 11028.4843 | 0.76667 |  | 15 |  |  |  | 11028.4843 | [8 empty] | 0 | 0 | 0 | 0 | 0 | 0 | 0 | [5 empty] | 0
FL Zone 2HealthcareTurnover |  | XXXXXXXX | Yes | Equipment | Solar Water Heater | Solar Powered 50 Gallon Electric Resistance Water Heater (EF = 4.05) | Code-Compliant 50 Gallon Electric Heat Pump Water Heater | Commercial | Turnover | Healthcare | FL Zone 2 | Domestic Hot Water | Centralized water heaters |  | 0 | Per Unit | [7 empty] | 9589.9863 | 2237.6635 | 7352.3228 | 0.76667 |  | 15 |  |  |  | 7352.3228 | [8 empty] | 0 | 0 | 0 | 0 | 0 | 0 | 0 | [5 empty] | 0
FL Zone 2HospitalsTurnover |  | XXXXXXXX | Yes | Equipment | Solar Water Heater | Solar Powered 50 Gallon Electric Resistance Water Heater (EF = 4.05) | Code-Compliant 50 Gallon Electric Heat Pump Water Heater | Commercial | Turnover | Hospitals | FL Zone 2 | Domestic Hot Water | Centralized water heaters |  | 0 | Per Unit | [7 empty] | 290097.0863 | 67689.3201 | 222407.7661 | 0.76667 |  | 15 |  |  |  | 222407.7661 | [8 empty] | 0 | 0 | 0 | 0 | 0 | 0 | 0 | [5 empty] | 0
FL Zone 2InstitutionalTurnover |  | XXXXXXXX | Yes | Equipment | Solar Water Heater | Solar Powered 50 Gallon Electric Resistance Water Heater (EF = 4.05) | Code-Compliant 50 Gallon Electric Heat Pump Water Heater | Commercial | Turnover | Institutional | FL Zone 2 | Domestic Hot Water | Centralized water heaters |  | 0 | Per Unit | [7 empty] | 575399.1794 | 134259.8085 | 441139.3708 | 0.76667 |  | 15 |  |  |  | 441139.3708 | [8 empty] | 0 | 0 | 0 | 0 | 0 | 0 | 0 | [5 empty] | 0
FL Zone 2Lodging/HospitalityTurnover |  | XXXXXXXX | Yes | Equipment | Solar Water Heater | Solar Powered 50 Gallon Electric Resistance Water Heater (EF = 4.05) | Code-Compliant 50 Gallon Electric Heat Pump Water Heater | Commercial | Turnover | Lodging/Hospitality | FL Zone 2 | Domestic Hot Water | Centralized water heaters |  | 0 | Per Unit | [7 empty] | 69047.9015 | 16111.177 | 52936.7245 | 0.76667 |  | 15 |  |  |  | 52936.7245 | [8 empty] | 0 | 0 | 0 | 0 | 0 | 0 | 0 | [5 empty] | 0
FL Zone 2MiscellaneousTurnover |  | XXXXXXXX | Yes | Equipment | Solar Water Heater | Solar Powered 50 Gallon Electric Resistance Water Heater (EF = 4.05) | Code-Compliant 50 Gallon Electric Heat Pump Water Heater | Commercial | Turnover | Miscellaneous | FL Zone 2 | Domestic Hot Water | Centralized water heaters |  | 0 | Per Unit | [7 empty] | 431549.3845 | 100694.8564 | 330854.5281 | 0.76667 |  | 15 |  |  |  | 330854.5281 | [8 empty] | 0 | 0 | 0 | 0 | 0 | 0 | 0 | [5 empty] | 0
FL Zone 2OfficesTurnover |  | XXXXXXXX | Yes | Equipment | Solar Water Heater | Solar Powered 50 Gallon Electric Resistance Water Heater (EF = 4.05) | Code-Compliant 50 Gallon Electric Heat Pump Water Heater | Commercial | Turnover | Offices | FL Zone 2 | Domestic Hot Water | Centralized water heaters |  | 0 | Per Unit | [7 empty] | 59937.4145 | 13985.3967 | 45952.0178 | 0.76667 |  | 15 |  |  |  | 45952.0178 | [8 empty] | 0 | 0 | 0 | 0 | 0 | 0 | 0 | [5 empty] | 0
FL Zone 2RestaurantsTurnover |  | XXXXXXXX | Yes | Equipment | Solar Water Heater | Solar Powered 50 Gallon Electric Resistance Water Heater (EF = 4.05) | Code-Compliant 50 Gallon Electric Heat Pump Water Heater | Commercial | Turnover | Restaurants | FL Zone 2 | Domestic Hot Water | Centralized water heaters |  | 0 | Per Unit | [7 empty] | 23974.9658 | 5594.1587 | 18380.8071 | 0.76667 |  | 15 |  |  |  | 18380.8071 | [8 empty] | 0 | 0 | 0 | 0 | 0 | 0 | 0 | [5 empty] | 0
FL Zone 2RetailTurnover |  | XXXXXXXX | Yes | Equipment | Solar Water Heater | Solar Powered 50 Gallon Electric Resistance Water Heater (EF = 4.05) | Code-Compliant 50 Gallon Electric Heat Pump Water Heater | Commercial | Turnover | Retail | FL Zone 2 | Domestic Hot Water | Centralized water heaters |  | 0 | Per Unit | [7 empty] | 42723.3891 | 9968.7908 | 32754.5983 | 0.76667 |  | 15 |  |  |  | 32754.5983 | [8 empty] | 0 | 0 | 0 | 0 | 0 | 0 | 0 | [5 empty] | 0
FL Zone 2Schools K-12Turnover |  | XXXXXXXX | Yes | Equipment | Solar Water Heater | Solar Powered 50 Gallon Electric Resistance Water Heater (EF = 4.05) | Code-Compliant 50 Gallon Electric Heat Pump Water Heater | Commercial | Turnover | Schools K-12 | FL Zone 2 | Domestic Hot Water | Centralized water heaters |  | 0 | Per Unit | [7 empty] | 2996.9364 | 699.2852 | 2297.6512 | 0.76667 |  | 15 |  |  |  | 2297.6512 | [8 empty] | 0 | 0 | 0 | 0 | 0 | 0 | 0 | [5 empty] | 0
FL Zone 2WarehouseTurnover |  | XXXXXXXX | Yes | Equipment | Solar Water Heater | Solar Powered 50 Gallon Electric Resistance Water Heater (EF = 4.05) | Code-Compliant 50 Gallon Electric Heat Pump Water Heater | Commercial | Turnover | Warehouse | FL Zone 2 | Domestic Hot Water | Centralized water heaters |  | 0 | Per Unit | [7 empty] | 14384.9795 | 3356.4952 | 11028.4843 | 0.76667 |  | 15 |  |  |  | 11028.4843 | [8 empty] | 0 | 0 | 0 | 0 | 0 | 0 | 0 | [5 empty] | 0
FL Zone 2AssemblyNew |  | XXXXXXXX | Yes | Equipment | Solar Water Heater | Solar Powered 50 Gallon Electric Resistance Water Heater (EF = 4.05) | Code-Compliant 50 Gallon Electric Heat Pump Water Heater | Commercial | New | Assembly | FL Zone 2 | Domestic Hot Water | Centralized water heaters |  | 0 | Per Unit | [7 empty] | 7192.4897 | 1678.2476 | 5514.2421 | 0.76667 |  | 15 |  |  |  | 5514.2421 | [8 empty] | 0 | 0 | 0 | 0 | 0 | 0 | 0 | [5 empty] | 0
FL Zone 2College and UniversityNew |  | XXXXXXXX | Yes | Equipment | Solar Water Heater | Solar Powered 50 Gallon Electric Resistance Water Heater (EF = 4.05) | Code-Compliant 50 Gallon Electric Heat Pump Water Heater | Commercial | New | College and University | FL Zone 2 | Domestic Hot Water | Centralized water heaters |  | 0 | Per Unit | [7 empty] | 165427.2641 | 38599.6949 | 126827.5691 | 0.76667 |  | 15 |  |  |  | 126827.5691 | [8 empty] | 0 | 0 | 0 | 0 | 0 | 0 | 0 | [5 empty] | 0
FL Zone 2GroceryNew |  | XXXXXXXX | Yes | Equipment | Solar Water Heater | Solar Powered 50 Gallon Electric Resistance Water Heater (EF = 4.05) | Code-Compliant 50 Gallon Electric Heat Pump Water Heater | Commercial | New | Grocery | FL Zone 2 | Domestic Hot Water | Centralized water heaters |  | 0 | Per Unit | [7 empty] | 14384.9795 | 3356.4952 | 11028.4843 | 0.76667 |  | 15 |  |  |  | 11028.4843 | [8 empty] | 0 | 0 | 0 | 0 | 0 | 0 | 0 | [5 empty] | 0
FL Zone 2HealthcareNew |  | XXXXXXXX | Yes | Equipment | Solar Water Heater | Solar Powered 50 Gallon Electric Resistance Water Heater (EF = 4.05) | Code-Compliant 50 Gallon Electric Heat Pump Water Heater | Commercial | New | Healthcare | FL Zone 2 | Domestic Hot Water | Centralized water heaters |  | 0 | Per Unit | [7 empty] | 9589.9863 | 2237.6635 | 7352.3228 | 0.76667 |  | 15 |  |  |  | 7352.3228 | [8 empty] | 0 | 0 | 0 | 0 | 0 | 0 | 0 | [5 empty] | 0
FL Zone 2HospitalsNew |  | XXXXXXXX | Yes | Equipment | Solar Water Heater | Solar Powered 50 Gallon Electric Resistance Water Heater (EF = 4.05) | Code-Compliant 50 Gallon Electric Heat Pump Water Heater | Commercial | New | Hospitals | FL Zone 2 | Domestic Hot Water | Centralized water heaters |  | 0 | Per Unit | [7 empty] | 290097.0863 | 67689.3201 | 222407.7661 | 0.76667 |  | 15 |  |  |  | 222407.7661 | [8 empty] | 0 | 0 | 0 | 0 | 0 | 0 | 0 | [5 empty] | 0
FL Zone 2InstitutionalNew |  | XXXXXXXX | Yes | Equipment | Solar Water Heater | Solar Powered 50 Gallon Electric Resistance Water Heater (EF = 4.05) | Code-Compliant 50 Gallon Electric Heat Pump Water Heater | Commercial | New | Institutional | FL Zone 2 | Domestic Hot Water | Centralized water heaters |  | 0 | Per Unit | [7 empty] | 575399.1794 | 134259.8085 | 441139.3708 | 0.76667 |  | 15 |  |  |  | 441139.3708 | [8 empty] | 0 | 0 | 0 | 0 | 0 | 0 | 0 | [5 empty] | 0
FL Zone 2Lodging/HospitalityNew |  | XXXXXXXX | Yes | Equipment | Solar Water Heater | Solar Powered 50 Gallon Electric Resistance Water Heater (EF = 4.05) | Code-Compliant 50 Gallon Electric Heat Pump Water Heater | Commercial | New | Lodging/Hospitality | FL Zone 2 | Domestic Hot Water | Centralized water heaters |  | 0 | Per Unit | [7 empty] | 69047.9015 | 16111.177 | 52936.7245 | 0.76667 |  | 15 |  |  |  | 52936.7245 | [8 empty] | 0 | 0 | 0 | 0 | 0 | 0 | 0 | [5 empty] | 0
FL Zone 2MiscellaneousNew |  | XXXXXXXX | Yes | Equipment | Solar Water Heater | Solar Powered 50 Gallon Electric Resistance Water Heater (EF = 4.05) | Code-Compliant 50 Gallon Electric Heat Pump Water Heater | Commercial | New | Miscellaneous | FL Zone 2 | Domestic Hot Water | Centralized water heaters |  | 0 | Per Unit | [7 empty] | 431549.3845 | 100694.8564 | 330854.5281 | 0.76667 |  | 15 |  |  |  | 330854.5281 | [8 empty] | 0 | 0 | 0 | 0 | 0 | 0 | 0 | [5 empty] | 0
FL Zone 2OfficesNew |  | XXXXXXXX | Yes | Equipment | Solar Water Heater | Solar Powered 50 Gallon Electric Resistance Water Heater (EF = 4.05) | Code-Compliant 50 Gallon Electric Heat Pump Water Heater | Commercial | New | Offices | FL Zone 2 | Domestic Hot Water | Centralized water heaters |  | 0 | Per Unit | [7 empty] | 59937.4145 | 13985.3967 | 45952.0178 | 0.76667 |  | 15 |  |  |  | 45952.0178 | [8 empty] | 0 | 0 | 0 | 0 | 0 | 0 | 0 | [5 empty] | 0
FL Zone 2RestaurantsNew |  | XXXXXXXX | Yes | Equipment | Solar Water Heater | Solar Powered 50 Gallon Electric Resistance Water Heater (EF = 4.05) | Code-Compliant 50 Gallon Electric Heat Pump Water Heater | Commercial | New | Restaurants | FL Zone 2 | Domestic Hot Water | Centralized water heaters |  | 0 | Per Unit | [7 empty] | 23974.9658 | 5594.1587 | 18380.8071 | 0.76667 |  | 15 |  |  |  | 18380.8071 | [8 empty] | 0 | 0 | 0 | 0 | 0 | 0 | 0 | [5 empty] | 0
FL Zone 2RetailNew |  | XXXXXXXX | Yes | Equipment | Solar Water Heater | Solar Powered 50 Gallon Electric Resistance Water Heater (EF = 4.05) | Code-Compliant 50 Gallon Electric Heat Pump Water Heater | Commercial | New | Retail | FL Zone 2 | Domestic Hot Water | Centralized water heaters |  | 0 | Per Unit | [7 empty] | 42723.3891 | 9968.7908 | 32754.5983 | 0.76667 |  | 15 |  |  |  | 32754.5983 | [8 empty] | 0 | 0 | 0 | 0 | 0 | 0 | 0 | [5 empty] | 0
FL Zone 2Schools K-12New |  | XXXXXXXX | Yes | Equipment | Solar Water Heater | Solar Powered 50 Gallon Electric Resistance Water Heater (EF = 4.05) | Code-Compliant 50 Gallon Electric Heat Pump Water Heater | Commercial | New | Schools K-12 | FL Zone 2 | Domestic Hot Water | Centralized water heaters |  | 0 | Per Unit | [7 empty] | 2996.9364 | 699.2852 | 2297.6512 | 0.76667 |  | 15 |  |  |  | 2297.6512 | [8 empty] | 0 | 0 | 0 | 0 | 0 | 0 | 0 | [5 empty] | 0
FL Zone 2WarehouseNew |  | XXXXXXXX | Yes | Equipment | Solar Water Heater | Solar Powered 50 Gallon Electric Resistance Water Heater (EF = 4.05) | Code-Compliant 50 Gallon Electric Heat Pump Water Heater | Commercial | New | Warehouse | FL Zone 2 | Domestic Hot Water | Centralized water heaters |  | 0 | Per Unit | [7 empty] | 14384.9795 | 3356.4952 | 11028.4843 | 0.76667 |  | 15 |  |  |  | 11028.4843 | [8 empty] | 0 | 0 | 0 | 0 | 0 | 0 | 0 | [5 empty] | 0
FL Zone 2AssemblyExisting |  | XXXXXXXX | Yes | Nonequipment | Strip Curtains for Walk-ins | Walk-in cooler with strip curtains at least 0.06 inches thick covering the entire area of the doorway | Walk-in cooler without strip curtains | Commercial | Existing | Assembly | FL Zone 2 | Refrigeration |  |  | 0 | Per End Use Consumption | [7 empty] | 19854.7304 | 19434.7304 | 420 | 0.021154 |  | 4 |  |  |  | 420 | [8 empty] | 0 | 0 | 0 | 0 | 0 | 0 | 0 | [5 empty] | 0
FL Zone 2College and UniversityExisting |  | XXXXXXXX | Yes | Nonequipment | Strip Curtains for Walk-ins | Walk-in cooler with strip curtains at least 0.06 inches thick covering the entire area of the doorway | Walk-in cooler without strip curtains | Commercial | Existing | College and University | FL Zone 2 | Refrigeration |  |  | 0 | Per End Use Consumption | [7 empty] | 19854.7304 | 19434.7304 | 420 | 0.021154 |  | 4 |  |  |  | 420 | [8 empty] | 0 | 0 | 0 | 0 | 0 | 0 | 0 | [5 empty] | 0
FL Zone 2GroceryExisting |  | XXXXXXXX | Yes | Nonequipment | Strip Curtains for Walk-ins | Walk-in cooler with strip curtains at least 0.06 inches thick covering the entire area of the doorway | Walk-in cooler without strip curtains | Commercial | Existing | Grocery | FL Zone 2 | Refrigeration |  |  | 0 | Per End Use Consumption | [7 empty] | 19854.7304 | 19434.7304 | 420 | 0.021154 |  | 4 |  |  |  | 420 | [8 empty] | 0 | 0 | 0 | 0 | 0 | 0 | 0 | [5 empty] | 0
FL Zone 2HealthcareExisting |  | XXXXXXXX | Yes | Nonequipment | Strip Curtains for Walk-ins | Walk-in cooler with strip curtains at least 0.06 inches thick covering the entire area of the doorway | Walk-in cooler without strip curtains | Commercial | Existing | Healthcare | FL Zone 2 | Refrigeration |  |  | 0 | Per End Use Consumption | [7 empty] | 19854.7304 | 19434.7304 | 420 | 0.021154 |  | 4 |  |  |  | 420 | [8 empty] | 0 | 0 | 0 | 0 | 0 | 0 | 0 | [5 empty] | 0
FL Zone 2HospitalsExisting |  | XXXXXXXX | Yes | Nonequipment | Strip Curtains for Walk-ins | Walk-in cooler with strip curtains at least 0.06 inches thick covering the entire area of the doorway | Walk-in cooler without strip curtains | Commercial | Existing | Hospitals | FL Zone 2 | Refrigeration |  |  | 0 | Per End Use Consumption | [7 empty] | 19854.7304 | 19434.7304 | 420 | 0.021154 |  | 4 |  |  |  | 420 | [8 empty] | 0 | 0 | 0 | 0 | 0 | 0 | 0 | [5 empty] | 0
FL Zone 2InstitutionalExisting |  | XXXXXXXX | Yes | Nonequipment | Strip Curtains for Walk-ins | Walk-in cooler with strip curtains at least 0.06 inches thick covering the entire area of the doorway | Walk-in cooler without strip curtains | Commercial | Existing | Institutional | FL Zone 2 | Refrigeration |  |  | 0 | Per End Use Consumption | [7 empty] | 19854.7304 | 19434.7304 | 420 | 0.021154 |  | 4 |  |  |  | 420 | [8 empty] | 0 | 0 | 0 | 0 | 0 | 0 | 0 | [5 empty] | 0
FL Zone 2Lodging/HospitalityExisting |  | XXXXXXXX | Yes | Nonequipment | Strip Curtains for Walk-ins | Walk-in cooler with strip curtains at least 0.06 inches thick covering the entire area of the doorway | Walk-in cooler without strip curtains | Commercial | Existing | Lodging/Hospitality | FL Zone 2 | Refrigeration |  |  | 0 | Per End Use Consumption | [7 empty] | 19854.7304 | 19434.7304 | 420 | 0.021154 |  | 4 |  |  |  | 420 | [8 empty] | 0 | 0 | 0 | 0 | 0 | 0 | 0 | [5 empty] | 0
FL Zone 2MiscellaneousExisting |  | XXXXXXXX | Yes | Nonequipment | Strip Curtains for Walk-ins | Walk-in cooler with strip curtains at least 0.06 inches thick covering the entire area of the doorway | Walk-in cooler without strip curtains | Commercial | Existing | Miscellaneous | FL Zone 2 | Refrigeration |  |  | 0 | Per End Use Consumption | [7 empty] | 19854.7304 | 19434.7304 | 420 | 0.021154 |  | 4 |  |  |  | 420 | [8 empty] | 0 | 0 | 0 | 0 | 0 | 0 | 0 | [5 empty] | 0
FL Zone 2OfficesExisting |  | XXXXXXXX | Yes | Nonequipment | Strip Curtains for Walk-ins | Walk-in cooler with strip curtains at least 0.06 inches thick covering the entire area of the doorway | Walk-in cooler without strip curtains | Commercial | Existing | Offices | FL Zone 2 | Refrigeration |  |  | 0 | Per End Use Consumption | [7 empty] | 19854.7304 | 19434.7304 | 420 | 0.021154 |  | 4 |  |  |  | 420 | [8 empty] | 0 | 0 | 0 | 0 | 0 | 0 | 0 | [5 empty] | 0
FL Zone 2RestaurantsExisting |  | XXXXXXXX | Yes | Nonequipment | Strip Curtains for Walk-ins | Walk-in cooler with strip curtains at least 0.06 inches thick covering the entire area of the doorway | Walk-in cooler without strip curtains | Commercial | Existing | Restaurants | FL Zone 2 | Refrigeration |  |  | 0 | Per End Use Consumption | [7 empty] | 19854.7304 | 19434.7304 | 420 | 0.021154 |  | 4 |  |  |  | 420 | [8 empty] | 0 | 0 | 0 | 0 | 0 | 0 | 0 | [5 empty] | 0
FL Zone 2RetailExisting |  | XXXXXXXX | Yes | Nonequipment | Strip Curtains for Walk-ins | Walk-in cooler with strip curtains at least 0.06 inches thick covering the entire area of the doorway | Walk-in cooler without strip curtains | Commercial | Existing | Retail | FL Zone 2 | Refrigeration |  |  | 0 | Per End Use Consumption | [7 empty] | 19854.7304 | 19434.7304 | 420 | 0.021154 |  | 4 |  |  |  | 420 | [8 empty] | 0 | 0 | 0 | 0 | 0 | 0 | 0 | [5 empty] | 0
FL Zone 2Schools K-12Existing |  | XXXXXXXX | Yes | Nonequipment | Strip Curtains for Walk-ins | Walk-in cooler with strip curtains at least 0.06 inches thick covering the entire area of the doorway | Walk-in cooler without strip curtains | Commercial | Existing | Schools K-12 | FL Zone 2 | Refrigeration |  |  | 0 | Per End Use Consumption | [7 empty] | 19854.7304 | 19434.7304 | 420 | 0.021154 |  | 4 |  |  |  | 420 | [8 empty] | 0 | 0 | 0 | 0 | 0 | 0 | 0 | [5 empty] | 0
FL Zone 2WarehouseExisting |  | XXXXXXXX | Yes | Nonequipment | Strip Curtains for Walk-ins | Walk-in cooler with strip curtains at least 0.06 inches thick covering the entire area of the doorway | Walk-in cooler without strip curtains | Commercial | Existing | Warehouse | FL Zone 2 | Refrigeration |  |  | 0 | Per End Use Consumption | [7 empty] | 19854.7304 | 19434.7304 | 420 | 0.021154 |  | 4 |  |  |  | 420 | [8 empty] | 0 | 0 | 0 | 0 | 0 | 0 | 0 | [5 empty] | 0
FL Zone 2AssemblyNew |  | XXXXXXXX | Yes | Nonequipment | Strip Curtains for Walk-ins | Walk-in cooler with strip curtains at least 0.06 inches thick covering the entire area of the doorway | Walk-in cooler without strip curtains | Commercial | New | Assembly | FL Zone 2 | Refrigeration |  |  | 0 | Per End Use Consumption | [7 empty] | 19854.7304 | 19434.7304 | 420 | 0.021154 |  | 4 |  |  |  | 420 | [8 empty] | 0 | 0 | 0 | 0 | 0 | 0 | 0 | [5 empty] | 0
FL Zone 2College and UniversityNew |  | XXXXXXXX | Yes | Nonequipment | Strip Curtains for Walk-ins | Walk-in cooler with strip curtains at least 0.06 inches thick covering the entire area of the doorway | Walk-in cooler without strip curtains | Commercial | New | College and University | FL Zone 2 | Refrigeration |  |  | 0 | Per End Use Consumption | [7 empty] | 19854.7304 | 19434.7304 | 420 | 0.021154 |  | 4 |  |  |  | 420 | [8 empty] | 0 | 0 | 0 | 0 | 0 | 0 | 0 | [5 empty] | 0
FL Zone 2GroceryNew |  | XXXXXXXX | Yes | Nonequipment | Strip Curtains for Walk-ins | Walk-in cooler with strip curtains at least 0.06 inches thick covering the entire area of the doorway | Walk-in cooler without strip curtains | Commercial | New | Grocery | FL Zone 2 | Refrigeration |  |  | 0 | Per End Use Consumption | [7 empty] | 19854.7304 | 19434.7304 | 420 | 0.021154 |  | 4 |  |  |  | 420 | [8 empty] | 0 | 0 | 0 | 0 | 0 | 0 | 0 | [5 empty] | 0
FL Zone 2HealthcareNew |  | XXXXXXXX | Yes | Nonequipment | Strip Curtains for Walk-ins | Walk-in cooler with strip curtains at least 0.06 inches thick covering the entire area of the doorway | Walk-in cooler without strip curtains | Commercial | New | Healthcare | FL Zone 2 | Refrigeration |  |  | 0 | Per End Use Consumption | [7 empty] | 19854.7304 | 19434.7304 | 420 | 0.021154 |  | 4 |  |  |  | 420 | [8 empty] | 0 | 0 | 0 | 0 | 0 | 0 | 0 | [5 empty] | 0
FL Zone 2HospitalsNew |  | XXXXXXXX | Yes | Nonequipment | Strip Curtains for Walk-ins | Walk-in cooler with strip curtains at least 0.06 inches thick covering the entire area of the doorway | Walk-in cooler without strip curtains | Commercial | New | Hospitals | FL Zone 2 | Refrigeration |  |  | 0 | Per End Use Consumption | [7 empty] | 19854.7304 | 19434.7304 | 420 | 0.021154 |  | 4 |  |  |  | 420 | [8 empty] | 0 | 0 | 0 | 0 | 0 | 0 | 0 | [5 empty] | 0
FL Zone 2InstitutionalNew |  | XXXXXXXX | Yes | Nonequipment | Strip Curtains for Walk-ins | Walk-in cooler with strip curtains at least 0.06 inches thick covering the entire area of the doorway | Walk-in cooler without strip curtains | Commercial | New | Institutional | FL Zone 2 | Refrigeration |  |  | 0 | Per End Use Consumption | [7 empty] | 19854.7304 | 19434.7304 | 420 | 0.021154 |  | 4 |  |  |  | 420 | [8 empty] | 0 | 0 | 0 | 0 | 0 | 0 | 0 | [5 empty] | 0
FL Zone 2Lodging/HospitalityNew |  | XXXXXXXX | Yes | Nonequipment | Strip Curtains for Walk-ins | Walk-in cooler with strip curtains at least 0.06 inches thick covering the entire area of the doorway | Walk-in cooler without strip curtains | Commercial | New | Lodging/Hospitality | FL Zone 2 | Refrigeration |  |  | 0 | Per End Use Consumption | [7 empty] | 19854.7304 | 19434.7304 | 420 | 0.021154 |  | 4 |  |  |  | 420 | [8 empty] | 0 | 0 | 0 | 0 | 0 | 0 | 0 | [5 empty] | 0
FL Zone 2MiscellaneousNew |  | XXXXXXXX | Yes | Nonequipment | Strip Curtains for Walk-ins | Walk-in cooler with strip curtains at least 0.06 inches thick covering the entire area of the doorway | Walk-in cooler without strip curtains | Commercial | New | Miscellaneous | FL Zone 2 | Refrigeration |  |  | 0 | Per End Use Consumption | [7 empty] | 19854.7304 | 19434.7304 | 420 | 0.021154 |  | 4 |  |  |  | 420 | [8 empty] | 0 | 0 | 0 | 0 | 0 | 0 | 0 | [5 empty] | 0
FL Zone 2OfficesNew |  | XXXXXXXX | Yes | Nonequipment | Strip Curtains for Walk-ins | Walk-in cooler with strip curtains at least 0.06 inches thick covering the entire area of the doorway | Walk-in cooler without strip curtains | Commercial | New | Offices | FL Zone 2 | Refrigeration |  |  | 0 | Per End Use Consumption | [7 empty] | 19854.7304 | 19434.7304 | 420 | 0.021154 |  | 4 |  |  |  | 420 | [8 empty] | 0 | 0 | 0 | 0 | 0 | 0 | 0 | [5 empty] | 0
FL Zone 2RestaurantsNew |  | XXXXXXXX | Yes | Nonequipment | Strip Curtains for Walk-ins | Walk-in cooler with strip curtains at least 0.06 inches thick covering the entire area of the doorway | Walk-in cooler without strip curtains | Commercial | New | Restaurants | FL Zone 2 | Refrigeration |  |  | 0 | Per End Use Consumption | [7 empty] | 19854.7304 | 19434.7304 | 420 | 0.021154 |  | 4 |  |  |  | 420 | [8 empty] | 0 | 0 | 0 | 0 | 0 | 0 | 0 | [5 empty] | 0
FL Zone 2RetailNew |  | XXXXXXXX | Yes | Nonequipment | Strip Curtains for Walk-ins | Walk-in cooler with strip curtains at least 0.06 inches thick covering the entire area of the doorway | Walk-in cooler without strip curtains | Commercial | New | Retail | FL Zone 2 | Refrigeration |  |  | 0 | Per End Use Consumption | [7 empty] | 19854.7304 | 19434.7304 | 420 | 0.021154 |  | 4 |  |  |  | 420 | [8 empty] | 0 | 0 | 0 | 0 | 0 | 0 | 0 | [5 empty] | 0
FL Zone 2Schools K-12New |  | XXXXXXXX | Yes | Nonequipment | Strip Curtains for Walk-ins | Walk-in cooler with strip curtains at least 0.06 inches thick covering the entire area of the doorway | Walk-in cooler without strip curtains | Commercial | New | Schools K-12 | FL Zone 2 | Refrigeration |  |  | 0 | Per End Use Consumption | [7 empty] | 19854.7304 | 19434.7304 | 420 | 0.021154 |  | 4 |  |  |  | 420 | [8 empty] | 0 | 0 | 0 | 0 | 0 | 0 | 0 | [5 empty] | 0
FL Zone 2WarehouseNew |  | XXXXXXXX | Yes | Nonequipment | Strip Curtains for Walk-ins | Walk-in cooler with strip curtains at least 0.06 inches thick covering the entire area of the doorway | Walk-in cooler without strip curtains | Commercial | New | Warehouse | FL Zone 2 | Refrigeration |  |  | 0 | Per End Use Consumption | [7 empty] | 19854.7304 | 19434.7304 | 420 | 0.021154 |  | 4 |  |  |  | 420 | [8 empty] | 0 | 0 | 0 | 0 | 0 | 0 | 0 | [5 empty] | 0
FL Zone 2AssemblyExisting |  | XXXXXXXX | Yes | Nonequipment | Tank Wrap on Water Heater | 50 Gallon Electric Resistance Water Heater with Insulated Tank Wrap (R-11) | Market Average 50 Gallon Electric Resistance Water Heater, No Tank Wrap | Commercial | Existing | Assembly | FL Zone 2 | Domestic Hot Water |  |  | 0 | Per End Use Consumption | [7 empty] | 7518.6978 | 7254.7519 | 263.9459 | 0.035105 |  | 7 |  |  |  | 263.9459 | [8 empty] | 0 | 0 | 0 | 0 | 0 | 0 | 0 | [5 empty] | 0
FL Zone 2College and UniversityExisting |  | XXXXXXXX | Yes | Nonequipment | Tank Wrap on Water Heater | 50 Gallon Electric Resistance Water Heater with Insulated Tank Wrap (R-11) | Market Average 50 Gallon Electric Resistance Water Heater, No Tank Wrap | Commercial | Existing | College and University | FL Zone 2 | Domestic Hot Water |  |  | 0 | Per End Use Consumption | [7 empty] | 172930.0493 | 170290.5899 | 2639.4593 | 0.015263 |  | 7 |  |  |  | 2639.4593 | [8 empty] | 0 | 0 | 0 | 0 | 0 | 0 | 0 | [5 empty] | 0
FL Zone 2GroceryExisting |  | XXXXXXXX | Yes | Nonequipment | Tank Wrap on Water Heater | 50 Gallon Electric Resistance Water Heater with Insulated Tank Wrap (R-11) | Market Average 50 Gallon Electric Resistance Water Heater, No Tank Wrap | Commercial | Existing | Grocery | FL Zone 2 | Domestic Hot Water |  |  | 0 | Per End Use Consumption | [7 empty] | 15037.3956 | 14773.4497 | 263.9459 | 0.017553 |  | 7 |  |  |  | 263.9459 | [8 empty] | 0 | 0 | 0 | 0 | 0 | 0 | 0 | [5 empty] | 0
FL Zone 2HealthcareExisting |  | XXXXXXXX | Yes | Nonequipment | Tank Wrap on Water Heater | 50 Gallon Electric Resistance Water Heater with Insulated Tank Wrap (R-11) | Market Average 50 Gallon Electric Resistance Water Heater, No Tank Wrap | Commercial | Existing | Healthcare | FL Zone 2 | Domestic Hot Water |  |  | 0 | Per End Use Consumption | [7 empty] | 10024.9304 | 9760.9845 | 263.9459 | 0.026329 |  | 7 |  |  |  | 263.9459 | [8 empty] | 0 | 0 | 0 | 0 | 0 | 0 | 0 | [5 empty] | 0
FL Zone 2HospitalsExisting |  | XXXXXXXX | Yes | Nonequipment | Tank Wrap on Water Heater | 50 Gallon Electric Resistance Water Heater with Insulated Tank Wrap (R-11) | Market Average 50 Gallon Electric Resistance Water Heater, No Tank Wrap | Commercial | Existing | Hospitals | FL Zone 2 | Domestic Hot Water |  |  | 0 | Per End Use Consumption | [7 empty] | 303254.1444 | 299294.9554 | 3959.189 | 0.013056 |  | 7 |  |  |  | 3959.189 | [8 empty] | 0 | 0 | 0 | 0 | 0 | 0 | 0 | [5 empty] | 0
FL Zone 2InstitutionalExisting |  | XXXXXXXX | Yes | Nonequipment | Tank Wrap on Water Heater | 50 Gallon Electric Resistance Water Heater with Insulated Tank Wrap (R-11) | Market Average 50 Gallon Electric Resistance Water Heater, No Tank Wrap | Commercial | Existing | Institutional | FL Zone 2 | Domestic Hot Water |  |  | 0 | Per End Use Consumption | [7 empty] | 601495.8236 | 594897.1752 | 6598.6483 | 0.01097 |  | 7 |  |  |  | 6598.6483 | [8 empty] | 0 | 0 | 0 | 0 | 0 | 0 | 0 | [5 empty] | 0
FL Zone 2Lodging/HospitalityExisting |  | XXXXXXXX | Yes | Nonequipment | Tank Wrap on Water Heater | 50 Gallon Electric Resistance Water Heater with Insulated Tank Wrap (R-11) | Market Average 50 Gallon Electric Resistance Water Heater, No Tank Wrap | Commercial | Existing | Lodging/Hospitality | FL Zone 2 | Domestic Hot Water |  |  | 0 | Per End Use Consumption | [7 empty] | 72179.4988 | 71387.661 | 791.8378 | 0.01097 |  | 7 |  |  |  | 791.8378 | [8 empty] | 0 | 0 | 0 | 0 | 0 | 0 | 0 | [5 empty] | 0
FL Zone 2MiscellaneousExisting |  | XXXXXXXX | Yes | Nonequipment | Tank Wrap on Water Heater | 50 Gallon Electric Resistance Water Heater with Insulated Tank Wrap (R-11) | Market Average 50 Gallon Electric Resistance Water Heater, No Tank Wrap | Commercial | Existing | Miscellaneous | FL Zone 2 | Domestic Hot Water |  |  | 0 | Per End Use Consumption | [7 empty] | 451121.8677 | 445842.949 | 5278.9187 | 0.011702 |  | 7 |  |  |  | 5278.9187 | [8 empty] | 0 | 0 | 0 | 0 | 0 | 0 | 0 | [5 empty] | 0
FL Zone 2OfficesExisting |  | XXXXXXXX | Yes | Nonequipment | Tank Wrap on Water Heater | 50 Gallon Electric Resistance Water Heater with Insulated Tank Wrap (R-11) | Market Average 50 Gallon Electric Resistance Water Heater, No Tank Wrap | Commercial | Existing | Offices | FL Zone 2 | Domestic Hot Water |  |  | 0 | Per End Use Consumption | [7 empty] | 62655.815 | 61863.9772 | 791.8378 | 0.012638 |  | 7 |  |  |  | 791.8378 | [8 empty] | 0 | 0 | 0 | 0 | 0 | 0 | 0 | [5 empty] | 0
FL Zone 2RestaurantsExisting |  | XXXXXXXX | Yes | Nonequipment | Tank Wrap on Water Heater | 50 Gallon Electric Resistance Water Heater with Insulated Tank Wrap (R-11) | Market Average 50 Gallon Electric Resistance Water Heater, No Tank Wrap | Commercial | Existing | Restaurants | FL Zone 2 | Domestic Hot Water |  |  | 0 | Per End Use Consumption | [7 empty] | 25062.326 | 24534.4341 | 527.8919 | 0.021063 |  | 7 |  |  |  | 527.8919 | [8 empty] | 0 | 0 | 0 | 0 | 0 | 0 | 0 | [5 empty] | 0
FL Zone 2RetailExisting |  | XXXXXXXX | Yes | Nonequipment | Tank Wrap on Water Heater | 50 Gallon Electric Resistance Water Heater with Insulated Tank Wrap (R-11) | Market Average 50 Gallon Electric Resistance Water Heater, No Tank Wrap | Commercial | Existing | Retail | FL Zone 2 | Domestic Hot Water |  |  | 0 | Per End Use Consumption | [7 empty] | 44661.0649 | 43869.2271 | 791.8378 | 0.01773 |  | 7 |  |  |  | 791.8378 | [8 empty] | 0 | 0 | 0 | 0 | 0 | 0 | 0 | [5 empty] | 0
FL Zone 2Schools K-12Existing |  | XXXXXXXX | Yes | Nonequipment | Tank Wrap on Water Heater | 50 Gallon Electric Resistance Water Heater with Insulated Tank Wrap (R-11) | Market Average 50 Gallon Electric Resistance Water Heater, No Tank Wrap | Commercial | Existing | Schools K-12 | FL Zone 2 | Domestic Hot Water |  |  | 0 | Per End Use Consumption | [7 empty] | 3132.8594 | 2868.9135 | 263.9459 | 0.084251 |  | 7 |  |  |  | 263.9459 | [8 empty] | 0 | 0 | 0 | 0 | 0 | 0 | 0 | [5 empty] | 0
FL Zone 2WarehouseExisting |  | XXXXXXXX | Yes | Nonequipment | Tank Wrap on Water Heater | 50 Gallon Electric Resistance Water Heater with Insulated Tank Wrap (R-11) | Market Average 50 Gallon Electric Resistance Water Heater, No Tank Wrap | Commercial | Existing | Warehouse | FL Zone 2 | Domestic Hot Water |  |  | 0 | Per End Use Consumption | [7 empty] | 15037.3956 | 14773.4497 | 263.9459 | 0.017553 |  | 7 |  |  |  | 263.9459 | [8 empty] | 0 | 0 | 0 | 0 | 0 | 0 | 0 | [5 empty] | 0
FL Zone 2AssemblyNew |  | XXXXXXXX | Yes | Nonequipment | Tank Wrap on Water Heater | 50 Gallon Electric Resistance Water Heater with Insulated Tank Wrap (R-11) | Code-Compliant 50 Gallon Electric Resistance Water Heater (EF = 0.95), No Tank Wrap | Commercial | New | Assembly | FL Zone 2 | Domestic Hot Water |  |  | 0 | Per End Use Consumption | [7 empty] | 7192.4897 | 6939.9954 | 252.4943 | 0.035105 |  | 7 |  |  |  | 252.4943 | [8 empty] | 0 | 0 | 0 | 0 | 0 | 0 | 0 | [5 empty] | 0
FL Zone 2College and UniversityNew |  | XXXXXXXX | Yes | Nonequipment | Tank Wrap on Water Heater | 50 Gallon Electric Resistance Water Heater with Insulated Tank Wrap (R-11) | Code-Compliant 50 Gallon Electric Resistance Water Heater (EF = 0.95), No Tank Wrap | Commercial | New | College and University | FL Zone 2 | Domestic Hot Water |  |  | 0 | Per End Use Consumption | [7 empty] | 165427.2641 | 162902.321 | 2524.9431 | 0.015263 |  | 7 |  |  |  | 2524.9431 | [8 empty] | 0 | 0 | 0 | 0 | 0 | 0 | 0 | [5 empty] | 0
FL Zone 2GroceryNew |  | XXXXXXXX | Yes | Nonequipment | Tank Wrap on Water Heater | 50 Gallon Electric Resistance Water Heater with Insulated Tank Wrap (R-11) | Code-Compliant 50 Gallon Electric Resistance Water Heater (EF = 0.95), No Tank Wrap | Commercial | New | Grocery | FL Zone 2 | Domestic Hot Water |  |  | 0 | Per End Use Consumption | [7 empty] | 14384.9795 | 14132.4852 | 252.4943 | 0.017553 |  | 7 |  |  |  | 252.4943 | [8 empty] | 0 | 0 | 0 | 0 | 0 | 0 | 0 | [5 empty] | 0
FL Zone 2HealthcareNew |  | XXXXXXXX | Yes | Nonequipment | Tank Wrap on Water Heater | 50 Gallon Electric Resistance Water Heater with Insulated Tank Wrap (R-11) | Code-Compliant 50 Gallon Electric Resistance Water Heater (EF = 0.95), No Tank Wrap | Commercial | New | Healthcare | FL Zone 2 | Domestic Hot Water |  |  | 0 | Per End Use Consumption | [7 empty] | 9589.9863 | 9337.492 | 252.4943 | 0.026329 |  | 7 |  |  |  | 252.4943 | [8 empty] | 0 | 0 | 0 | 0 | 0 | 0 | 0 | [5 empty] | 0
FL Zone 2HospitalsNew |  | XXXXXXXX | Yes | Nonequipment | Tank Wrap on Water Heater | 50 Gallon Electric Resistance Water Heater with Insulated Tank Wrap (R-11) | Code-Compliant 50 Gallon Electric Resistance Water Heater (EF = 0.95), No Tank Wrap | Commercial | New | Hospitals | FL Zone 2 | Domestic Hot Water |  |  | 0 | Per End Use Consumption | [7 empty] | 290097.0863 | 286309.6716 | 3787.4147 | 0.013056 |  | 7 |  |  |  | 3787.4147 | [8 empty] | 0 | 0 | 0 | 0 | 0 | 0 | 0 | [5 empty] | 0
FL Zone 2InstitutionalNew |  | XXXXXXXX | Yes | Nonequipment | Tank Wrap on Water Heater | 50 Gallon Electric Resistance Water Heater with Insulated Tank Wrap (R-11) | Code-Compliant 50 Gallon Electric Resistance Water Heater (EF = 0.95), No Tank Wrap | Commercial | New | Institutional | FL Zone 2 | Domestic Hot Water |  |  | 0 | Per End Use Consumption | [7 empty] | 575399.1794 | 569086.8216 | 6312.3578 | 0.01097 |  | 7 |  |  |  | 6312.3578 | [8 empty] | 0 | 0 | 0 | 0 | 0 | 0 | 0 | [5 empty] | 0
FL Zone 2Lodging/HospitalityNew |  | XXXXXXXX | Yes | Nonequipment | Tank Wrap on Water Heater | 50 Gallon Electric Resistance Water Heater with Insulated Tank Wrap (R-11) | Code-Compliant 50 Gallon Electric Resistance Water Heater (EF = 0.95), No Tank Wrap | Commercial | New | Lodging/Hospitality | FL Zone 2 | Domestic Hot Water |  |  | 0 | Per End Use Consumption | [7 empty] | 69047.9015 | 68290.4186 | 757.4829 | 0.01097 |  | 7 |  |  |  | 757.4829 | [8 empty] | 0 | 0 | 0 | 0 | 0 | 0 | 0 | [5 empty] | 0
FL Zone 2MiscellaneousNew |  | XXXXXXXX | Yes | Nonequipment | Tank Wrap on Water Heater | 50 Gallon Electric Resistance Water Heater with Insulated Tank Wrap (R-11) | Code-Compliant 50 Gallon Electric Resistance Water Heater (EF = 0.95), No Tank Wrap | Commercial | New | Miscellaneous | FL Zone 2 | Domestic Hot Water |  |  | 0 | Per End Use Consumption | [7 empty] | 431549.3845 | 426499.4983 | 5049.8862 | 0.011702 |  | 7 |  |  |  | 5049.8862 | [8 empty] | 0 | 0 | 0 | 0 | 0 | 0 | 0 | [5 empty] | 0
FL Zone 2OfficesNew |  | XXXXXXXX | Yes | Nonequipment | Tank Wrap on Water Heater | 50 Gallon Electric Resistance Water Heater with Insulated Tank Wrap (R-11) | Code-Compliant 50 Gallon Electric Resistance Water Heater (EF = 0.95), No Tank Wrap | Commercial | New | Offices | FL Zone 2 | Domestic Hot Water |  |  | 0 | Per End Use Consumption | [7 empty] | 59937.4145 | 59179.9316 | 757.4829 | 0.012638 |  | 7 |  |  |  | 757.4829 | [8 empty] | 0 | 0 | 0 | 0 | 0 | 0 | 0 | [5 empty] | 0
FL Zone 2RestaurantsNew |  | XXXXXXXX | Yes | Nonequipment | Tank Wrap on Water Heater | 50 Gallon Electric Resistance Water Heater with Insulated Tank Wrap (R-11) | Code-Compliant 50 Gallon Electric Resistance Water Heater (EF = 0.95), No Tank Wrap | Commercial | New | Restaurants | FL Zone 2 | Domestic Hot Water |  |  | 0 | Per End Use Consumption | [7 empty] | 23974.9658 | 23469.9772 | 504.9886 | 0.021063 |  | 7 |  |  |  | 504.9886 | [8 empty] | 0 | 0 | 0 | 0 | 0 | 0 | 0 | [5 empty] | 0
FL Zone 2RetailNew |  | XXXXXXXX | Yes | Nonequipment | Tank Wrap on Water Heater | 50 Gallon Electric Resistance Water Heater with Insulated Tank Wrap (R-11) | Code-Compliant 50 Gallon Electric Resistance Water Heater (EF = 0.95), No Tank Wrap | Commercial | New | Retail | FL Zone 2 | Domestic Hot Water |  |  | 0 | Per End Use Consumption | [7 empty] | 42723.3891 | 41965.9061 | 757.4829 | 0.01773 |  | 7 |  |  |  | 757.4829 | [8 empty] | 0 | 0 | 0 | 0 | 0 | 0 | 0 | [5 empty] | 0
FL Zone 2Schools K-12New |  | XXXXXXXX | Yes | Nonequipment | Tank Wrap on Water Heater | 50 Gallon Electric Resistance Water Heater with Insulated Tank Wrap (R-11) | Code-Compliant 50 Gallon Electric Resistance Water Heater (EF = 0.95), No Tank Wrap | Commercial | New | Schools K-12 | FL Zone 2 | Domestic Hot Water |  |  | 0 | Per End Use Consumption | [7 empty] | 2996.9364 | 2744.4421 | 252.4943 | 0.084251 |  | 7 |  |  |  | 252.4943 | [8 empty] | 0 | 0 | 0 | 0 | 0 | 0 | 0 | [5 empty] | 0
FL Zone 2WarehouseNew |  | XXXXXXXX | Yes | Nonequipment | Tank Wrap on Water Heater | 50 Gallon Electric Resistance Water Heater with Insulated Tank Wrap (R-11) | Code-Compliant 50 Gallon Electric Resistance Water Heater (EF = 0.95), No Tank Wrap | Commercial | New | Warehouse | FL Zone 2 | Domestic Hot Water |  |  | 0 | Per End Use Consumption | [7 empty] | 14384.9795 | 14132.4852 | 252.4943 | 0.017553 |  | 7 |  |  |  | 252.4943 | [8 empty] | 0 | 0 | 0 | 0 | 0 | 0 | 0 | [5 empty] | 0
FL Zone 2AssemblyExisting |  | XXXXXXXX | Yes | Nonequipment | Thermal Energy Storage | Deploy thermal energy storage technology (ice harvester, etc.) to shift load | Code compliant chiller | Commercial | Existing | Assembly | FL Zone 2 | Space Cooling |  |  | 0 | Per End Use Consumption | [7 empty] | 40558.1631 | 41191.9419 | -633.7788 | -0.015626 |  | 20 |  |  |  | -633.7788 | [8 empty] | 0 | 0 | 0 | 0 | 0 | 0 | 0 | [5 empty] | 0
FL Zone 2College and UniversityExisting |  | XXXXXXXX | Yes | Nonequipment | Thermal Energy Storage | Deploy thermal energy storage technology (ice harvester, etc.) to shift load | Code compliant chiller | Commercial | Existing | College and University | FL Zone 2 | Space Cooling |  |  | 0 | Per End Use Consumption | [7 empty] | 242237.8979 | 246023.2086 | -3785.3107 | -0.015626 |  | 20 |  |  |  | -3785.3107 | [8 empty] | 0 | 0 | 0 | 0 | 0 | 0 | 0 | [5 empty] | 0
FL Zone 2GroceryExisting |  | XXXXXXXX | Yes | Nonequipment | Thermal Energy Storage | Deploy thermal energy storage technology (ice harvester, etc.) to shift load | Code compliant chiller | Commercial | Existing | Grocery | FL Zone 2 | Space Cooling |  |  | 0 | Per End Use Consumption | [7 empty] | 97647.7064 | 99173.5903 | -1525.8839 | -0.015626 |  | 20 |  |  |  | -1525.8839 | [8 empty] | 0 | 0 | 0 | 0 | 0 | 0 | 0 | [5 empty] | 0
FL Zone 2HealthcareExisting |  | XXXXXXXX | Yes | Nonequipment | Thermal Energy Storage | Deploy thermal energy storage technology (ice harvester, etc.) to shift load | Code compliant chiller | Commercial | Existing | Healthcare | FL Zone 2 | Space Cooling |  |  | 0 | Per End Use Consumption | [7 empty] | 170444.4983 | 173107.9353 | -2663.437 | -0.015626 |  | 20 |  |  |  | -2663.437 | [8 empty] | 0 | 0 | 0 | 0 | 0 | 0 | 0 | [5 empty] | 0
FL Zone 2HospitalsExisting |  | XXXXXXXX | Yes | Nonequipment | Thermal Energy Storage | Deploy thermal energy storage technology (ice harvester, etc.) to shift load | Code compliant chiller | Commercial | Existing | Hospitals | FL Zone 2 | Space Cooling |  |  | 0 | Per End Use Consumption | [7 empty] | 1776004.8545 | 1803757.4489 | -27752.5944 | -0.015626 |  | 20 |  |  |  | -27752.5944 | [8 empty] | 0 | 0 | 0 | 0 | 0 | 0 | 0 | [5 empty] | 0
FL Zone 2InstitutionalExisting |  | XXXXXXXX | Yes | Nonequipment | Thermal Energy Storage | Deploy thermal energy storage technology (ice harvester, etc.) to shift load | Code compliant chiller | Commercial | Existing | Institutional | FL Zone 2 | Space Cooling |  |  | 0 | Per End Use Consumption | [7 empty] | 197035.6551 | 200114.6166 | -3078.9615 | -0.015626 |  | 20 |  |  |  | -3078.9615 | [8 empty] | 0 | 0 | 0 | 0 | 0 | 0 | 0 | [5 empty] | 0
FL Zone 2Lodging/HospitalityExisting |  | XXXXXXXX | Yes | Nonequipment | Thermal Energy Storage | Deploy thermal energy storage technology (ice harvester, etc.) to shift load | Code compliant chiller | Commercial | Existing | Lodging/Hospitality | FL Zone 2 | Space Cooling |  |  | 0 | Per End Use Consumption | [7 empty] | 161633.0609 | 164158.8067 | -2525.7458 | -0.015626 |  | 20 |  |  |  | -2525.7458 | [8 empty] | 0 | 0 | 0 | 0 | 0 | 0 | 0 | [5 empty] | 0
FL Zone 2MiscellaneousExisting |  | XXXXXXXX | Yes | Nonequipment | Thermal Energy Storage | Deploy thermal energy storage technology (ice harvester, etc.) to shift load | Code compliant chiller | Commercial | Existing | Miscellaneous | FL Zone 2 | Space Cooling |  |  | 0 | Per End Use Consumption | [7 empty] | 1878475.6776 | 1907829.524 | -29353.8464 | -0.015626 |  | 20 |  |  |  | -29353.8464 | [8 empty] | 0 | 0 | 0 | 0 | 0 | 0 | 0 | [5 empty] | 0
FL Zone 2OfficesExisting |  | XXXXXXXX | Yes | Nonequipment | Thermal Energy Storage | Deploy thermal energy storage technology (ice harvester, etc.) to shift load | Code compliant chiller | Commercial | Existing | Offices | FL Zone 2 | Space Cooling |  |  | 0 | Per End Use Consumption | [7 empty] | 140416.7794 | 142610.9907 | -2194.2113 | -0.015626 |  | 20 |  |  |  | -2194.2113 | [8 empty] | 0 | 0 | 0 | 0 | 0 | 0 | 0 | [5 empty] | 0
FL Zone 2RestaurantsExisting |  | XXXXXXXX | Yes | Nonequipment | Thermal Energy Storage | Deploy thermal energy storage technology (ice harvester, etc.) to shift load | Code compliant chiller | Commercial | Existing | Restaurants | FL Zone 2 | Space Cooling |  |  | 0 | Per End Use Consumption | [7 empty] | 101749.5064 | 103339.4868 | -1589.9803 | -0.015626 |  | 20 |  |  |  | -1589.9803 | [8 empty] | 0 | 0 | 0 | 0 | 0 | 0 | 0 | [5 empty] | 0
FL Zone 2RetailExisting |  | XXXXXXXX | Yes | Nonequipment | Thermal Energy Storage | Deploy thermal energy storage technology (ice harvester, etc.) to shift load | Code compliant chiller | Commercial | Existing | Retail | FL Zone 2 | Space Cooling |  |  | 0 | Per End Use Consumption | [7 empty] | 44441.7066 | 45136.1713 | -694.4647 | -0.015626 |  | 20 |  |  |  | -694.4647 | [8 empty] | 0 | 0 | 0 | 0 | 0 | 0 | 0 | [5 empty] | 0
FL Zone 2Schools K-12Existing |  | XXXXXXXX | Yes | Nonequipment | Thermal Energy Storage | Deploy thermal energy storage technology (ice harvester, etc.) to shift load | Code compliant chiller | Commercial | Existing | Schools K-12 | FL Zone 2 | Space Cooling |  |  | 0 | Per End Use Consumption | [7 empty] | 166082.8099 | 168678.0894 | -2595.2794 | -0.015626 |  | 20 |  |  |  | -2595.2794 | [8 empty] | 0 | 0 | 0 | 0 | 0 | 0 | 0 | [5 empty] | 0
FL Zone 2WarehouseExisting |  | XXXXXXXX | Yes | Nonequipment | Thermal Energy Storage | Deploy thermal energy storage technology (ice harvester, etc.) to shift load | Code compliant chiller | Commercial | Existing | Warehouse | FL Zone 2 | Space Cooling |  |  | 0 | Per End Use Consumption | [7 empty] | 16498.7301 | 16756.5462 | -257.8161 | -0.015626 |  | 20 |  |  |  | -257.8161 | [8 empty] | 0 | 0 | 0 | 0 | 0 | 0 | 0 | [5 empty] | 0
FL Zone 2AssemblyNew |  | XXXXXXXX | Yes | Nonequipment | Thermal Energy Storage | Deploy thermal energy storage technology (ice harvester, etc.) to shift load | Code compliant chiller | Commercial | New | Assembly | FL Zone 2 | Space Cooling |  |  | 0 | Per End Use Consumption | [7 empty] | 40558.1631 | 41191.9419 | -633.7788 | -0.015626 |  | 20 |  |  |  | -633.7788 | [8 empty] | 0 | 0 | 0 | 0 | 0 | 0 | 0 | [5 empty] | 0
FL Zone 2College and UniversityNew |  | XXXXXXXX | Yes | Nonequipment | Thermal Energy Storage | Deploy thermal energy storage technology (ice harvester, etc.) to shift load | Code compliant chiller | Commercial | New | College and University | FL Zone 2 | Space Cooling |  |  | 0 | Per End Use Consumption | [7 empty] | 242237.8979 | 246023.2086 | -3785.3107 | -0.015626 |  | 20 |  |  |  | -3785.3107 | [8 empty] | 0 | 0 | 0 | 0 | 0 | 0 | 0 | [5 empty] | 0
FL Zone 2GroceryNew |  | XXXXXXXX | Yes | Nonequipment | Thermal Energy Storage | Deploy thermal energy storage technology (ice harvester, etc.) to shift load | Code compliant chiller | Commercial | New | Grocery | FL Zone 2 | Space Cooling |  |  | 0 | Per End Use Consumption | [7 empty] | 97647.7064 | 99173.5903 | -1525.8839 | -0.015626 |  | 20 |  |  |  | -1525.8839 | [8 empty] | 0 | 0 | 0 | 0 | 0 | 0 | 0 | [5 empty] | 0
FL Zone 2HealthcareNew |  | XXXXXXXX | Yes | Nonequipment | Thermal Energy Storage | Deploy thermal energy storage technology (ice harvester, etc.) to shift load | Code compliant chiller | Commercial | New | Healthcare | FL Zone 2 | Space Cooling |  |  | 0 | Per End Use Consumption | [7 empty] | 170444.4983 | 173107.9353 | -2663.437 | -0.015626 |  | 20 |  |  |  | -2663.437 | [8 empty] | 0 | 0 | 0 | 0 | 0 | 0 | 0 | [5 empty] | 0
FL Zone 2HospitalsNew |  | XXXXXXXX | Yes | Nonequipment | Thermal Energy Storage | Deploy thermal energy storage technology (ice harvester, etc.) to shift load | Code compliant chiller | Commercial | New | Hospitals | FL Zone 2 | Space Cooling |  |  | 0 | Per End Use Consumption | [7 empty] | 1776004.8545 | 1803757.4489 | -27752.5944 | -0.015626 |  | 20 |  |  |  | -27752.5944 | [8 empty] | 0 | 0 | 0 | 0 | 0 | 0 | 0 | [5 empty] | 0
FL Zone 2InstitutionalNew |  | XXXXXXXX | Yes | Nonequipment | Thermal Energy Storage | Deploy thermal energy storage technology (ice harvester, etc.) to shift load | Code compliant chiller | Commercial | New | Institutional | FL Zone 2 | Space Cooling |  |  | 0 | Per End Use Consumption | [7 empty] | 197035.6551 | 200114.6166 | -3078.9615 | -0.015626 |  | 20 |  |  |  | -3078.9615 | [8 empty] | 0 | 0 | 0 | 0 | 0 | 0 | 0 | [5 empty] | 0
FL Zone 2Lodging/HospitalityNew |  | XXXXXXXX | Yes | Nonequipment | Thermal Energy Storage | Deploy thermal energy storage technology (ice harvester, etc.) to shift load | Code compliant chiller | Commercial | New | Lodging/Hospitality | FL Zone 2 | Space Cooling |  |  | 0 | Per End Use Consumption | [7 empty] | 161633.0609 | 164158.8067 | -2525.7458 | -0.015626 |  | 20 |  |  |  | -2525.7458 | [8 empty] | 0 | 0 | 0 | 0 | 0 | 0 | 0 | [5 empty] | 0
FL Zone 2MiscellaneousNew |  | XXXXXXXX | Yes | Nonequipment | Thermal Energy Storage | Deploy thermal energy storage technology (ice harvester, etc.) to shift load | Code compliant chiller | Commercial | New | Miscellaneous | FL Zone 2 | Space Cooling |  |  | 0 | Per End Use Consumption | [7 empty] | 1878475.6776 | 1907829.524 | -29353.8464 | -0.015626 |  | 20 |  |  |  | -29353.8464 | [8 empty] | 0 | 0 | 0 | 0 | 0 | 0 | 0 | [5 empty] | 0
FL Zone 2OfficesNew |  | XXXXXXXX | Yes | Nonequipment | Thermal Energy Storage | Deploy thermal energy storage technology (ice harvester, etc.) to shift load | Code compliant chiller | Commercial | New | Offices | FL Zone 2 | Space Cooling |  |  | 0 | Per End Use Consumption | [7 empty] | 140416.7794 | 142610.9907 | -2194.2113 | -0.015626 |  | 20 |  |  |  | -2194.2113 | [8 empty] | 0 | 0 | 0 | 0 | 0 | 0 | 0 | [5 empty] | 0
FL Zone 2RestaurantsNew |  | XXXXXXXX | Yes | Nonequipment | Thermal Energy Storage | Deploy thermal energy storage technology (ice harvester, etc.) to shift load | Code compliant chiller | Commercial | New | Restaurants | FL Zone 2 | Space Cooling |  |  | 0 | Per End Use Consumption | [7 empty] | 101749.5064 | 103339.4868 | -1589.9803 | -0.015626 |  | 20 |  |  |  | -1589.9803 | [8 empty] | 0 | 0 | 0 | 0 | 0 | 0 | 0 | [5 empty] | 0
FL Zone 2RetailNew |  | XXXXXXXX | Yes | Nonequipment | Thermal Energy Storage | Deploy thermal energy storage technology (ice harvester, etc.) to shift load | Code compliant chiller | Commercial | New | Retail | FL Zone 2 | Space Cooling |  |  | 0 | Per End Use Consumption | [7 empty] | 44441.7066 | 45136.1713 | -694.4647 | -0.015626 |  | 20 |  |  |  | -694.4647 | [8 empty] | 0 | 0 | 0 | 0 | 0 | 0 | 0 | [5 empty] | 0
FL Zone 2Schools K-12New |  | XXXXXXXX | Yes | Nonequipment | Thermal Energy Storage | Deploy thermal energy storage technology (ice harvester, etc.) to shift load | Code compliant chiller | Commercial | New | Schools K-12 | FL Zone 2 | Space Cooling |  |  | 0 | Per End Use Consumption | [7 empty] | 166082.8099 | 168678.0894 | -2595.2794 | -0.015626 |  | 20 |  |  |  | -2595.2794 | [8 empty] | 0 | 0 | 0 | 0 | 0 | 0 | 0 | [5 empty] | 0
FL Zone 2WarehouseNew |  | XXXXXXXX | Yes | Nonequipment | Thermal Energy Storage | Deploy thermal energy storage technology (ice harvester, etc.) to shift load | Code compliant chiller | Commercial | New | Warehouse | FL Zone 2 | Space Cooling |  |  | 0 | Per End Use Consumption | [7 empty] | 16498.7301 | 16756.5462 | -257.8161 | -0.015626 |  | 20 |  |  |  | -257.8161 | [8 empty] | 0 | 0 | 0 | 0 | 0 | 0 | 0 | [5 empty] | 0
FL Zone 2AssemblyExisting |  | XXXXXXXX | Yes | Nonequipment | Thermostatic Shower Restriction Valve | Hot Water Loop with 50 Gallon Electric Resistance Heater and Pressure Balance Shower Valves | Standard Hot Water Loop with 50 Gallon Electric Resistance Heater and Standard Shower Valves | Commercial | Existing | Assembly | FL Zone 2 | Domestic Hot Water |  |  | 0 | Per Valve | [7 empty] | 7518.6978 | 6661.0473 | 857.6505 | 0.11407 |  | 10 |  |  |  | 857.6505 | [8 empty] | 0 | 0 | 0 | 0 | 0 | 0 | 0 | [5 empty] | 0
FL Zone 2College and UniversityExisting |  | XXXXXXXX | Yes | Nonequipment | Thermostatic Shower Restriction Valve | Hot Water Loop with 50 Gallon Electric Resistance Heater and Pressure Balance Shower Valves | Standard Hot Water Loop with 50 Gallon Electric Resistance Heater and Standard Shower Valves | Commercial | Existing | College and University | FL Zone 2 | Domestic Hot Water |  |  | 0 | Per Valve | [7 empty] | 172930.0493 | 139481.6813 | 33448.368 | 0.19342 |  | 10 |  |  |  | 33448.368 | [8 empty] | 0 | 0 | 0 | 0 | 0 | 0 | 0 | [5 empty] | 0
FL Zone 2GroceryExisting |  | XXXXXXXX | Yes | Nonequipment | Thermostatic Shower Restriction Valve | Hot Water Loop with 50 Gallon Electric Resistance Heater and Pressure Balance Shower Valves | Standard Hot Water Loop with 50 Gallon Electric Resistance Heater and Standard Shower Valves | Commercial | Existing | Grocery | FL Zone 2 | Domestic Hot Water |  |  | 0 | Per Valve | [7 empty] | 15037.3956 | 14179.7451 | 857.6505 | 0.057035 |  | 10 |  |  |  | 857.6505 | [8 empty] | 0 | 0 | 0 | 0 | 0 | 0 | 0 | [5 empty] | 0
FL Zone 2HealthcareExisting |  | XXXXXXXX | Yes | Nonequipment | Thermostatic Shower Restriction Valve | Hot Water Loop with 50 Gallon Electric Resistance Heater and Pressure Balance Shower Valves | Standard Hot Water Loop with 50 Gallon Electric Resistance Heater and Standard Shower Valves | Commercial | Existing | Healthcare | FL Zone 2 | Domestic Hot Water |  |  | 0 | Per Valve | [7 empty] | 10024.9304 | 9167.2799 | 857.6505 | 0.085552 |  | 10 |  |  |  | 857.6505 | [8 empty] | 0 | 0 | 0 | 0 | 0 | 0 | 0 | [5 empty] | 0
FL Zone 2HospitalsExisting |  | XXXXXXXX | Yes | Nonequipment | Thermostatic Shower Restriction Valve | Hot Water Loop with 50 Gallon Electric Resistance Heater and Pressure Balance Shower Valves | Standard Hot Water Loop with 50 Gallon Electric Resistance Heater and Standard Shower Valves | Commercial | Existing | Hospitals | FL Zone 2 | Domestic Hot Water |  |  | 0 | Per Valve | [7 empty] | 303254.1444 | 280955.2324 | 22298.912 | 0.073532 |  | 10 |  |  |  | 22298.912 | [8 empty] | 0 | 0 | 0 | 0 | 0 | 0 | 0 | [5 empty] | 0
FL Zone 2InstitutionalExisting |  | XXXXXXXX | Yes | Nonequipment | Thermostatic Shower Restriction Valve | Hot Water Loop with 50 Gallon Electric Resistance Heater and Pressure Balance Shower Valves | Standard Hot Water Loop with 50 Gallon Electric Resistance Heater and Standard Shower Valves | Commercial | Existing | Institutional | FL Zone 2 | Domestic Hot Water |  |  | 0 | Per Valve | [7 empty] | 601495.8236 | 582627.5134 | 18868.3101 | 0.031369 |  | 10 |  |  |  | 18868.3101 | [8 empty] | 0 | 0 | 0 | 0 | 0 | 0 | 0 | [5 empty] | 0
FL Zone 2Lodging/HospitalityExisting |  | XXXXXXXX | Yes | Nonequipment | Thermostatic Shower Restriction Valve | Hot Water Loop with 50 Gallon Electric Resistance Heater and Pressure Balance Shower Valves | Standard Hot Water Loop with 50 Gallon Electric Resistance Heater and Standard Shower Valves | Commercial | Existing | Lodging/Hospitality | FL Zone 2 | Domestic Hot Water |  |  | 0 | Per Valve | [7 empty] | 72179.4988 | 62745.3438 | 9434.1551 | 0.1307 |  | 10 |  |  |  | 9434.1551 | [8 empty] | 0 | 0 | 0 | 0 | 0 | 0 | 0 | [5 empty] | 0
FL Zone 2MiscellaneousExisting |  | XXXXXXXX | Yes | Nonequipment | Thermostatic Shower Restriction Valve | Hot Water Loop with 50 Gallon Electric Resistance Heater and Pressure Balance Shower Valves | Standard Hot Water Loop with 50 Gallon Electric Resistance Heater and Standard Shower Valves | Commercial | Existing | Miscellaneous | FL Zone 2 | Domestic Hot Water |  |  | 0 | Per Valve | [7 empty] | 451121.8677 | 436541.8098 | 14580.0578 | 0.03232 |  | 10 |  |  |  | 14580.0578 | [8 empty] | 0 | 0 | 0 | 0 | 0 | 0 | 0 | [5 empty] | 0
FL Zone 2OfficesExisting |  | XXXXXXXX | Yes | Nonequipment | Thermostatic Shower Restriction Valve | Hot Water Loop with 50 Gallon Electric Resistance Heater and Pressure Balance Shower Valves | Standard Hot Water Loop with 50 Gallon Electric Resistance Heater and Standard Shower Valves | Commercial | Existing | Offices | FL Zone 2 | Domestic Hot Water |  |  | 0 | Per Valve | [7 empty] | 62655.815 | 60940.514 | 1715.3009 | 0.027377 |  | 10 |  |  |  | 1715.3009 | [8 empty] | 0 | 0 | 0 | 0 | 0 | 0 | 0 | [5 empty] | 0
FL Zone 2RestaurantsExisting |  | XXXXXXXX | Yes | Nonequipment | Thermostatic Shower Restriction Valve | Hot Water Loop with 50 Gallon Electric Resistance Heater and Pressure Balance Shower Valves | Standard Hot Water Loop with 50 Gallon Electric Resistance Heater and Standard Shower Valves | Commercial | Existing | Restaurants | FL Zone 2 | Domestic Hot Water |  |  | 0 | Per Valve | [7 empty] | 25062.326 | 24204.6755 | 857.6505 | 0.034221 |  | 10 |  |  |  | 857.6505 | [8 empty] | 0 | 0 | 0 | 0 | 0 | 0 | 0 | [5 empty] | 0
FL Zone 2RetailExisting |  | XXXXXXXX | Yes | Nonequipment | Thermostatic Shower Restriction Valve | Hot Water Loop with 50 Gallon Electric Resistance Heater and Pressure Balance Shower Valves | Standard Hot Water Loop with 50 Gallon Electric Resistance Heater and Standard Shower Valves | Commercial | Existing | Retail | FL Zone 2 | Domestic Hot Water |  |  | 0 | Per Valve | [7 empty] | 44661.0649 | 42945.764 | 1715.3009 | 0.038407 |  | 10 |  |  |  | 1715.3009 | [8 empty] | 0 | 0 | 0 | 0 | 0 | 0 | 0 | [5 empty] | 0
FL Zone 2Schools K-12Existing |  | XXXXXXXX | Yes | Nonequipment | Thermostatic Shower Restriction Valve | Hot Water Loop with 50 Gallon Electric Resistance Heater and Pressure Balance Shower Valves | Standard Hot Water Loop with 50 Gallon Electric Resistance Heater and Standard Shower Valves | Commercial | Existing | Schools K-12 | FL Zone 2 | Domestic Hot Water |  |  | 0 | Per Valve | [7 empty] | 3132.8594 | 2275.209 | 857.6505 | 0.27376 |  | 10 |  |  |  | 857.6505 | [8 empty] | 0 | 0 | 0 | 0 | 0 | 0 | 0 | [5 empty] | 0
FL Zone 2WarehouseExisting |  | XXXXXXXX | Yes | Nonequipment | Thermostatic Shower Restriction Valve | Hot Water Loop with 50 Gallon Electric Resistance Heater and Pressure Balance Shower Valves | Standard Hot Water Loop with 50 Gallon Electric Resistance Heater and Standard Shower Valves | Commercial | Existing | Warehouse | FL Zone 2 | Domestic Hot Water |  |  | 0 | Per Valve | [7 empty] | 15037.3956 | 14179.7451 | 857.6505 | 0.057035 |  | 10 |  |  |  | 857.6505 | [8 empty] | 0 | 0 | 0 | 0 | 0 | 0 | 0 | [5 empty] | 0
FL Zone 2AssemblyNew |  | XXXXXXXX | Yes | Nonequipment | Thermostatic Shower Restriction Valve | Hot Water Loop with 50 Gallon Electric Resistance Heater and Pressure Balance Shower Valves | Standard Hot Water Loop with 50 Gallon Electric Resistance Heater and Standard Shower Valves | Commercial | New | Assembly | FL Zone 2 | Domestic Hot Water |  |  | 0 | Per Valve | [7 empty] | 7192.4897 | 6334.8393 | 857.6505 | 0.11924 |  | 10 |  |  |  | 857.6505 | [8 empty] | 0 | 0 | 0 | 0 | 0 | 0 | 0 | [5 empty] | 0
FL Zone 2College and UniversityNew |  | XXXXXXXX | Yes | Nonequipment | Thermostatic Shower Restriction Valve | Hot Water Loop with 50 Gallon Electric Resistance Heater and Pressure Balance Shower Valves | Standard Hot Water Loop with 50 Gallon Electric Resistance Heater and Standard Shower Valves | Commercial | New | College and University | FL Zone 2 | Domestic Hot Water |  |  | 0 | Per Valve | [7 empty] | 165427.2641 | 131978.8961 | 33448.368 | 0.20219 |  | 10 |  |  |  | 33448.368 | [8 empty] | 0 | 0 | 0 | 0 | 0 | 0 | 0 | [5 empty] | 0
FL Zone 2GroceryNew |  | XXXXXXXX | Yes | Nonequipment | Thermostatic Shower Restriction Valve | Hot Water Loop with 50 Gallon Electric Resistance Heater and Pressure Balance Shower Valves | Standard Hot Water Loop with 50 Gallon Electric Resistance Heater and Standard Shower Valves | Commercial | New | Grocery | FL Zone 2 | Domestic Hot Water |  |  | 0 | Per Valve | [7 empty] | 14384.9795 | 13527.329 | 857.6505 | 0.059621 |  | 10 |  |  |  | 857.6505 | [8 empty] | 0 | 0 | 0 | 0 | 0 | 0 | 0 | [5 empty] | 0
FL Zone 2HealthcareNew |  | XXXXXXXX | Yes | Nonequipment | Thermostatic Shower Restriction Valve | Hot Water Loop with 50 Gallon Electric Resistance Heater and Pressure Balance Shower Valves | Standard Hot Water Loop with 50 Gallon Electric Resistance Heater and Standard Shower Valves | Commercial | New | Healthcare | FL Zone 2 | Domestic Hot Water |  |  | 0 | Per Valve | [7 empty] | 9589.9863 | 8732.3359 | 857.6505 | 0.089432 |  | 10 |  |  |  | 857.6505 | [8 empty] | 0 | 0 | 0 | 0 | 0 | 0 | 0 | [5 empty] | 0
FL Zone 2HospitalsNew |  | XXXXXXXX | Yes | Nonequipment | Thermostatic Shower Restriction Valve | Hot Water Loop with 50 Gallon Electric Resistance Heater and Pressure Balance Shower Valves | Standard Hot Water Loop with 50 Gallon Electric Resistance Heater and Standard Shower Valves | Commercial | New | Hospitals | FL Zone 2 | Domestic Hot Water |  |  | 0 | Per Valve | [7 empty] | 290097.0863 | 267798.1743 | 22298.912 | 0.076867 |  | 10 |  |  |  | 22298.912 | [8 empty] | 0 | 0 | 0 | 0 | 0 | 0 | 0 | [5 empty] | 0
FL Zone 2InstitutionalNew |  | XXXXXXXX | Yes | Nonequipment | Thermostatic Shower Restriction Valve | Hot Water Loop with 50 Gallon Electric Resistance Heater and Pressure Balance Shower Valves | Standard Hot Water Loop with 50 Gallon Electric Resistance Heater and Standard Shower Valves | Commercial | New | Institutional | FL Zone 2 | Domestic Hot Water |  |  | 0 | Per Valve | [7 empty] | 575399.1794 | 556530.8692 | 18868.3101 | 0.032792 |  | 10 |  |  |  | 18868.3101 | [8 empty] | 0 | 0 | 0 | 0 | 0 | 0 | 0 | [5 empty] | 0
FL Zone 2Lodging/HospitalityNew |  | XXXXXXXX | Yes | Nonequipment | Thermostatic Shower Restriction Valve | Hot Water Loop with 50 Gallon Electric Resistance Heater and Pressure Balance Shower Valves | Standard Hot Water Loop with 50 Gallon Electric Resistance Heater and Standard Shower Valves | Commercial | New | Lodging/Hospitality | FL Zone 2 | Domestic Hot Water |  |  | 0 | Per Valve | [7 empty] | 69047.9015 | 59613.7465 | 9434.1551 | 0.13663 |  | 10 |  |  |  | 9434.1551 | [8 empty] | 0 | 0 | 0 | 0 | 0 | 0 | 0 | [5 empty] | 0
FL Zone 2MiscellaneousNew |  | XXXXXXXX | Yes | Nonequipment | Thermostatic Shower Restriction Valve | Hot Water Loop with 50 Gallon Electric Resistance Heater and Pressure Balance Shower Valves | Standard Hot Water Loop with 50 Gallon Electric Resistance Heater and Standard Shower Valves | Commercial | New | Miscellaneous | FL Zone 2 | Domestic Hot Water |  |  | 0 | Per Valve | [7 empty] | 431549.3845 | 416969.3267 | 14580.0578 | 0.033785 |  | 10 |  |  |  | 14580.0578 | [8 empty] | 0 | 0 | 0 | 0 | 0 | 0 | 0 | [5 empty] | 0
FL Zone 2OfficesNew |  | XXXXXXXX | Yes | Nonequipment | Thermostatic Shower Restriction Valve | Hot Water Loop with 50 Gallon Electric Resistance Heater and Pressure Balance Shower Valves | Standard Hot Water Loop with 50 Gallon Electric Resistance Heater and Standard Shower Valves | Commercial | New | Offices | FL Zone 2 | Domestic Hot Water |  |  | 0 | Per Valve | [7 empty] | 59937.4145 | 58222.1136 | 1715.3009 | 0.028618 |  | 10 |  |  |  | 1715.3009 | [8 empty] | 0 | 0 | 0 | 0 | 0 | 0 | 0 | [5 empty] | 0
FL Zone 2RestaurantsNew |  | XXXXXXXX | Yes | Nonequipment | Thermostatic Shower Restriction Valve | Hot Water Loop with 50 Gallon Electric Resistance Heater and Pressure Balance Shower Valves | Standard Hot Water Loop with 50 Gallon Electric Resistance Heater and Standard Shower Valves | Commercial | New | Restaurants | FL Zone 2 | Domestic Hot Water |  |  | 0 | Per Valve | [7 empty] | 23974.9658 | 23117.3153 | 857.6505 | 0.035773 |  | 10 |  |  |  | 857.6505 | [8 empty] | 0 | 0 | 0 | 0 | 0 | 0 | 0 | [5 empty] | 0
FL Zone 2RetailNew |  | XXXXXXXX | Yes | Nonequipment | Thermostatic Shower Restriction Valve | Hot Water Loop with 50 Gallon Electric Resistance Heater and Pressure Balance Shower Valves | Standard Hot Water Loop with 50 Gallon Electric Resistance Heater and Standard Shower Valves | Commercial | New | Retail | FL Zone 2 | Domestic Hot Water |  |  | 0 | Per Valve | [7 empty] | 42723.3891 | 41008.0881 | 1715.3009 | 0.040149 |  | 10 |  |  |  | 1715.3009 | [8 empty] | 0 | 0 | 0 | 0 | 0 | 0 | 0 | [5 empty] | 0
FL Zone 2Schools K-12New |  | XXXXXXXX | Yes | Nonequipment | Thermostatic Shower Restriction Valve | Hot Water Loop with 50 Gallon Electric Resistance Heater and Pressure Balance Shower Valves | Standard Hot Water Loop with 50 Gallon Electric Resistance Heater and Standard Shower Valves | Commercial | New | Schools K-12 | FL Zone 2 | Domestic Hot Water |  |  | 0 | Per Valve | [7 empty] | 2996.9364 | 2139.286 | 857.6505 | 0.28618 |  | 10 |  |  |  | 857.6505 | [8 empty] | 0 | 0 | 0 | 0 | 0 | 0 | 0 | [5 empty] | 0
FL Zone 2WarehouseNew |  | XXXXXXXX | Yes | Nonequipment | Thermostatic Shower Restriction Valve | Hot Water Loop with 50 Gallon Electric Resistance Heater and Pressure Balance Shower Valves | Standard Hot Water Loop with 50 Gallon Electric Resistance Heater and Standard Shower Valves | Commercial | New | Warehouse | FL Zone 2 | Domestic Hot Water |  |  | 0 | Per Valve | [7 empty] | 14384.9795 | 13527.329 | 857.6505 | 0.059621 |  | 10 |  |  |  | 857.6505 | [8 empty] | 0 | 0 | 0 | 0 | 0 | 0 | 0 | [5 empty] | 0
FL Zone 2AssemblyTurnover |  | XXXXXXXX | Yes | Equipment | Two Speed Pool Pump | Dual Speed Pool Pump Motor | Single Speed Pool Pump Motor | Commercial | Turnover | Assembly | FL Zone 2 | Miscellaneous | Pool pump |  | 0 | Per Pool | [7 empty] | 5018.75 | 1917.9091 | 3100.8409 | 0.61785 |  | 10 |  |  |  | 3100.8409 | [8 empty] | 0 | 0 | 0 | 0 | 0 | 0 | 0 | [5 empty] | 0
FL Zone 2College and UniversityTurnover |  | XXXXXXXX | Yes | Equipment | Two Speed Pool Pump | Dual Speed Pool Pump Motor | Single Speed Pool Pump Motor | Commercial | Turnover | College and University | FL Zone 2 | Miscellaneous | Pool pump |  | 0 | Per Pool | [7 empty] | 5018.75 | 1917.9091 | 3100.8409 | 0.61785 |  | 10 |  |  |  | 3100.8409 | [8 empty] | 0 | 0 | 0 | 0 | 0 | 0 | 0 | [5 empty] | 0
FL Zone 2GroceryTurnover |  | XXXXXXXX | Yes | Equipment | Two Speed Pool Pump | Dual Speed Pool Pump Motor | Single Speed Pool Pump Motor | Commercial | Turnover | Grocery | FL Zone 2 | Miscellaneous | Pool pump |  | 0 | Per Pool | [7 empty] | 5018.75 | 1917.9091 | 3100.8409 | 0.61785 |  | 10 |  |  |  | 3100.8409 | [8 empty] | 0 | 0 | 0 | 0 | 0 | 0 | 0 | [5 empty] | 0
FL Zone 2HealthcareTurnover |  | XXXXXXXX | Yes | Equipment | Two Speed Pool Pump | Dual Speed Pool Pump Motor | Single Speed Pool Pump Motor | Commercial | Turnover | Healthcare | FL Zone 2 | Miscellaneous | Pool pump |  | 0 | Per Pool | [7 empty] | 5018.75 | 1917.9091 | 3100.8409 | 0.61785 |  | 10 |  |  |  | 3100.8409 | [8 empty] | 0 | 0 | 0 | 0 | 0 | 0 | 0 | [5 empty] | 0
FL Zone 2HospitalsTurnover |  | XXXXXXXX | Yes | Equipment | Two Speed Pool Pump | Dual Speed Pool Pump Motor | Single Speed Pool Pump Motor | Commercial | Turnover | Hospitals | FL Zone 2 | Miscellaneous | Pool pump |  | 0 | Per Pool | [7 empty] | 5018.75 | 1917.9091 | 3100.8409 | 0.61785 |  | 10 |  |  |  | 3100.8409 | [8 empty] | 0 | 0 | 0 | 0 | 0 | 0 | 0 | [5 empty] | 0
FL Zone 2InstitutionalTurnover |  | XXXXXXXX | Yes | Equipment | Two Speed Pool Pump | Dual Speed Pool Pump Motor | Single Speed Pool Pump Motor | Commercial | Turnover | Institutional | FL Zone 2 | Miscellaneous | Pool pump |  | 0 | Per Pool | [7 empty] | 5018.75 | 1917.9091 | 3100.8409 | 0.61785 |  | 10 |  |  |  | 3100.8409 | [8 empty] | 0 | 0 | 0 | 0 | 0 | 0 | 0 | [5 empty] | 0
FL Zone 2Lodging/HospitalityTurnover |  | XXXXXXXX | Yes | Equipment | Two Speed Pool Pump | Dual Speed Pool Pump Motor | Single Speed Pool Pump Motor | Commercial | Turnover | Lodging/Hospitality | FL Zone 2 | Miscellaneous | Pool pump |  | 0 | Per Pool | [7 empty] | 5018.75 | 1917.9091 | 3100.8409 | 0.61785 |  | 10 |  |  |  | 3100.8409 | [8 empty] | 0 | 0 | 0 | 0 | 0 | 0 | 0 | [5 empty] | 0
FL Zone 2MiscellaneousTurnover |  | XXXXXXXX | Yes | Equipment | Two Speed Pool Pump | Dual Speed Pool Pump Motor | Single Speed Pool Pump Motor | Commercial | Turnover | Miscellaneous | FL Zone 2 | Miscellaneous | Pool pump |  | 0 | Per Pool | [7 empty] | 5018.75 | 1917.9091 | 3100.8409 | 0.61785 |  | 10 |  |  |  | 3100.8409 | [8 empty] | 0 | 0 | 0 | 0 | 0 | 0 | 0 | [5 empty] | 0
FL Zone 2OfficesTurnover |  | XXXXXXXX | Yes | Equipment | Two Speed Pool Pump | Dual Speed Pool Pump Motor | Single Speed Pool Pump Motor | Commercial | Turnover | Offices | FL Zone 2 | Miscellaneous | Pool pump |  | 0 | Per Pool | [7 empty] | 5018.75 | 1917.9091 | 3100.8409 | 0.61785 |  | 10 |  |  |  | 3100.8409 | [8 empty] | 0 | 0 | 0 | 0 | 0 | 0 | 0 | [5 empty] | 0
FL Zone 2RestaurantsTurnover |  | XXXXXXXX | Yes | Equipment | Two Speed Pool Pump | Dual Speed Pool Pump Motor | Single Speed Pool Pump Motor | Commercial | Turnover | Restaurants | FL Zone 2 | Miscellaneous | Pool pump |  | 0 | Per Pool | [7 empty] | 5018.75 | 1917.9091 | 3100.8409 | 0.61785 |  | 10 |  |  |  | 3100.8409 | [8 empty] | 0 | 0 | 0 | 0 | 0 | 0 | 0 | [5 empty] | 0
FL Zone 2RetailTurnover |  | XXXXXXXX | Yes | Equipment | Two Speed Pool Pump | Dual Speed Pool Pump Motor | Single Speed Pool Pump Motor | Commercial | Turnover | Retail | FL Zone 2 | Miscellaneous | Pool pump |  | 0 | Per Pool | [7 empty] | 5018.75 | 1917.9091 | 3100.8409 | 0.61785 |  | 10 |  |  |  | 3100.8409 | [8 empty] | 0 | 0 | 0 | 0 | 0 | 0 | 0 | [5 empty] | 0
FL Zone 2Schools K-12Turnover |  | XXXXXXXX | Yes | Equipment | Two Speed Pool Pump | Dual Speed Pool Pump Motor | Single Speed Pool Pump Motor | Commercial | Turnover | Schools K-12 | FL Zone 2 | Miscellaneous | Pool pump |  | 0 | Per Pool | [7 empty] | 5018.75 | 1917.9091 | 3100.8409 | 0.61785 |  | 10 |  |  |  | 3100.8409 | [8 empty] | 0 | 0 | 0 | 0 | 0 | 0 | 0 | [5 empty] | 0
FL Zone 2WarehouseTurnover |  | XXXXXXXX | Yes | Equipment | Two Speed Pool Pump | Dual Speed Pool Pump Motor | Single Speed Pool Pump Motor | Commercial | Turnover | Warehouse | FL Zone 2 | Miscellaneous | Pool pump |  | 0 | Per Pool | [7 empty] | 5018.75 | 1917.9091 | 3100.8409 | 0.61785 |  | 10 |  |  |  | 3100.8409 | [8 empty] | 0 | 0 | 0 | 0 | 0 | 0 | 0 | [5 empty] | 0
FL Zone 2AssemblyNew |  | XXXXXXXX | Yes | Equipment | Two Speed Pool Pump | Dual Speed Pool Pump Motor | Single Speed Pool Pump Motor | Commercial | New | Assembly | FL Zone 2 | Miscellaneous | Pool pump |  | 0 | Per Pool | [7 empty] | 5018.75 | 1917.9091 | 3100.8409 | 0.61785 |  | 10 |  |  |  | 3100.8409 | [8 empty] | 0 | 0 | 0 | 0 | 0 | 0 | 0 | [5 empty] | 0
FL Zone 2College and UniversityNew |  | XXXXXXXX | Yes | Equipment | Two Speed Pool Pump | Dual Speed Pool Pump Motor | Single Speed Pool Pump Motor | Commercial | New | College and University | FL Zone 2 | Miscellaneous | Pool pump |  | 0 | Per Pool | [7 empty] | 5018.75 | 1917.9091 | 3100.8409 | 0.61785 |  | 10 |  |  |  | 3100.8409 | [8 empty] | 0 | 0 | 0 | 0 | 0 | 0 | 0 | [5 empty] | 0
FL Zone 2GroceryNew |  | XXXXXXXX | Yes | Equipment | Two Speed Pool Pump | Dual Speed Pool Pump Motor | Single Speed Pool Pump Motor | Commercial | New | Grocery | FL Zone 2 | Miscellaneous | Pool pump |  | 0 | Per Pool | [7 empty] | 5018.75 | 1917.9091 | 3100.8409 | 0.61785 |  | 10 |  |  |  | 3100.8409 | [8 empty] | 0 | 0 | 0 | 0 | 0 | 0 | 0 | [5 empty] | 0
FL Zone 2HealthcareNew |  | XXXXXXXX | Yes | Equipment | Two Speed Pool Pump | Dual Speed Pool Pump Motor | Single Speed Pool Pump Motor | Commercial | New | Healthcare | FL Zone 2 | Miscellaneous | Pool pump |  | 0 | Per Pool | [7 empty] | 5018.75 | 1917.9091 | 3100.8409 | 0.61785 |  | 10 |  |  |  | 3100.8409 | [8 empty] | 0 | 0 | 0 | 0 | 0 | 0 | 0 | [5 empty] | 0
FL Zone 2HospitalsNew |  | XXXXXXXX | Yes | Equipment | Two Speed Pool Pump | Dual Speed Pool Pump Motor | Single Speed Pool Pump Motor | Commercial | New | Hospitals | FL Zone 2 | Miscellaneous | Pool pump |  | 0 | Per Pool | [7 empty] | 5018.75 | 1917.9091 | 3100.8409 | 0.61785 |  | 10 |  |  |  | 3100.8409 | [8 empty] | 0 | 0 | 0 | 0 | 0 | 0 | 0 | [5 empty] | 0
FL Zone 2InstitutionalNew |  | XXXXXXXX | Yes | Equipment | Two Speed Pool Pump | Dual Speed Pool Pump Motor | Single Speed Pool Pump Motor | Commercial | New | Institutional | FL Zone 2 | Miscellaneous | Pool pump |  | 0 | Per Pool | [7 empty] | 5018.75 | 1917.9091 | 3100.8409 | 0.61785 |  | 10 |  |  |  | 3100.8409 | [8 empty] | 0 | 0 | 0 | 0 | 0 | 0 | 0 | [5 empty] | 0
FL Zone 2Lodging/HospitalityNew |  | XXXXXXXX | Yes | Equipment | Two Speed Pool Pump | Dual Speed Pool Pump Motor | Single Speed Pool Pump Motor | Commercial | New | Lodging/Hospitality | FL Zone 2 | Miscellaneous | Pool pump |  | 0 | Per Pool | [7 empty] | 5018.75 | 1917.9091 | 3100.8409 | 0.61785 |  | 10 |  |  |  | 3100.8409 | [8 empty] | 0 | 0 | 0 | 0 | 0 | 0 | 0 | [5 empty] | 0
FL Zone 2MiscellaneousNew |  | XXXXXXXX | Yes | Equipment | Two Speed Pool Pump | Dual Speed Pool Pump Motor | Single Speed Pool Pump Motor | Commercial | New | Miscellaneous | FL Zone 2 | Miscellaneous | Pool pump |  | 0 | Per Pool | [7 empty] | 5018.75 | 1917.9091 | 3100.8409 | 0.61785 |  | 10 |  |  |  | 3100.8409 | [8 empty] | 0 | 0 | 0 | 0 | 0 | 0 | 0 | [5 empty] | 0
FL Zone 2OfficesNew |  | XXXXXXXX | Yes | Equipment | Two Speed Pool Pump | Dual Speed Pool Pump Motor | Single Speed Pool Pump Motor | Commercial | New | Offices | FL Zone 2 | Miscellaneous | Pool pump |  | 0 | Per Pool | [7 empty] | 5018.75 | 1917.9091 | 3100.8409 | 0.61785 |  | 10 |  |  |  | 3100.8409 | [8 empty] | 0 | 0 | 0 | 0 | 0 | 0 | 0 | [5 empty] | 0
FL Zone 2RestaurantsNew |  | XXXXXXXX | Yes | Equipment | Two Speed Pool Pump | Dual Speed Pool Pump Motor | Single Speed Pool Pump Motor | Commercial | New | Restaurants | FL Zone 2 | Miscellaneous | Pool pump |  | 0 | Per Pool | [7 empty] | 5018.75 | 1917.9091 | 3100.8409 | 0.61785 |  | 10 |  |  |  | 3100.8409 | [8 empty] | 0 | 0 | 0 | 0 | 0 | 0 | 0 | [5 empty] | 0
FL Zone 2RetailNew |  | XXXXXXXX | Yes | Equipment | Two Speed Pool Pump | Dual Speed Pool Pump Motor | Single Speed Pool Pump Motor | Commercial | New | Retail | FL Zone 2 | Miscellaneous | Pool pump |  | 0 | Per Pool | [7 empty] | 5018.75 | 1917.9091 | 3100.8409 | 0.61785 |  | 10 |  |  |  | 3100.8409 | [8 empty] | 0 | 0 | 0 | 0 | 0 | 0 | 0 | [5 empty] | 0
FL Zone 2Schools K-12New |  | XXXXXXXX | Yes | Equipment | Two Speed Pool Pump | Dual Speed Pool Pump Motor | Single Speed Pool Pump Motor | Commercial | New | Schools K-12 | FL Zone 2 | Miscellaneous | Pool pump |  | 0 | Per Pool | [7 empty] | 5018.75 | 1917.9091 | 3100.8409 | 0.61785 |  | 10 |  |  |  | 3100.8409 | [8 empty] | 0 | 0 | 0 | 0 | 0 | 0 | 0 | [5 empty] | 0
FL Zone 2WarehouseNew |  | XXXXXXXX | Yes | Equipment | Two Speed Pool Pump | Dual Speed Pool Pump Motor | Single Speed Pool Pump Motor | Commercial | New | Warehouse | FL Zone 2 | Miscellaneous | Pool pump |  | 0 | Per Pool | [7 empty] | 5018.75 | 1917.9091 | 3100.8409 | 0.61785 |  | 10 |  |  |  | 3100.8409 | [8 empty] | 0 | 0 | 0 | 0 | 0 | 0 | 0 | [5 empty] | 0
FL Zone 2AssemblyTurnover |  | XXXXXXXX | Yes | Equipment | Variable Refrigerant Flow (VRF) HVAC Systems | Variable Refrigerant Flow (VRF) HVAC Systems | Code-Compliant PTHP | Commercial | Turnover | Assembly | FL Zone 2 | Space Cooling | Residential-type central air conditioners |  | 0 | Per Unit | [7 empty] | 5342.8626 | 3372.682 | 1970.1806 | 0.36875 |  | 15 |  |  |  | 1970.1806 | [8 empty] | 0 | 0 | 0 | 0 | 0 | 0 | 0 | [5 empty] | 0
FL Zone 2College and UniversityTurnover |  | XXXXXXXX | Yes | Equipment | Variable Refrigerant Flow (VRF) HVAC Systems | Variable Refrigerant Flow (VRF) HVAC Systems | Code-Compliant PTHP | Commercial | Turnover | College and University | FL Zone 2 | Space Cooling | Residential-type central air conditioners |  | 0 | Per Unit | [7 empty] | 5927.4298 | 3741.6901 | 2185.7398 | 0.36875 |  | 15 |  |  |  | 2185.7398 | [8 empty] | 0 | 0 | 0 | 0 | 0 | 0 | 0 | [5 empty] | 0
FL Zone 2GroceryTurnover |  | XXXXXXXX | Yes | Equipment | Variable Refrigerant Flow (VRF) HVAC Systems | Variable Refrigerant Flow (VRF) HVAC Systems | Code-Compliant PTHP | Commercial | Turnover | Grocery | FL Zone 2 | Space Cooling | Residential-type central air conditioners |  | 0 | Per Unit | [7 empty] | 2951.4513 | 1863.1036 | 1088.3477 | 0.36875 |  | 15 |  |  |  | 1088.3477 | [8 empty] | 0 | 0 | 0 | 0 | 0 | 0 | 0 | [5 empty] | 0
FL Zone 2HealthcareTurnover |  | XXXXXXXX | Yes | Equipment | Variable Refrigerant Flow (VRF) HVAC Systems | Variable Refrigerant Flow (VRF) HVAC Systems | Code-Compliant PTHP | Commercial | Turnover | Healthcare | FL Zone 2 | Space Cooling | Residential-type central air conditioners |  | 0 | Per Unit | [7 empty] | 11625.9382 | 7338.8735 | 4287.0647 | 0.36875 |  | 15 |  |  |  | 4287.0647 | [8 empty] | 0 | 0 | 0 | 0 | 0 | 0 | 0 | [5 empty] | 0
FL Zone 2HospitalsTurnover |  | XXXXXXXX | Yes | Equipment | Variable Refrigerant Flow (VRF) HVAC Systems | Variable Refrigerant Flow (VRF) HVAC Systems | Code-Compliant PTHP | Commercial | Turnover | Hospitals | FL Zone 2 | Space Cooling | Residential-type central air conditioners |  | 0 | Per Unit | [7 empty] | 11012.7558 | 6951.8021 | 4060.9537 | 0.36875 |  | 15 |  |  |  | 4060.9537 | [8 empty] | 0 | 0 | 0 | 0 | 0 | 0 | 0 | [5 empty] | 0
FL Zone 2InstitutionalTurnover |  | XXXXXXXX | Yes | Equipment | Variable Refrigerant Flow (VRF) HVAC Systems | Variable Refrigerant Flow (VRF) HVAC Systems | Code-Compliant PTHP | Commercial | Turnover | Institutional | FL Zone 2 | Space Cooling | Residential-type central air conditioners |  | 0 | Per Unit | [7 empty] | 2886.0451 | 1821.816 | 1064.2291 | 0.36875 |  | 15 |  |  |  | 1064.2291 | [8 empty] | 0 | 0 | 0 | 0 | 0 | 0 | 0 | [5 empty] | 0
FL Zone 2Lodging/HospitalityTurnover |  | XXXXXXXX | Yes | Equipment | Variable Refrigerant Flow (VRF) HVAC Systems | Variable Refrigerant Flow (VRF) HVAC Systems | Code-Compliant PTHP | Commercial | Turnover | Lodging/Hospitality | FL Zone 2 | Space Cooling | Residential-type central air conditioners |  | 0 | Per Unit | [7 empty] | 8825.7386 | 5571.2475 | 3254.4911 | 0.36875 |  | 15 |  |  |  | 3254.4911 | [8 empty] | 0 | 0 | 0 | 0 | 0 | 0 | 0 | [5 empty] | 0
FL Zone 2MiscellaneousTurnover |  | XXXXXXXX | Yes | Equipment | Variable Refrigerant Flow (VRF) HVAC Systems | Variable Refrigerant Flow (VRF) HVAC Systems | Code-Compliant PTHP | Commercial | Turnover | Miscellaneous | FL Zone 2 | Space Cooling | Residential-type central air conditioners |  | 0 | Per Unit | [7 empty] | 2984.1543 | 1883.7474 | 1100.4069 | 0.36875 |  | 15 |  |  |  | 1100.4069 | [8 empty] | 0 | 0 | 0 | 0 | 0 | 0 | 0 | [5 empty] | 0
FL Zone 2OfficesTurnover |  | XXXXXXXX | Yes | Equipment | Variable Refrigerant Flow (VRF) HVAC Systems | Variable Refrigerant Flow (VRF) HVAC Systems | Code-Compliant PTHP | Commercial | Turnover | Offices | FL Zone 2 | Space Cooling | Residential-type central air conditioners |  | 0 | Per Unit | [7 empty] | 6013.2754 | 3795.8801 | 2217.3953 | 0.36875 |  | 15 |  |  |  | 2217.3953 | [8 empty] | 0 | 0 | 0 | 0 | 0 | 0 | 0 | [5 empty] | 0
FL Zone 2RestaurantsTurnover |  | XXXXXXXX | Yes | Equipment | Variable Refrigerant Flow (VRF) HVAC Systems | Variable Refrigerant Flow (VRF) HVAC Systems | Code-Compliant PTHP | Commercial | Turnover | Restaurants | FL Zone 2 | Space Cooling | Residential-type central air conditioners |  | 0 | Per Unit | [7 empty] | 8658.1354 | 5465.448 | 3192.6874 | 0.36875 |  | 15 |  |  |  | 3192.6874 | [8 empty] | 0 | 0 | 0 | 0 | 0 | 0 | 0 | [5 empty] | 0
FL Zone 2RetailTurnover |  | XXXXXXXX | Yes | Equipment | Variable Refrigerant Flow (VRF) HVAC Systems | Variable Refrigerant Flow (VRF) HVAC Systems | Code-Compliant PTHP | Commercial | Turnover | Retail | FL Zone 2 | Space Cooling | Residential-type central air conditioners |  | 0 | Per Unit | [7 empty] | 6785.8852 | 4283.59 | 2502.2952 | 0.36875 |  | 15 |  |  |  | 2502.2952 | [8 empty] | 0 | 0 | 0 | 0 | 0 | 0 | 0 | [5 empty] | 0
FL Zone 2Schools K-12Turnover |  | XXXXXXXX | Yes | Equipment | Variable Refrigerant Flow (VRF) HVAC Systems | Variable Refrigerant Flow (VRF) HVAC Systems | Code-Compliant PTHP | Commercial | Turnover | Schools K-12 | FL Zone 2 | Space Cooling | Residential-type central air conditioners |  | 0 | Per Unit | [7 empty] | 5898.8147 | 3723.6267 | 2175.1879 | 0.36875 |  | 15 |  |  |  | 2175.1879 | [8 empty] | 0 | 0 | 0 | 0 | 0 | 0 | 0 | [5 empty] | 0
FL Zone 2WarehouseTurnover |  | XXXXXXXX | Yes | Equipment | Variable Refrigerant Flow (VRF) HVAC Systems | Variable Refrigerant Flow (VRF) HVAC Systems | Code-Compliant PTHP | Commercial | Turnover | Warehouse | FL Zone 2 | Space Cooling | Residential-type central air conditioners |  | 0 | Per Unit | [7 empty] | 1295.8588 | 818.0109 | 477.8479 | 0.36875 |  | 15 |  |  |  | 477.8479 | [8 empty] | 0 | 0 | 0 | 0 | 0 | 0 | 0 | [5 empty] | 0
FL Zone 2AssemblyNew |  | XXXXXXXX | Yes | Equipment | Variable Refrigerant Flow (VRF) HVAC Systems | Variable Refrigerant Flow (VRF) HVAC Systems | Code-Compliant PTHP | Commercial | New | Assembly | FL Zone 2 | Space Cooling | Residential-type central air conditioners |  | 0 | Per Unit | [7 empty] | 5342.8626 | 3372.682 | 1970.1806 | 0.36875 |  | 15 |  |  |  | 1970.1806 | [8 empty] | 0 | 0 | 0 | 0 | 0 | 0 | 0 | [5 empty] | 0
FL Zone 2College and UniversityNew |  | XXXXXXXX | Yes | Equipment | Variable Refrigerant Flow (VRF) HVAC Systems | Variable Refrigerant Flow (VRF) HVAC Systems | Code-Compliant PTHP | Commercial | New | College and University | FL Zone 2 | Space Cooling | Residential-type central air conditioners |  | 0 | Per Unit | [7 empty] | 5927.4298 | 3741.6901 | 2185.7398 | 0.36875 |  | 15 |  |  |  | 2185.7398 | [8 empty] | 0 | 0 | 0 | 0 | 0 | 0 | 0 | [5 empty] | 0
FL Zone 2GroceryNew |  | XXXXXXXX | Yes | Equipment | Variable Refrigerant Flow (VRF) HVAC Systems | Variable Refrigerant Flow (VRF) HVAC Systems | Code-Compliant PTHP | Commercial | New | Grocery | FL Zone 2 | Space Cooling | Residential-type central air conditioners |  | 0 | Per Unit | [7 empty] | 2951.4513 | 1863.1036 | 1088.3477 | 0.36875 |  | 15 |  |  |  | 1088.3477 | [8 empty] | 0 | 0 | 0 | 0 | 0 | 0 | 0 | [5 empty] | 0
FL Zone 2HealthcareNew |  | XXXXXXXX | Yes | Equipment | Variable Refrigerant Flow (VRF) HVAC Systems | Variable Refrigerant Flow (VRF) HVAC Systems | Code-Compliant PTHP | Commercial | New | Healthcare | FL Zone 2 | Space Cooling | Residential-type central air conditioners |  | 0 | Per Unit | [7 empty] | 11625.9382 | 7338.8735 | 4287.0647 | 0.36875 |  | 15 |  |  |  | 4287.0647 | [8 empty] | 0 | 0 | 0 | 0 | 0 | 0 | 0 | [5 empty] | 0
FL Zone 2HospitalsNew |  | XXXXXXXX | Yes | Equipment | Variable Refrigerant Flow (VRF) HVAC Systems | Variable Refrigerant Flow (VRF) HVAC Systems | Code-Compliant PTHP | Commercial | New | Hospitals | FL Zone 2 | Space Cooling | Residential-type central air conditioners |  | 0 | Per Unit | [7 empty] | 11012.7558 | 6951.8021 | 4060.9537 | 0.36875 |  | 15 |  |  |  | 4060.9537 | [8 empty] | 0 | 0 | 0 | 0 | 0 | 0 | 0 | [5 empty] | 0
FL Zone 2InstitutionalNew |  | XXXXXXXX | Yes | Equipment | Variable Refrigerant Flow (VRF) HVAC Systems | Variable Refrigerant Flow (VRF) HVAC Systems | Code-Compliant PTHP | Commercial | New | Institutional | FL Zone 2 | Space Cooling | Residential-type central air conditioners |  | 0 | Per Unit | [7 empty] | 2886.0451 | 1821.816 | 1064.2291 | 0.36875 |  | 15 |  |  |  | 1064.2291 | [8 empty] | 0 | 0 | 0 | 0 | 0 | 0 | 0 | [5 empty] | 0
FL Zone 2Lodging/HospitalityNew |  | XXXXXXXX | Yes | Equipment | Variable Refrigerant Flow (VRF) HVAC Systems | Variable Refrigerant Flow (VRF) HVAC Systems | Code-Compliant PTHP | Commercial | New | Lodging/Hospitality | FL Zone 2 | Space Cooling | Residential-type central air conditioners |  | 0 | Per Unit | [7 empty] | 8825.7386 | 5571.2475 | 3254.4911 | 0.36875 |  | 15 |  |  |  | 3254.4911 | [8 empty] | 0 | 0 | 0 | 0 | 0 | 0 | 0 | [5 empty] | 0
FL Zone 2MiscellaneousNew |  | XXXXXXXX | Yes | Equipment | Variable Refrigerant Flow (VRF) HVAC Systems | Variable Refrigerant Flow (VRF) HVAC Systems | Code-Compliant PTHP | Commercial | New | Miscellaneous | FL Zone 2 | Space Cooling | Residential-type central air conditioners |  | 0 | Per Unit | [7 empty] | 2984.1543 | 1883.7474 | 1100.4069 | 0.36875 |  | 15 |  |  |  | 1100.4069 | [8 empty] | 0 | 0 | 0 | 0 | 0 | 0 | 0 | [5 empty] | 0
FL Zone 2OfficesNew |  | XXXXXXXX | Yes | Equipment | Variable Refrigerant Flow (VRF) HVAC Systems | Variable Refrigerant Flow (VRF) HVAC Systems | Code-Compliant PTHP | Commercial | New | Offices | FL Zone 2 | Space Cooling | Residential-type central air conditioners |  | 0 | Per Unit | [7 empty] | 6013.2754 | 3795.8801 | 2217.3953 | 0.36875 |  | 15 |  |  |  | 2217.3953 | [8 empty] | 0 | 0 | 0 | 0 | 0 | 0 | 0 | [5 empty] | 0
FL Zone 2RestaurantsNew |  | XXXXXXXX | Yes | Equipment | Variable Refrigerant Flow (VRF) HVAC Systems | Variable Refrigerant Flow (VRF) HVAC Systems | Code-Compliant PTHP | Commercial | New | Restaurants | FL Zone 2 | Space Cooling | Residential-type central air conditioners |  | 0 | Per Unit | [7 empty] | 8658.1354 | 5465.448 | 3192.6874 | 0.36875 |  | 15 |  |  |  | 3192.6874 | [8 empty] | 0 | 0 | 0 | 0 | 0 | 0 | 0 | [5 empty] | 0
FL Zone 2RetailNew |  | XXXXXXXX | Yes | Equipment | Variable Refrigerant Flow (VRF) HVAC Systems | Variable Refrigerant Flow (VRF) HVAC Systems | Code-Compliant PTHP | Commercial | New | Retail | FL Zone 2 | Space Cooling | Residential-type central air conditioners |  | 0 | Per Unit | [7 empty] | 6785.8852 | 4283.59 | 2502.2952 | 0.36875 |  | 15 |  |  |  | 2502.2952 | [8 empty] | 0 | 0 | 0 | 0 | 0 | 0 | 0 | [5 empty] | 0
FL Zone 2Schools K-12New |  | XXXXXXXX | Yes | Equipment | Variable Refrigerant Flow (VRF) HVAC Systems | Variable Refrigerant Flow (VRF) HVAC Systems | Code-Compliant PTHP | Commercial | New | Schools K-12 | FL Zone 2 | Space Cooling | Residential-type central air conditioners |  | 0 | Per Unit | [7 empty] | 5898.8147 | 3723.6267 | 2175.1879 | 0.36875 |  | 15 |  |  |  | 2175.1879 | [8 empty] | 0 | 0 | 0 | 0 | 0 | 0 | 0 | [5 empty] | 0
FL Zone 2WarehouseNew |  | XXXXXXXX | Yes | Equipment | Variable Refrigerant Flow (VRF) HVAC Systems | Variable Refrigerant Flow (VRF) HVAC Systems | Code-Compliant PTHP | Commercial | New | Warehouse | FL Zone 2 | Space Cooling | Residential-type central air conditioners |  | 0 | Per Unit | [7 empty] | 1295.8588 | 818.0109 | 477.8479 | 0.36875 |  | 15 |  |  |  | 477.8479 | [8 empty] | 0 | 0 | 0 | 0 | 0 | 0 | 0 | [5 empty] | 0
FL Zone 2AssemblyTurnover |  | XXXXXXXX | Yes | Equipment | Variable Refrigerant Flow (VRF) HVAC Systems | Variable Refrigerant Flow (VRF) HVAC Systems | Code-Compliant PTHP | Commercial | Turnover | Assembly | FL Zone 2 | Space Heating | Residential/split system heat pump |  | 0 | Per Unit | [7 empty] | 1021.951 | 702.5913 | 319.3597 | 0.3125 |  | 15 |  |  |  | 319.3597 | [8 empty] | 0 | 0 | 0 | 0 | 0 | 0 | 0 | [5 empty] | 0
FL Zone 2College and UniversityTurnover |  | XXXXXXXX | Yes | Equipment | Variable Refrigerant Flow (VRF) HVAC Systems | Variable Refrigerant Flow (VRF) HVAC Systems | Code-Compliant PTHP | Commercial | Turnover | College and University | FL Zone 2 | Space Heating | Residential/split system heat pump |  | 0 | Per Unit | [7 empty] | 1021.951 | 702.5913 | 319.3597 | 0.3125 |  | 15 |  |  |  | 319.3597 | [8 empty] | 0 | 0 | 0 | 0 | 0 | 0 | 0 | [5 empty] | 0
FL Zone 2GroceryTurnover |  | XXXXXXXX | Yes | Equipment | Variable Refrigerant Flow (VRF) HVAC Systems | Variable Refrigerant Flow (VRF) HVAC Systems | Code-Compliant PTHP | Commercial | Turnover | Grocery | FL Zone 2 | Space Heating | Residential/split system heat pump |  | 0 | Per Unit | [7 empty] | 1757.7557 | 1208.4571 | 549.2987 | 0.3125 |  | 15 |  |  |  | 549.2987 | [8 empty] | 0 | 0 | 0 | 0 | 0 | 0 | 0 | [5 empty] | 0
FL Zone 2HealthcareTurnover |  | XXXXXXXX | Yes | Equipment | Variable Refrigerant Flow (VRF) HVAC Systems | Variable Refrigerant Flow (VRF) HVAC Systems | Code-Compliant PTHP | Commercial | Turnover | Healthcare | FL Zone 2 | Space Heating | Residential/split system heat pump |  | 0 | Per Unit | [7 empty] | 1602.4192 | 1101.6632 | 500.756 | 0.3125 |  | 15 |  |  |  | 500.756 | [8 empty] | 0 | 0 | 0 | 0 | 0 | 0 | 0 | [5 empty] | 0
FL Zone 2HospitalsTurnover |  | XXXXXXXX | Yes | Equipment | Variable Refrigerant Flow (VRF) HVAC Systems | Variable Refrigerant Flow (VRF) HVAC Systems | Code-Compliant PTHP | Commercial | Turnover | Hospitals | FL Zone 2 | Space Heating | Residential/split system heat pump |  | 0 | Per Unit | [7 empty] | 1823.1606 | 1253.4229 | 569.7377 | 0.3125 |  | 15 |  |  |  | 569.7377 | [8 empty] | 0 | 0 | 0 | 0 | 0 | 0 | 0 | [5 empty] | 0
FL Zone 2InstitutionalTurnover |  | XXXXXXXX | Yes | Equipment | Variable Refrigerant Flow (VRF) HVAC Systems | Variable Refrigerant Flow (VRF) HVAC Systems | Code-Compliant PTHP | Commercial | Turnover | Institutional | FL Zone 2 | Space Heating | Residential/split system heat pump |  | 0 | Per Unit | [7 empty] | 891.1413 | 612.6596 | 278.4816 | 0.3125 |  | 15 |  |  |  | 278.4816 | [8 empty] | 0 | 0 | 0 | 0 | 0 | 0 | 0 | [5 empty] | 0
FL Zone 2Lodging/HospitalityTurnover |  | XXXXXXXX | Yes | Equipment | Variable Refrigerant Flow (VRF) HVAC Systems | Variable Refrigerant Flow (VRF) HVAC Systems | Code-Compliant PTHP | Commercial | Turnover | Lodging/Hospitality | FL Zone 2 | Space Heating | Residential/split system heat pump |  | 0 | Per Unit | [7 empty] | 1079.1803 | 741.9364 | 337.2438 | 0.3125 |  | 15 |  |  |  | 337.2438 | [8 empty] | 0 | 0 | 0 | 0 | 0 | 0 | 0 | [5 empty] | 0
FL Zone 2MiscellaneousTurnover |  | XXXXXXXX | Yes | Equipment | Variable Refrigerant Flow (VRF) HVAC Systems | Variable Refrigerant Flow (VRF) HVAC Systems | Code-Compliant PTHP | Commercial | Turnover | Miscellaneous | FL Zone 2 | Space Heating | Residential/split system heat pump |  | 0 | Per Unit | [7 empty] | 564.117 | 387.8304 | 176.2865 | 0.3125 |  | 15 |  |  |  | 176.2865 | [8 empty] | 0 | 0 | 0 | 0 | 0 | 0 | 0 | [5 empty] | 0
FL Zone 2OfficesTurnover |  | XXXXXXXX | Yes | Equipment | Variable Refrigerant Flow (VRF) HVAC Systems | Variable Refrigerant Flow (VRF) HVAC Systems | Code-Compliant PTHP | Commercial | Turnover | Offices | FL Zone 2 | Space Heating | Residential/split system heat pump |  | 0 | Per Unit | [7 empty] | 596.8194 | 410.3133 | 186.5061 | 0.3125 |  | 15 |  |  |  | 186.5061 | [8 empty] | 0 | 0 | 0 | 0 | 0 | 0 | 0 | [5 empty] | 0
FL Zone 2RestaurantsTurnover |  | XXXXXXXX | Yes | Equipment | Variable Refrigerant Flow (VRF) HVAC Systems | Variable Refrigerant Flow (VRF) HVAC Systems | Code-Compliant PTHP | Commercial | Turnover | Restaurants | FL Zone 2 | Space Heating | Residential/split system heat pump |  | 0 | Per Unit | [7 empty] | 3768.9553 | 2591.1568 | 1177.7985 | 0.3125 |  | 15 |  |  |  | 1177.7985 | [8 empty] | 0 | 0 | 0 | 0 | 0 | 0 | 0 | [5 empty] | 0
FL Zone 2RetailTurnover |  | XXXXXXXX | Yes | Equipment | Variable Refrigerant Flow (VRF) HVAC Systems | Variable Refrigerant Flow (VRF) HVAC Systems | Code-Compliant PTHP | Commercial | Turnover | Retail | FL Zone 2 | Space Heating | Residential/split system heat pump |  | 0 | Per Unit | [7 empty] | 2362.7507 | 1624.3911 | 738.3596 | 0.3125 |  | 15 |  |  |  | 738.3596 | [8 empty] | 0 | 0 | 0 | 0 | 0 | 0 | 0 | [5 empty] | 0
FL Zone 2Schools K-12Turnover |  | XXXXXXXX | Yes | Equipment | Variable Refrigerant Flow (VRF) HVAC Systems | Variable Refrigerant Flow (VRF) HVAC Systems | Code-Compliant PTHP | Commercial | Turnover | Schools K-12 | FL Zone 2 | Space Heating | Residential/split system heat pump |  | 0 | Per Unit | [7 empty] | 2174.7117 | 1495.1143 | 679.5974 | 0.3125 |  | 15 |  |  |  | 679.5974 | [8 empty] | 0 | 0 | 0 | 0 | 0 | 0 | 0 | [5 empty] | 0
FL Zone 2WarehouseTurnover |  | XXXXXXXX | Yes | Equipment | Variable Refrigerant Flow (VRF) HVAC Systems | Variable Refrigerant Flow (VRF) HVAC Systems | Code-Compliant PTHP | Commercial | Turnover | Warehouse | FL Zone 2 | Space Heating | Residential/split system heat pump |  | 0 | Per Unit | [7 empty] | 564.117 | 387.8304 | 176.2865 | 0.3125 |  | 15 |  |  |  | 176.2865 | [8 empty] | 0 | 0 | 0 | 0 | 0 | 0 | 0 | [5 empty] | 0
FL Zone 2AssemblyNew |  | XXXXXXXX | Yes | Equipment | Variable Refrigerant Flow (VRF) HVAC Systems | Variable Refrigerant Flow (VRF) HVAC Systems | Code-Compliant PTHP | Commercial | New | Assembly | FL Zone 2 | Space Heating | Residential/split system heat pump |  | 0 | Per Unit | [7 empty] | 1021.951 | 702.5913 | 319.3597 | 0.3125 |  | 15 |  |  |  | 319.3597 | [8 empty] | 0 | 0 | 0 | 0 | 0 | 0 | 0 | [5 empty] | 0
FL Zone 2College and UniversityNew |  | XXXXXXXX | Yes | Equipment | Variable Refrigerant Flow (VRF) HVAC Systems | Variable Refrigerant Flow (VRF) HVAC Systems | Code-Compliant PTHP | Commercial | New | College and University | FL Zone 2 | Space Heating | Residential/split system heat pump |  | 0 | Per Unit | [7 empty] | 1021.951 | 702.5913 | 319.3597 | 0.3125 |  | 15 |  |  |  | 319.3597 | [8 empty] | 0 | 0 | 0 | 0 | 0 | 0 | 0 | [5 empty] | 0
FL Zone 2GroceryNew |  | XXXXXXXX | Yes | Equipment | Variable Refrigerant Flow (VRF) HVAC Systems | Variable Refrigerant Flow (VRF) HVAC Systems | Code-Compliant PTHP | Commercial | New | Grocery | FL Zone 2 | Space Heating | Residential/split system heat pump |  | 0 | Per Unit | [7 empty] | 1757.7557 | 1208.4571 | 549.2987 | 0.3125 |  | 15 |  |  |  | 549.2987 | [8 empty] | 0 | 0 | 0 | 0 | 0 | 0 | 0 | [5 empty] | 0
FL Zone 2HealthcareNew |  | XXXXXXXX | Yes | Equipment | Variable Refrigerant Flow (VRF) HVAC Systems | Variable Refrigerant Flow (VRF) HVAC Systems | Code-Compliant PTHP | Commercial | New | Healthcare | FL Zone 2 | Space Heating | Residential/split system heat pump |  | 0 | Per Unit | [7 empty] | 1602.4192 | 1101.6632 | 500.756 | 0.3125 |  | 15 |  |  |  | 500.756 | [8 empty] | 0 | 0 | 0 | 0 | 0 | 0 | 0 | [5 empty] | 0
FL Zone 2HospitalsNew |  | XXXXXXXX | Yes | Equipment | Variable Refrigerant Flow (VRF) HVAC Systems | Variable Refrigerant Flow (VRF) HVAC Systems | Code-Compliant PTHP | Commercial | New | Hospitals | FL Zone 2 | Space Heating | Residential/split system heat pump |  | 0 | Per Unit | [7 empty] | 1823.1606 | 1253.4229 | 569.7377 | 0.3125 |  | 15 |  |  |  | 569.7377 | [8 empty] | 0 | 0 | 0 | 0 | 0 | 0 | 0 | [5 empty] | 0
FL Zone 2InstitutionalNew |  | XXXXXXXX | Yes | Equipment | Variable Refrigerant Flow (VRF) HVAC Systems | Variable Refrigerant Flow (VRF) HVAC Systems | Code-Compliant PTHP | Commercial | New | Institutional | FL Zone 2 | Space Heating | Residential/split system heat pump |  | 0 | Per Unit | [7 empty] | 891.1413 | 612.6596 | 278.4816 | 0.3125 |  | 15 |  |  |  | 278.4816 | [8 empty] | 0 | 0 | 0 | 0 | 0 | 0 | 0 | [5 empty] | 0
FL Zone 2Lodging/HospitalityNew |  | XXXXXXXX | Yes | Equipment | Variable Refrigerant Flow (VRF) HVAC Systems | Variable Refrigerant Flow (VRF) HVAC Systems | Code-Compliant PTHP | Commercial | New | Lodging/Hospitality | FL Zone 2 | Space Heating | Residential/split system heat pump |  | 0 | Per Unit | [7 empty] | 1079.1803 | 741.9364 | 337.2438 | 0.3125 |  | 15 |  |  |  | 337.2438 | [8 empty] | 0 | 0 | 0 | 0 | 0 | 0 | 0 | [5 empty] | 0
FL Zone 2MiscellaneousNew |  | XXXXXXXX | Yes | Equipment | Variable Refrigerant Flow (VRF) HVAC Systems | Variable Refrigerant Flow (VRF) HVAC Systems | Code-Compliant PTHP | Commercial | New | Miscellaneous | FL Zone 2 | Space Heating | Residential/split system heat pump |  | 0 | Per Unit | [7 empty] | 564.117 | 387.8304 | 176.2865 | 0.3125 |  | 15 |  |  |  | 176.2865 | [8 empty] | 0 | 0 | 0 | 0 | 0 | 0 | 0 | [5 empty] | 0
FL Zone 2OfficesNew |  | XXXXXXXX | Yes | Equipment | Variable Refrigerant Flow (VRF) HVAC Systems | Variable Refrigerant Flow (VRF) HVAC Systems | Code-Compliant PTHP | Commercial | New | Offices | FL Zone 2 | Space Heating | Residential/split system heat pump |  | 0 | Per Unit | [7 empty] | 596.8194 | 410.3133 | 186.5061 | 0.3125 |  | 15 |  |  |  | 186.5061 | [8 empty] | 0 | 0 | 0 | 0 | 0 | 0 | 0 | [5 empty] | 0
FL Zone 2RestaurantsNew |  | XXXXXXXX | Yes | Equipment | Variable Refrigerant Flow (VRF) HVAC Systems | Variable Refrigerant Flow (VRF) HVAC Systems | Code-Compliant PTHP | Commercial | New | Restaurants | FL Zone 2 | Space Heating | Residential/split system heat pump |  | 0 | Per Unit | [7 empty] | 3768.9553 | 2591.1568 | 1177.7985 | 0.3125 |  | 15 |  |  |  | 1177.7985 | [8 empty] | 0 | 0 | 0 | 0 | 0 | 0 | 0 | [5 empty] | 0
FL Zone 2RetailNew |  | XXXXXXXX | Yes | Equipment | Variable Refrigerant Flow (VRF) HVAC Systems | Variable Refrigerant Flow (VRF) HVAC Systems | Code-Compliant PTHP | Commercial | New | Retail | FL Zone 2 | Space Heating | Residential/split system heat pump |  | 0 | Per Unit | [7 empty] | 2362.7507 | 1624.3911 | 738.3596 | 0.3125 |  | 15 |  |  |  | 738.3596 | [8 empty] | 0 | 0 | 0 | 0 | 0 | 0 | 0 | [5 empty] | 0
FL Zone 2Schools K-12New |  | XXXXXXXX | Yes | Equipment | Variable Refrigerant Flow (VRF) HVAC Systems | Variable Refrigerant Flow (VRF) HVAC Systems | Code-Compliant PTHP | Commercial | New | Schools K-12 | FL Zone 2 | Space Heating | Residential/split system heat pump |  | 0 | Per Unit | [7 empty] | 2174.7117 | 1495.1143 | 679.5974 | 0.3125 |  | 15 |  |  |  | 679.5974 | [8 empty] | 0 | 0 | 0 | 0 | 0 | 0 | 0 | [5 empty] | 0
FL Zone 2WarehouseNew |  | XXXXXXXX | Yes | Equipment | Variable Refrigerant Flow (VRF) HVAC Systems | Variable Refrigerant Flow (VRF) HVAC Systems | Code-Compliant PTHP | Commercial | New | Warehouse | FL Zone 2 | Space Heating | Residential/split system heat pump |  | 0 | Per Unit | [7 empty] | 564.117 | 387.8304 | 176.2865 | 0.3125 |  | 15 |  |  |  | 176.2865 | [8 empty] | 0 | 0 | 0 | 0 | 0 | 0 | 0 | [5 empty] | 0
FL Zone 2AssemblyTurnover |  | XXXXXXXX | Yes | Equipment | Variable Speed Pool Pump | Variable Speed Pool Pump | Single Speed Pool Pump Motor | Commercial | Turnover | Assembly | FL Zone 2 | Miscellaneous | Pool pump |  | 0 | Per Pool | [7 empty] | 5018.75 | 1788.5 | 3230.25 | 0.64364 |  | 10 |  |  |  | 3230.25 | [8 empty] | 0 | 0 | 0 | 0 | 0 | 0 | 0 | [5 empty] | 0
FL Zone 2College and UniversityTurnover |  | XXXXXXXX | Yes | Equipment | Variable Speed Pool Pump | Variable Speed Pool Pump | Single Speed Pool Pump Motor | Commercial | Turnover | College and University | FL Zone 2 | Miscellaneous | Pool pump |  | 0 | Per Pool | [7 empty] | 5018.75 | 1788.5 | 3230.25 | 0.64364 |  | 10 |  |  |  | 3230.25 | [8 empty] | 0 | 0 | 0 | 0 | 0 | 0 | 0 | [5 empty] | 0
FL Zone 2GroceryTurnover |  | XXXXXXXX | Yes | Equipment | Variable Speed Pool Pump | Variable Speed Pool Pump | Single Speed Pool Pump Motor | Commercial | Turnover | Grocery | FL Zone 2 | Miscellaneous | Pool pump |  | 0 | Per Pool | [7 empty] | 5018.75 | 1788.5 | 3230.25 | 0.64364 |  | 10 |  |  |  | 3230.25 | [8 empty] | 0 | 0 | 0 | 0 | 0 | 0 | 0 | [5 empty] | 0
FL Zone 2HealthcareTurnover |  | XXXXXXXX | Yes | Equipment | Variable Speed Pool Pump | Variable Speed Pool Pump | Single Speed Pool Pump Motor | Commercial | Turnover | Healthcare | FL Zone 2 | Miscellaneous | Pool pump |  | 0 | Per Pool | [7 empty] | 5018.75 | 1788.5 | 3230.25 | 0.64364 |  | 10 |  |  |  | 3230.25 | [8 empty] | 0 | 0 | 0 | 0 | 0 | 0 | 0 | [5 empty] | 0
FL Zone 2HospitalsTurnover |  | XXXXXXXX | Yes | Equipment | Variable Speed Pool Pump | Variable Speed Pool Pump | Single Speed Pool Pump Motor | Commercial | Turnover | Hospitals | FL Zone 2 | Miscellaneous | Pool pump |  | 0 | Per Pool | [7 empty] | 5018.75 | 1788.5 | 3230.25 | 0.64364 |  | 10 |  |  |  | 3230.25 | [8 empty] | 0 | 0 | 0 | 0 | 0 | 0 | 0 | [5 empty] | 0
FL Zone 2InstitutionalTurnover |  | XXXXXXXX | Yes | Equipment | Variable Speed Pool Pump | Variable Speed Pool Pump | Single Speed Pool Pump Motor | Commercial | Turnover | Institutional | FL Zone 2 | Miscellaneous | Pool pump |  | 0 | Per Pool | [7 empty] | 5018.75 | 1788.5 | 3230.25 | 0.64364 |  | 10 |  |  |  | 3230.25 | [8 empty] | 0 | 0 | 0 | 0 | 0 | 0 | 0 | [5 empty] | 0
FL Zone 2Lodging/HospitalityTurnover |  | XXXXXXXX | Yes | Equipment | Variable Speed Pool Pump | Variable Speed Pool Pump | Single Speed Pool Pump Motor | Commercial | Turnover | Lodging/Hospitality | FL Zone 2 | Miscellaneous | Pool pump |  | 0 | Per Pool | [7 empty] | 5018.75 | 1788.5 | 3230.25 | 0.64364 |  | 10 |  |  |  | 3230.25 | [8 empty] | 0 | 0 | 0 | 0 | 0 | 0 | 0 | [5 empty] | 0
FL Zone 2MiscellaneousTurnover |  | XXXXXXXX | Yes | Equipment | Variable Speed Pool Pump | Variable Speed Pool Pump | Single Speed Pool Pump Motor | Commercial | Turnover | Miscellaneous | FL Zone 2 | Miscellaneous | Pool pump |  | 0 | Per Pool | [7 empty] | 5018.75 | 1788.5 | 3230.25 | 0.64364 |  | 10 |  |  |  | 3230.25 | [8 empty] | 0 | 0 | 0 | 0 | 0 | 0 | 0 | [5 empty] | 0
FL Zone 2OfficesTurnover |  | XXXXXXXX | Yes | Equipment | Variable Speed Pool Pump | Variable Speed Pool Pump | Single Speed Pool Pump Motor | Commercial | Turnover | Offices | FL Zone 2 | Miscellaneous | Pool pump |  | 0 | Per Pool | [7 empty] | 5018.75 | 1788.5 | 3230.25 | 0.64364 |  | 10 |  |  |  | 3230.25 | [8 empty] | 0 | 0 | 0 | 0 | 0 | 0 | 0 | [5 empty] | 0
FL Zone 2RestaurantsTurnover |  | XXXXXXXX | Yes | Equipment | Variable Speed Pool Pump | Variable Speed Pool Pump | Single Speed Pool Pump Motor | Commercial | Turnover | Restaurants | FL Zone 2 | Miscellaneous | Pool pump |  | 0 | Per Pool | [7 empty] | 5018.75 | 1788.5 | 3230.25 | 0.64364 |  | 10 |  |  |  | 3230.25 | [8 empty] | 0 | 0 | 0 | 0 | 0 | 0 | 0 | [5 empty] | 0
FL Zone 2RetailTurnover |  | XXXXXXXX | Yes | Equipment | Variable Speed Pool Pump | Variable Speed Pool Pump | Single Speed Pool Pump Motor | Commercial | Turnover | Retail | FL Zone 2 | Miscellaneous | Pool pump |  | 0 | Per Pool | [7 empty] | 5018.75 | 1788.5 | 3230.25 | 0.64364 |  | 10 |  |  |  | 3230.25 | [8 empty] | 0 | 0 | 0 | 0 | 0 | 0 | 0 | [5 empty] | 0
FL Zone 2Schools K-12Turnover |  | XXXXXXXX | Yes | Equipment | Variable Speed Pool Pump | Variable Speed Pool Pump | Single Speed Pool Pump Motor | Commercial | Turnover | Schools K-12 | FL Zone 2 | Miscellaneous | Pool pump |  | 0 | Per Pool | [7 empty] | 5018.75 | 1788.5 | 3230.25 | 0.64364 |  | 10 |  |  |  | 3230.25 | [8 empty] | 0 | 0 | 0 | 0 | 0 | 0 | 0 | [5 empty] | 0
FL Zone 2AssemblyNew |  | XXXXXXXX | Yes | Equipment | Variable Speed Pool Pump | Variable Speed Pool Pump | Single Speed Pool Pump Motor | Commercial | New | Assembly | FL Zone 2 | Miscellaneous | Pool pump |  | 0 | Per Pool | [7 empty] | 5018.75 | 1788.5 | 3230.25 | 0.64364 |  | 10 |  |  |  | 3230.25 | [8 empty] | 0 | 0 | 0 | 0 | 0 | 0 | 0 | [5 empty] | 0
FL Zone 2College and UniversityNew |  | XXXXXXXX | Yes | Equipment | Variable Speed Pool Pump | Variable Speed Pool Pump | Single Speed Pool Pump Motor | Commercial | New | College and University | FL Zone 2 | Miscellaneous | Pool pump |  | 0 | Per Pool | [7 empty] | 5018.75 | 1788.5 | 3230.25 | 0.64364 |  | 10 |  |  |  | 3230.25 | [8 empty] | 0 | 0 | 0 | 0 | 0 | 0 | 0 | [5 empty] | 0
FL Zone 2GroceryNew |  | XXXXXXXX | Yes | Equipment | Variable Speed Pool Pump | Variable Speed Pool Pump | Single Speed Pool Pump Motor | Commercial | New | Grocery | FL Zone 2 | Miscellaneous | Pool pump |  | 0 | Per Pool | [7 empty] | 5018.75 | 1788.5 | 3230.25 | 0.64364 |  | 10 |  |  |  | 3230.25 | [8 empty] | 0 | 0 | 0 | 0 | 0 | 0 | 0 | [5 empty] | 0
FL Zone 2HealthcareNew |  | XXXXXXXX | Yes | Equipment | Variable Speed Pool Pump | Variable Speed Pool Pump | Single Speed Pool Pump Motor | Commercial | New | Healthcare | FL Zone 2 | Miscellaneous | Pool pump |  | 0 | Per Pool | [7 empty] | 5018.75 | 1788.5 | 3230.25 | 0.64364 |  | 10 |  |  |  | 3230.25 | [8 empty] | 0 | 0 | 0 | 0 | 0 | 0 | 0 | [5 empty] | 0
FL Zone 2HospitalsNew |  | XXXXXXXX | Yes | Equipment | Variable Speed Pool Pump | Variable Speed Pool Pump | Single Speed Pool Pump Motor | Commercial | New | Hospitals | FL Zone 2 | Miscellaneous | Pool pump |  | 0 | Per Pool | [7 empty] | 5018.75 | 1788.5 | 3230.25 | 0.64364 |  | 10 |  |  |  | 3230.25 | [8 empty] | 0 | 0 | 0 | 0 | 0 | 0 | 0 | [5 empty] | 0
FL Zone 2InstitutionalNew |  | XXXXXXXX | Yes | Equipment | Variable Speed Pool Pump | Variable Speed Pool Pump | Single Speed Pool Pump Motor | Commercial | New | Institutional | FL Zone 2 | Miscellaneous | Pool pump |  | 0 | Per Pool | [7 empty] | 5018.75 | 1788.5 | 3230.25 | 0.64364 |  | 10 |  |  |  | 3230.25 | [8 empty] | 0 | 0 | 0 | 0 | 0 | 0 | 0 | [5 empty] | 0
FL Zone 2Lodging/HospitalityNew |  | XXXXXXXX | Yes | Equipment | Variable Speed Pool Pump | Variable Speed Pool Pump | Single Speed Pool Pump Motor | Commercial | New | Lodging/Hospitality | FL Zone 2 | Miscellaneous | Pool pump |  | 0 | Per Pool | [7 empty] | 5018.75 | 1788.5 | 3230.25 | 0.64364 |  | 10 |  |  |  | 3230.25 | [8 empty] | 0 | 0 | 0 | 0 | 0 | 0 | 0 | [5 empty] | 0
FL Zone 2MiscellaneousNew |  | XXXXXXXX | Yes | Equipment | Variable Speed Pool Pump | Variable Speed Pool Pump | Single Speed Pool Pump Motor | Commercial | New | Miscellaneous | FL Zone 2 | Miscellaneous | Pool pump |  | 0 | Per Pool | [7 empty] | 5018.75 | 1788.5 | 3230.25 | 0.64364 |  | 10 |  |  |  | 3230.25 | [8 empty] | 0 | 0 | 0 | 0 | 0 | 0 | 0 | [5 empty] | 0
FL Zone 2OfficesNew |  | XXXXXXXX | Yes | Equipment | Variable Speed Pool Pump | Variable Speed Pool Pump | Single Speed Pool Pump Motor | Commercial | New | Offices | FL Zone 2 | Miscellaneous | Pool pump |  | 0 | Per Pool | [7 empty] | 5018.75 | 1788.5 | 3230.25 | 0.64364 |  | 10 |  |  |  | 3230.25 | [8 empty] | 0 | 0 | 0 | 0 | 0 | 0 | 0 | [5 empty] | 0
FL Zone 2RestaurantsNew |  | XXXXXXXX | Yes | Equipment | Variable Speed Pool Pump | Variable Speed Pool Pump | Single Speed Pool Pump Motor | Commercial | New | Restaurants | FL Zone 2 | Miscellaneous | Pool pump |  | 0 | Per Pool | [7 empty] | 5018.75 | 1788.5 | 3230.25 | 0.64364 |  | 10 |  |  |  | 3230.25 | [8 empty] | 0 | 0 | 0 | 0 | 0 | 0 | 0 | [5 empty] | 0
FL Zone 2RetailNew |  | XXXXXXXX | Yes | Equipment | Variable Speed Pool Pump | Variable Speed Pool Pump | Single Speed Pool Pump Motor | Commercial | New | Retail | FL Zone 2 | Miscellaneous | Pool pump |  | 0 | Per Pool | [7 empty] | 5018.75 | 1788.5 | 3230.25 | 0.64364 |  | 10 |  |  |  | 3230.25 | [8 empty] | 0 | 0 | 0 | 0 | 0 | 0 | 0 | [5 empty] | 0
FL Zone 2Schools K-12New |  | XXXXXXXX | Yes | Equipment | Variable Speed Pool Pump | Variable Speed Pool Pump | Single Speed Pool Pump Motor | Commercial | New | Schools K-12 | FL Zone 2 | Miscellaneous | Pool pump |  | 0 | Per Pool | [7 empty] | 5018.75 | 1788.5 | 3230.25 | 0.64364 |  | 10 |  |  |  | 3230.25 | [8 empty] | 0 | 0 | 0 | 0 | 0 | 0 | 0 | [5 empty] | 0
FL Zone 2AssemblyExisting |  | XXXXXXXX | Yes | Nonequipment | VAV System | Variable Air Volume Distribution System | Constant Air Volume Distribution System | Commercial | Existing | Assembly | FL Zone 2 | Ventilation and Circulation |  |  | 0 | Per End Use Consumption | [7 empty] | 232491.5231 | 162744.0662 | 69747.4569 | 0.3 |  | 10 |  |  |  | 69747.4569 | [8 empty] | 0 | 0 | 0 | 0 | 0 | 0 | 0 | [5 empty] | 0
FL Zone 2College and UniversityExisting |  | XXXXXXXX | Yes | Nonequipment | VAV System | Variable Air Volume Distribution System | Constant Air Volume Distribution System | Commercial | Existing | College and University | FL Zone 2 | Ventilation and Circulation |  |  | 0 | Per End Use Consumption | [7 empty] | 916260.7327 | 641382.5129 | 274878.2198 | 0.3 |  | 10 |  |  |  | 274878.2198 | [8 empty] | 0 | 0 | 0 | 0 | 0 | 0 | 0 | [5 empty] | 0
FL Zone 2GroceryExisting |  | XXXXXXXX | Yes | Nonequipment | VAV System | Variable Air Volume Distribution System | Constant Air Volume Distribution System | Commercial | Existing | Grocery | FL Zone 2 | Ventilation and Circulation |  |  | 0 | Per End Use Consumption | [7 empty] | 56854.4746 | 39798.1322 | 17056.3424 | 0.3 |  | 10 |  |  |  | 17056.3424 | [8 empty] | 0 | 0 | 0 | 0 | 0 | 0 | 0 | [5 empty] | 0
FL Zone 2HealthcareExisting |  | XXXXXXXX | Yes | Nonequipment | VAV System | Variable Air Volume Distribution System | Constant Air Volume Distribution System | Commercial | Existing | Healthcare | FL Zone 2 | Ventilation and Circulation |  |  | 0 | Per End Use Consumption | [7 empty] | 242790.5708 | 169953.3995 | 72837.1712 | 0.3 |  | 10 |  |  |  | 72837.1712 | [8 empty] | 0 | 0 | 0 | 0 | 0 | 0 | 0 | [5 empty] | 0
FL Zone 2HospitalsExisting |  | XXXXXXXX | Yes | Nonequipment | VAV System | Variable Air Volume Distribution System | Constant Air Volume Distribution System | Commercial | Existing | Hospitals | FL Zone 2 | Ventilation and Circulation |  |  | 0 | Per End Use Consumption | [7 empty] | 2529839.5464 | 1770887.6825 | 758951.8639 | 0.3 |  | 10 |  |  |  | 758951.8639 | [8 empty] | 0 | 0 | 0 | 0 | 0 | 0 | 0 | [5 empty] | 0
FL Zone 2InstitutionalExisting |  | XXXXXXXX | Yes | Nonequipment | VAV System | Variable Air Volume Distribution System | Constant Air Volume Distribution System | Commercial | Existing | Institutional | FL Zone 2 | Ventilation and Circulation |  |  | 0 | Per End Use Consumption | [7 empty] | 248938.7869 | 174257.1508 | 74681.6361 | 0.3 |  | 10 |  |  |  | 74681.6361 | [8 empty] | 0 | 0 | 0 | 0 | 0 | 0 | 0 | [5 empty] | 0
FL Zone 2Lodging/HospitalityExisting |  | XXXXXXXX | Yes | Nonequipment | VAV System | Variable Air Volume Distribution System | Constant Air Volume Distribution System | Commercial | Existing | Lodging/Hospitality | FL Zone 2 | Ventilation and Circulation |  |  | 0 | Per End Use Consumption | [7 empty] | 407917.7131 | 285542.3992 | 122375.3139 | 0.3 |  | 10 |  |  |  | 122375.3139 | [8 empty] | 0 | 0 | 0 | 0 | 0 | 0 | 0 | [5 empty] | 0
FL Zone 2MiscellaneousExisting |  | XXXXXXXX | Yes | Nonequipment | VAV System | Variable Air Volume Distribution System | Constant Air Volume Distribution System | Commercial | Existing | Miscellaneous | FL Zone 2 | Ventilation and Circulation |  |  | 0 | Per End Use Consumption | [7 empty] | 370046.7872 | 259032.751 | 111014.0362 | 0.3 |  | 10 |  |  |  | 111014.0362 | [8 empty] | 0 | 0 | 0 | 0 | 0 | 0 | 0 | [5 empty] | 0
FL Zone 2OfficesExisting |  | XXXXXXXX | Yes | Nonequipment | VAV System | Variable Air Volume Distribution System | Constant Air Volume Distribution System | Commercial | Existing | Offices | FL Zone 2 | Ventilation and Circulation |  |  | 0 | Per End Use Consumption | [7 empty] | 193851.3953 | 135695.9767 | 58155.4186 | 0.3 |  | 10 |  |  |  | 58155.4186 | [8 empty] | 0 | 0 | 0 | 0 | 0 | 0 | 0 | [5 empty] | 0
FL Zone 2RestaurantsExisting |  | XXXXXXXX | Yes | Nonequipment | VAV System | Variable Air Volume Distribution System | Constant Air Volume Distribution System | Commercial | Existing | Restaurants | FL Zone 2 | Ventilation and Circulation |  |  | 0 | Per End Use Consumption | [7 empty] | 61296.1247 | 42907.2873 | 18388.8374 | 0.3 |  | 10 |  |  |  | 18388.8374 | [8 empty] | 0 | 0 | 0 | 0 | 0 | 0 | 0 | [5 empty] | 0
FL Zone 2RetailExisting |  | XXXXXXXX | Yes | Nonequipment | VAV System | Variable Air Volume Distribution System | Constant Air Volume Distribution System | Commercial | Existing | Retail | FL Zone 2 | Ventilation and Circulation |  |  | 0 | Per End Use Consumption | [7 empty] | 138089.0745 | 96662.3522 | 41426.7224 | 0.3 |  | 10 |  |  |  | 41426.7224 | [8 empty] | 0 | 0 | 0 | 0 | 0 | 0 | 0 | [5 empty] | 0
FL Zone 2Schools K-12Existing |  | XXXXXXXX | Yes | Nonequipment | VAV System | Variable Air Volume Distribution System | Constant Air Volume Distribution System | Commercial | Existing | Schools K-12 | FL Zone 2 | Ventilation and Circulation |  |  | 0 | Per End Use Consumption | [7 empty] | 628205.4064 | 439743.7845 | 188461.6219 | 0.3 |  | 10 |  |  |  | 188461.6219 | [8 empty] | 0 | 0 | 0 | 0 | 0 | 0 | 0 | [5 empty] | 0
FL Zone 2WarehouseExisting |  | XXXXXXXX | Yes | Nonequipment | VAV System | Variable Air Volume Distribution System | Constant Air Volume Distribution System | Commercial | Existing | Warehouse | FL Zone 2 | Ventilation and Circulation |  |  | 0 | Per End Use Consumption | [7 empty] | 193838.8423 | 135687.1896 | 58151.6527 | 0.3 |  | 10 |  |  |  | 58151.6527 | [8 empty] | 0 | 0 | 0 | 0 | 0 | 0 | 0 | [5 empty] | 0
FL Zone 2AssemblyNew |  | XXXXXXXX | Yes | Nonequipment | VAV System | Variable Air Volume Distribution System | Constant Air Volume Distribution System | Commercial | New | Assembly | FL Zone 2 | Ventilation and Circulation |  |  | 0 | Per End Use Consumption | [7 empty] | 232491.5231 | 162744.0662 | 69747.4569 | 0.3 |  | 10 |  |  |  | 69747.4569 | [8 empty] | 0 | 0 | 0 | 0 | 0 | 0 | 0 | [5 empty] | 0
FL Zone 2College and UniversityNew |  | XXXXXXXX | Yes | Nonequipment | VAV System | Variable Air Volume Distribution System | Constant Air Volume Distribution System | Commercial | New | College and University | FL Zone 2 | Ventilation and Circulation |  |  | 0 | Per End Use Consumption | [7 empty] | 916260.7327 | 641382.5129 | 274878.2198 | 0.3 |  | 10 |  |  |  | 274878.2198 | [8 empty] | 0 | 0 | 0 | 0 | 0 | 0 | 0 | [5 empty] | 0
FL Zone 2GroceryNew |  | XXXXXXXX | Yes | Nonequipment | VAV System | Variable Air Volume Distribution System | Constant Air Volume Distribution System | Commercial | New | Grocery | FL Zone 2 | Ventilation and Circulation |  |  | 0 | Per End Use Consumption | [7 empty] | 56854.4746 | 39798.1322 | 17056.3424 | 0.3 |  | 10 |  |  |  | 17056.3424 | [8 empty] | 0 | 0 | 0 | 0 | 0 | 0 | 0 | [5 empty] | 0
FL Zone 2HealthcareNew |  | XXXXXXXX | Yes | Nonequipment | VAV System | Variable Air Volume Distribution System | Constant Air Volume Distribution System | Commercial | New | Healthcare | FL Zone 2 | Ventilation and Circulation |  |  | 0 | Per End Use Consumption | [7 empty] | 242790.5708 | 169953.3995 | 72837.1712 | 0.3 |  | 10 |  |  |  | 72837.1712 | [8 empty] | 0 | 0 | 0 | 0 | 0 | 0 | 0 | [5 empty] | 0
FL Zone 2HospitalsNew |  | XXXXXXXX | Yes | Nonequipment | VAV System | Variable Air Volume Distribution System | Constant Air Volume Distribution System | Commercial | New | Hospitals | FL Zone 2 | Ventilation and Circulation |  |  | 0 | Per End Use Consumption | [7 empty] | 2529839.5464 | 1770887.6825 | 758951.8639 | 0.3 |  | 10 |  |  |  | 758951.8639 | [8 empty] | 0 | 0 | 0 | 0 | 0 | 0 | 0 | [5 empty] | 0
FL Zone 2InstitutionalNew |  | XXXXXXXX | Yes | Nonequipment | VAV System | Variable Air Volume Distribution System | Constant Air Volume Distribution System | Commercial | New | Institutional | FL Zone 2 | Ventilation and Circulation |  |  | 0 | Per End Use Consumption | [7 empty] | 248938.7869 | 174257.1508 | 74681.6361 | 0.3 |  | 10 |  |  |  | 74681.6361 | [8 empty] | 0 | 0 | 0 | 0 | 0 | 0 | 0 | [5 empty] | 0
FL Zone 2Lodging/HospitalityNew |  | XXXXXXXX | Yes | Nonequipment | VAV System | Variable Air Volume Distribution System | Constant Air Volume Distribution System | Commercial | New | Lodging/Hospitality | FL Zone 2 | Ventilation and Circulation |  |  | 0 | Per End Use Consumption | [7 empty] | 407917.7131 | 285542.3992 | 122375.3139 | 0.3 |  | 10 |  |  |  | 122375.3139 | [8 empty] | 0 | 0 | 0 | 0 | 0 | 0 | 0 | [5 empty] | 0
FL Zone 2MiscellaneousNew |  | XXXXXXXX | Yes | Nonequipment | VAV System | Variable Air Volume Distribution System | Constant Air Volume Distribution System | Commercial | New | Miscellaneous | FL Zone 2 | Ventilation and Circulation |  |  | 0 | Per End Use Consumption | [7 empty] | 370046.7872 | 259032.751 | 111014.0362 | 0.3 |  | 10 |  |  |  | 111014.0362 | [8 empty] | 0 | 0 | 0 | 0 | 0 | 0 | 0 | [5 empty] | 0
FL Zone 2OfficesNew |  | XXXXXXXX | Yes | Nonequipment | VAV System | Variable Air Volume Distribution System | Constant Air Volume Distribution System | Commercial | New | Offices | FL Zone 2 | Ventilation and Circulation |  |  | 0 | Per End Use Consumption | [7 empty] | 193851.3953 | 135695.9767 | 58155.4186 | 0.3 |  | 10 |  |  |  | 58155.4186 | [8 empty] | 0 | 0 | 0 | 0 | 0 | 0 | 0 | [5 empty] | 0
FL Zone 2RestaurantsNew |  | XXXXXXXX | Yes | Nonequipment | VAV System | Variable Air Volume Distribution System | Constant Air Volume Distribution System | Commercial | New | Restaurants | FL Zone 2 | Ventilation and Circulation |  |  | 0 | Per End Use Consumption | [7 empty] | 61296.1247 | 42907.2873 | 18388.8374 | 0.3 |  | 10 |  |  |  | 18388.8374 | [8 empty] | 0 | 0 | 0 | 0 | 0 | 0 | 0 | [5 empty] | 0
FL Zone 2RetailNew |  | XXXXXXXX | Yes | Nonequipment | VAV System | Variable Air Volume Distribution System | Constant Air Volume Distribution System | Commercial | New | Retail | FL Zone 2 | Ventilation and Circulation |  |  | 0 | Per End Use Consumption | [7 empty] | 138089.0745 | 96662.3522 | 41426.7224 | 0.3 |  | 10 |  |  |  | 41426.7224 | [8 empty] | 0 | 0 | 0 | 0 | 0 | 0 | 0 | [5 empty] | 0
FL Zone 2Schools K-12New |  | XXXXXXXX | Yes | Nonequipment | VAV System | Variable Air Volume Distribution System | Constant Air Volume Distribution System | Commercial | New | Schools K-12 | FL Zone 2 | Ventilation and Circulation |  |  | 0 | Per End Use Consumption | [7 empty] | 628205.4064 | 439743.7845 | 188461.6219 | 0.3 |  | 10 |  |  |  | 188461.6219 | [8 empty] | 0 | 0 | 0 | 0 | 0 | 0 | 0 | [5 empty] | 0
FL Zone 2WarehouseNew |  | XXXXXXXX | Yes | Nonequipment | VAV System | Variable Air Volume Distribution System | Constant Air Volume Distribution System | Commercial | New | Warehouse | FL Zone 2 | Ventilation and Circulation |  |  | 0 | Per End Use Consumption | [7 empty] | 193838.8423 | 135687.1896 | 58151.6527 | 0.3 |  | 10 |  |  |  | 58151.6527 | [8 empty] | 0 | 0 | 0 | 0 | 0 | 0 | 0 | [5 empty] | 0
FL Zone 2AssemblyExisting |  | XXXXXXXX | Yes | Nonequipment | VSD Controlled Compressor | Variable Speed Drive Control - includes all non-HVAC applications | Constant speed motors & pumps | Commercial | Existing | Assembly | FL Zone 2 | Miscellaneous |  |  | 0 | Per End Use Consumption | [7 empty] | 63311.04 | 50150.88 | 13160.16 | 0.20787 |  | 15 |  |  |  | 13160.16 | [8 empty] | 0 | 0 | 0 | 0 | 0 | 0 | 0 | [5 empty] | 0
FL Zone 2College and UniversityExisting |  | XXXXXXXX | Yes | Nonequipment | VSD Controlled Compressor | Variable Speed Drive Control - includes all non-HVAC applications | Constant speed motors & pumps | Commercial | Existing | College and University | FL Zone 2 | Miscellaneous |  |  | 0 | Per End Use Consumption | [7 empty] | 63311.04 | 50150.88 | 13160.16 | 0.20787 |  | 15 |  |  |  | 13160.16 | [8 empty] | 0 | 0 | 0 | 0 | 0 | 0 | 0 | [5 empty] | 0
FL Zone 2GroceryExisting |  | XXXXXXXX | Yes | Nonequipment | VSD Controlled Compressor | Variable Speed Drive Control - includes all non-HVAC applications | Constant speed motors & pumps | Commercial | Existing | Grocery | FL Zone 2 | Miscellaneous |  |  | 0 | Per End Use Consumption | [7 empty] | 63311.04 | 50150.88 | 13160.16 | 0.20787 |  | 15 |  |  |  | 13160.16 | [8 empty] | 0 | 0 | 0 | 0 | 0 | 0 | 0 | [5 empty] | 0
FL Zone 2HealthcareExisting |  | XXXXXXXX | Yes | Nonequipment | VSD Controlled Compressor | Variable Speed Drive Control - includes all non-HVAC applications | Constant speed motors & pumps | Commercial | Existing | Healthcare | FL Zone 2 | Miscellaneous |  |  | 0 | Per End Use Consumption | [7 empty] | 63311.04 | 50150.88 | 13160.16 | 0.20787 |  | 15 |  |  |  | 13160.16 | [8 empty] | 0 | 0 | 0 | 0 | 0 | 0 | 0 | [5 empty] | 0
FL Zone 2HospitalsExisting |  | XXXXXXXX | Yes | Nonequipment | VSD Controlled Compressor | Variable Speed Drive Control - includes all non-HVAC applications | Constant speed motors & pumps | Commercial | Existing | Hospitals | FL Zone 2 | Miscellaneous |  |  | 0 | Per End Use Consumption | [7 empty] | 63311.04 | 50150.88 | 13160.16 | 0.20787 |  | 15 |  |  |  | 13160.16 | [8 empty] | 0 | 0 | 0 | 0 | 0 | 0 | 0 | [5 empty] | 0
FL Zone 2InstitutionalExisting |  | XXXXXXXX | Yes | Nonequipment | VSD Controlled Compressor | Variable Speed Drive Control - includes all non-HVAC applications | Constant speed motors & pumps | Commercial | Existing | Institutional | FL Zone 2 | Miscellaneous |  |  | 0 | Per End Use Consumption | [7 empty] | 63311.04 | 50150.88 | 13160.16 | 0.20787 |  | 15 |  |  |  | 13160.16 | [8 empty] | 0 | 0 | 0 | 0 | 0 | 0 | 0 | [5 empty] | 0
FL Zone 2Lodging/HospitalityExisting |  | XXXXXXXX | Yes | Nonequipment | VSD Controlled Compressor | Variable Speed Drive Control - includes all non-HVAC applications | Constant speed motors & pumps | Commercial | Existing | Lodging/Hospitality | FL Zone 2 | Miscellaneous |  |  | 0 | Per End Use Consumption | [7 empty] | 63311.04 | 50150.88 | 13160.16 | 0.20787 |  | 15 |  |  |  | 13160.16 | [8 empty] | 0 | 0 | 0 | 0 | 0 | 0 | 0 | [5 empty] | 0
FL Zone 2MiscellaneousExisting |  | XXXXXXXX | Yes | Nonequipment | VSD Controlled Compressor | Variable Speed Drive Control - includes all non-HVAC applications | Constant speed motors & pumps | Commercial | Existing | Miscellaneous | FL Zone 2 | Miscellaneous |  |  | 0 | Per End Use Consumption | [7 empty] | 63311.04 | 50150.88 | 13160.16 | 0.20787 |  | 15 |  |  |  | 13160.16 | [8 empty] | 0 | 0 | 0 | 0 | 0 | 0 | 0 | [5 empty] | 0
FL Zone 2OfficesExisting |  | XXXXXXXX | Yes | Nonequipment | VSD Controlled Compressor | Variable Speed Drive Control - includes all non-HVAC applications | Constant speed motors & pumps | Commercial | Existing | Offices | FL Zone 2 | Miscellaneous |  |  | 0 | Per End Use Consumption | [7 empty] | 63311.04 | 50150.88 | 13160.16 | 0.20787 |  | 15 |  |  |  | 13160.16 | [8 empty] | 0 | 0 | 0 | 0 | 0 | 0 | 0 | [5 empty] | 0
FL Zone 2RestaurantsExisting |  | XXXXXXXX | Yes | Nonequipment | VSD Controlled Compressor | Variable Speed Drive Control - includes all non-HVAC applications | Constant speed motors & pumps | Commercial | Existing | Restaurants | FL Zone 2 | Miscellaneous |  |  | 0 | Per End Use Consumption | [7 empty] | 63311.04 | 50150.88 | 13160.16 | 0.20787 |  | 15 |  |  |  | 13160.16 | [8 empty] | 0 | 0 | 0 | 0 | 0 | 0 | 0 | [5 empty] | 0
FL Zone 2RetailExisting |  | XXXXXXXX | Yes | Nonequipment | VSD Controlled Compressor | Variable Speed Drive Control - includes all non-HVAC applications | Constant speed motors & pumps | Commercial | Existing | Retail | FL Zone 2 | Miscellaneous |  |  | 0 | Per End Use Consumption | [7 empty] | 63311.04 | 50150.88 | 13160.16 | 0.20787 |  | 15 |  |  |  | 13160.16 | [8 empty] | 0 | 0 | 0 | 0 | 0 | 0 | 0 | [5 empty] | 0
FL Zone 2Schools K-12Existing |  | XXXXXXXX | Yes | Nonequipment | VSD Controlled Compressor | Variable Speed Drive Control - includes all non-HVAC applications | Constant speed motors & pumps | Commercial | Existing | Schools K-12 | FL Zone 2 | Miscellaneous |  |  | 0 | Per End Use Consumption | [7 empty] | 63311.04 | 50150.88 | 13160.16 | 0.20787 |  | 15 |  |  |  | 13160.16 | [8 empty] | 0 | 0 | 0 | 0 | 0 | 0 | 0 | [5 empty] | 0
FL Zone 2WarehouseExisting |  | XXXXXXXX | Yes | Nonequipment | VSD Controlled Compressor | Variable Speed Drive Control - includes all non-HVAC applications | Constant speed motors & pumps | Commercial | Existing | Warehouse | FL Zone 2 | Miscellaneous |  |  | 0 | Per End Use Consumption | [7 empty] | 63311.04 | 50150.88 | 13160.16 | 0.20787 |  | 15 |  |  |  | 13160.16 | [8 empty] | 0 | 0 | 0 | 0 | 0 | 0 | 0 | [5 empty] | 0
FL Zone 2AssemblyNew |  | XXXXXXXX | Yes | Nonequipment | VSD Controlled Compressor | Variable Speed Drive Control - includes all non-HVAC applications | Constant speed motors & pumps | Commercial | New | Assembly | FL Zone 2 | Miscellaneous |  |  | 0 | Per End Use Consumption | [7 empty] | 63311.04 | 50150.88 | 13160.16 | 0.20787 |  | 15 |  |  |  | 13160.16 | [8 empty] | 0 | 0 | 0 | 0 | 0 | 0 | 0 | [5 empty] | 0
FL Zone 2College and UniversityNew |  | XXXXXXXX | Yes | Nonequipment | VSD Controlled Compressor | Variable Speed Drive Control - includes all non-HVAC applications | Constant speed motors & pumps | Commercial | New | College and University | FL Zone 2 | Miscellaneous |  |  | 0 | Per End Use Consumption | [7 empty] | 63311.04 | 50150.88 | 13160.16 | 0.20787 |  | 15 |  |  |  | 13160.16 | [8 empty] | 0 | 0 | 0 | 0 | 0 | 0 | 0 | [5 empty] | 0
FL Zone 2GroceryNew |  | XXXXXXXX | Yes | Nonequipment | VSD Controlled Compressor | Variable Speed Drive Control - includes all non-HVAC applications | Constant speed motors & pumps | Commercial | New | Grocery | FL Zone 2 | Miscellaneous |  |  | 0 | Per End Use Consumption | [7 empty] | 63311.04 | 50150.88 | 13160.16 | 0.20787 |  | 15 |  |  |  | 13160.16 | [8 empty] | 0 | 0 | 0 | 0 | 0 | 0 | 0 | [5 empty] | 0
FL Zone 2HealthcareNew |  | XXXXXXXX | Yes | Nonequipment | VSD Controlled Compressor | Variable Speed Drive Control - includes all non-HVAC applications | Constant speed motors & pumps | Commercial | New | Healthcare | FL Zone 2 | Miscellaneous |  |  | 0 | Per End Use Consumption | [7 empty] | 63311.04 | 50150.88 | 13160.16 | 0.20787 |  | 15 |  |  |  | 13160.16 | [8 empty] | 0 | 0 | 0 | 0 | 0 | 0 | 0 | [5 empty] | 0
FL Zone 2HospitalsNew |  | XXXXXXXX | Yes | Nonequipment | VSD Controlled Compressor | Variable Speed Drive Control - includes all non-HVAC applications | Constant speed motors & pumps | Commercial | New | Hospitals | FL Zone 2 | Miscellaneous |  |  | 0 | Per End Use Consumption | [7 empty] | 63311.04 | 50150.88 | 13160.16 | 0.20787 |  | 15 |  |  |  | 13160.16 | [8 empty] | 0 | 0 | 0 | 0 | 0 | 0 | 0 | [5 empty] | 0
FL Zone 2InstitutionalNew |  | XXXXXXXX | Yes | Nonequipment | VSD Controlled Compressor | Variable Speed Drive Control - includes all non-HVAC applications | Constant speed motors & pumps | Commercial | New | Institutional | FL Zone 2 | Miscellaneous |  |  | 0 | Per End Use Consumption | [7 empty] | 63311.04 | 50150.88 | 13160.16 | 0.20787 |  | 15 |  |  |  | 13160.16 | [8 empty] | 0 | 0 | 0 | 0 | 0 | 0 | 0 | [5 empty] | 0
FL Zone 2Lodging/HospitalityNew |  | XXXXXXXX | Yes | Nonequipment | VSD Controlled Compressor | Variable Speed Drive Control - includes all non-HVAC applications | Constant speed motors & pumps | Commercial | New | Lodging/Hospitality | FL Zone 2 | Miscellaneous |  |  | 0 | Per End Use Consumption | [7 empty] | 63311.04 | 50150.88 | 13160.16 | 0.20787 |  | 15 |  |  |  | 13160.16 | [8 empty] | 0 | 0 | 0 | 0 | 0 | 0 | 0 | [5 empty] | 0
FL Zone 2MiscellaneousNew |  | XXXXXXXX | Yes | Nonequipment | VSD Controlled Compressor | Variable Speed Drive Control - includes all non-HVAC applications | Constant speed motors & pumps | Commercial | New | Miscellaneous | FL Zone 2 | Miscellaneous |  |  | 0 | Per End Use Consumption | [7 empty] | 63311.04 | 50150.88 | 13160.16 | 0.20787 |  | 15 |  |  |  | 13160.16 | [8 empty] | 0 | 0 | 0 | 0 | 0 | 0 | 0 | [5 empty] | 0
FL Zone 2OfficesNew |  | XXXXXXXX | Yes | Nonequipment | VSD Controlled Compressor | Variable Speed Drive Control - includes all non-HVAC applications | Constant speed motors & pumps | Commercial | New | Offices | FL Zone 2 | Miscellaneous |  |  | 0 | Per End Use Consumption | [7 empty] | 63311.04 | 50150.88 | 13160.16 | 0.20787 |  | 15 |  |  |  | 13160.16 | [8 empty] | 0 | 0 | 0 | 0 | 0 | 0 | 0 | [5 empty] | 0
FL Zone 2RestaurantsNew |  | XXXXXXXX | Yes | Nonequipment | VSD Controlled Compressor | Variable Speed Drive Control - includes all non-HVAC applications | Constant speed motors & pumps | Commercial | New | Restaurants | FL Zone 2 | Miscellaneous |  |  | 0 | Per End Use Consumption | [7 empty] | 63311.04 | 50150.88 | 13160.16 | 0.20787 |  | 15 |  |  |  | 13160.16 | [8 empty] | 0 | 0 | 0 | 0 | 0 | 0 | 0 | [5 empty] | 0
FL Zone 2RetailNew |  | XXXXXXXX | Yes | Nonequipment | VSD Controlled Compressor | Variable Speed Drive Control - includes all non-HVAC applications | Constant speed motors & pumps | Commercial | New | Retail | FL Zone 2 | Miscellaneous |  |  | 0 | Per End Use Consumption | [7 empty] | 63311.04 | 50150.88 | 13160.16 | 0.20787 |  | 15 |  |  |  | 13160.16 | [8 empty] | 0 | 0 | 0 | 0 | 0 | 0 | 0 | [5 empty] | 0
FL Zone 2Schools K-12New |  | XXXXXXXX | Yes | Nonequipment | VSD Controlled Compressor | Variable Speed Drive Control - includes all non-HVAC applications | Constant speed motors & pumps | Commercial | New | Schools K-12 | FL Zone 2 | Miscellaneous |  |  | 0 | Per End Use Consumption | [7 empty] | 63311.04 | 50150.88 | 13160.16 | 0.20787 |  | 15 |  |  |  | 13160.16 | [8 empty] | 0 | 0 | 0 | 0 | 0 | 0 | 0 | [5 empty] | 0
FL Zone 2WarehouseNew |  | XXXXXXXX | Yes | Nonequipment | VSD Controlled Compressor | Variable Speed Drive Control - includes all non-HVAC applications | Constant speed motors & pumps | Commercial | New | Warehouse | FL Zone 2 | Miscellaneous |  |  | 0 | Per End Use Consumption | [7 empty] | 63311.04 | 50150.88 | 13160.16 | 0.20787 |  | 15 |  |  |  | 13160.16 | [8 empty] | 0 | 0 | 0 | 0 | 0 | 0 | 0 | [5 empty] | 0
FL Zone 2AssemblyExisting |  | XXXXXXXX | Yes | Nonequipment | Wall Insulation | Increased Exterior Above-Grade Wall Insulation | Market Average Existing Exterior Above-Grade Wall Insulation | Commercial | Existing | Assembly | FL Zone 2 | Space Cooling |  |  | 0 | Per Square Foot | [7 empty] | 6.0155 | 4.779 | 1.2366 | 0.20556 |  | 20 |  |  |  | 1.2366 | [8 empty] | 0 | 0 | 0 | 0 | 0 | 0 | 0 | [5 empty] | 0
FL Zone 2College and UniversityExisting |  | XXXXXXXX | Yes | Nonequipment | Wall Insulation | Increased Exterior Above-Grade Wall Insulation | Market Average Existing Exterior Above-Grade Wall Insulation | Commercial | Existing | College and University | FL Zone 2 | Space Cooling |  |  | 0 | Per Square Foot | [7 empty] | 9.4009 | 8.1999 | 1.201 | 0.12776 |  | 20 |  |  |  | 1.201 | [8 empty] | 0 | 0 | 0 | 0 | 0 | 0 | 0 | [5 empty] | 0
FL Zone 2GroceryExisting |  | XXXXXXXX | Yes | Nonequipment | Wall Insulation | Increased Exterior Above-Grade Wall Insulation | Market Average Existing Exterior Above-Grade Wall Insulation | Commercial | Existing | Grocery | FL Zone 2 | Space Cooling |  |  | 0 | Per Square Foot | [7 empty] | 35.2184 | 33.9998 | 1.2186 | 0.0346 |  | 20 |  |  |  | 1.2186 | [8 empty] | 0 | 0 | 0 | 0 | 0 | 0 | 0 | [5 empty] | 0
FL Zone 2HealthcareExisting |  | XXXXXXXX | Yes | Nonequipment | Wall Insulation | Increased Exterior Above-Grade Wall Insulation | Market Average Existing Exterior Above-Grade Wall Insulation | Commercial | Existing | Healthcare | FL Zone 2 | Space Cooling |  |  | 0 | Per Square Foot | [7 empty] | 24.9996 | 23.8157 | 1.1839 | 0.047357 |  | 20 |  |  |  | 1.1839 | [8 empty] | 0 | 0 | 0 | 0 | 0 | 0 | 0 | [5 empty] | 0
FL Zone 2HospitalsExisting |  | XXXXXXXX | Yes | Nonequipment | Wall Insulation | Increased Exterior Above-Grade Wall Insulation | Market Average Existing Exterior Above-Grade Wall Insulation | Commercial | Existing | Hospitals | FL Zone 2 | Space Cooling |  |  | 0 | Per Square Foot | [7 empty] | 14.9718 | 13.7532 | 1.2186 | 0.081391 |  | 20 |  |  |  | 1.2186 | [8 empty] | 0 | 0 | 0 | 0 | 0 | 0 | 0 | [5 empty] | 0
FL Zone 2InstitutionalExisting |  | XXXXXXXX | Yes | Nonequipment | Wall Insulation | Increased Exterior Above-Grade Wall Insulation | Market Average Existing Exterior Above-Grade Wall Insulation | Commercial | Existing | Institutional | FL Zone 2 | Space Cooling |  |  | 0 | Per Square Foot | [7 empty] | 8.625 | 7.424 | 1.201 | 0.13925 |  | 20 |  |  |  | 1.201 | [8 empty] | 0 | 0 | 0 | 0 | 0 | 0 | 0 | [5 empty] | 0
FL Zone 2Lodging/HospitalityExisting |  | XXXXXXXX | Yes | Nonequipment | Wall Insulation | Increased Exterior Above-Grade Wall Insulation | Market Average Existing Exterior Above-Grade Wall Insulation | Commercial | Existing | Lodging/Hospitality | FL Zone 2 | Space Cooling |  |  | 0 | Per Square Foot | [7 empty] | 4.4839 | 3.2828 | 1.201 | 0.26785 |  | 20 |  |  |  | 1.201 | [8 empty] | 0 | 0 | 0 | 0 | 0 | 0 | 0 | [5 empty] | 0
FL Zone 2MiscellaneousExisting |  | XXXXXXXX | Yes | Nonequipment | Wall Insulation | Increased Exterior Above-Grade Wall Insulation | Market Average Existing Exterior Above-Grade Wall Insulation | Commercial | Existing | Miscellaneous | FL Zone 2 | Space Cooling |  |  | 0 | Per Square Foot | [7 empty] | 226.983 | 225.7644 | 1.2186 | 0.0053685 |  | 20 |  |  |  | 1.2186 | [8 empty] | 0 | 0 | 0 | 0 | 0 | 0 | 0 | [5 empty] | 0
FL Zone 2OfficesExisting |  | XXXXXXXX | Yes | Nonequipment | Wall Insulation | Increased Exterior Above-Grade Wall Insulation | Market Average Existing Exterior Above-Grade Wall Insulation | Commercial | Existing | Offices | FL Zone 2 | Space Cooling |  |  | 0 | Per Square Foot | [7 empty] | 6.1635 | 4.945 | 1.2186 | 0.19771 |  | 20 |  |  |  | 1.2186 | [8 empty] | 0 | 0 | 0 | 0 | 0 | 0 | 0 | [5 empty] | 0
FL Zone 2RestaurantsExisting |  | XXXXXXXX | Yes | Nonequipment | Wall Insulation | Increased Exterior Above-Grade Wall Insulation | Market Average Existing Exterior Above-Grade Wall Insulation | Commercial | Existing | Restaurants | FL Zone 2 | Space Cooling |  |  | 0 | Per Square Foot | [7 empty] | 33.785 | 32.5484 | 1.2366 | 0.036601 |  | 20 |  |  |  | 1.2366 | [8 empty] | 0 | 0 | 0 | 0 | 0 | 0 | 0 | [5 empty] | 0
FL Zone 2RetailExisting |  | XXXXXXXX | Yes | Nonequipment | Wall Insulation | Increased Exterior Above-Grade Wall Insulation | Market Average Existing Exterior Above-Grade Wall Insulation | Commercial | Existing | Retail | FL Zone 2 | Space Cooling |  |  | 0 | Per Square Foot | [7 empty] | 9.9901 | 8.7716 | 1.2186 | 0.12198 |  | 20 |  |  |  | 1.2186 | [8 empty] | 0 | 0 | 0 | 0 | 0 | 0 | 0 | [5 empty] | 0
FL Zone 2Schools K-12Existing |  | XXXXXXXX | Yes | Nonequipment | Wall Insulation | Increased Exterior Above-Grade Wall Insulation | Market Average Existing Exterior Above-Grade Wall Insulation | Commercial | Existing | Schools K-12 | FL Zone 2 | Space Cooling |  |  | 0 | Per Square Foot | [7 empty] | 16.8476 | 15.5925 | 1.2551 | 0.074495 |  | 20 |  |  |  | 1.2551 | [8 empty] | 0 | 0 | 0 | 0 | 0 | 0 | 0 | [5 empty] | 0
FL Zone 2WarehouseExisting |  | XXXXXXXX | Yes | Nonequipment | Wall Insulation | Increased Exterior Above-Grade Wall Insulation | Market Average Existing Exterior Above-Grade Wall Insulation | Commercial | Existing | Warehouse | FL Zone 2 | Space Cooling |  |  | 0 | Per Square Foot | [7 empty] | 3.5312 | 2.2946 | 1.2366 | 0.35019 |  | 20 |  |  |  | 1.2366 | [8 empty] | 0 | 0 | 0 | 0 | 0 | 0 | 0 | [5 empty] | 0
FL Zone 2AssemblyNew |  | XXXXXXXX | Yes | Nonequipment | Wall Insulation | Increased Exterior Above-Grade Wall Insulation | Code-Compliant Exterior Above-Grade Wall Insulation | Commercial | New | Assembly | FL Zone 2 | Space Cooling |  |  | 0 | Per Square Foot | [7 empty] | 6.0155 | 6.0155 | 0 | 0 |  | 20 |  |  |  | 0 | [8 empty] | 0 | 0 | 0 | 0 | 0 | 0 | 0 | [5 empty] | 0
FL Zone 2College and UniversityNew |  | XXXXXXXX | Yes | Nonequipment | Wall Insulation | Increased Exterior Above-Grade Wall Insulation | Code-Compliant Exterior Above-Grade Wall Insulation | Commercial | New | College and University | FL Zone 2 | Space Cooling |  |  | 0 | Per Square Foot | [7 empty] | 9.4009 | 9.4009 | 0 | 0 |  | 20 |  |  |  | 0 | [8 empty] | 0 | 0 | 0 | 0 | 0 | 0 | 0 | [5 empty] | 0
FL Zone 2GroceryNew |  | XXXXXXXX | Yes | Nonequipment | Wall Insulation | Increased Exterior Above-Grade Wall Insulation | Code-Compliant Exterior Above-Grade Wall Insulation | Commercial | New | Grocery | FL Zone 2 | Space Cooling |  |  | 0 | Per Square Foot | [7 empty] | 35.2184 | 35.2184 | 0 | 0 |  | 20 |  |  |  | 0 | [8 empty] | 0 | 0 | 0 | 0 | 0 | 0 | 0 | [5 empty] | 0
FL Zone 2HealthcareNew |  | XXXXXXXX | Yes | Nonequipment | Wall Insulation | Increased Exterior Above-Grade Wall Insulation | Code-Compliant Exterior Above-Grade Wall Insulation | Commercial | New | Healthcare | FL Zone 2 | Space Cooling |  |  | 0 | Per Square Foot | [7 empty] | 24.9996 | 24.9996 | 0 | 0 |  | 20 |  |  |  | 0 | [8 empty] | 0 | 0 | 0 | 0 | 0 | 0 | 0 | [5 empty] | 0
FL Zone 2HospitalsNew |  | XXXXXXXX | Yes | Nonequipment | Wall Insulation | Increased Exterior Above-Grade Wall Insulation | Code-Compliant Exterior Above-Grade Wall Insulation | Commercial | New | Hospitals | FL Zone 2 | Space Cooling |  |  | 0 | Per Square Foot | [7 empty] | 14.9718 | 14.9718 | 0 | 0 |  | 20 |  |  |  | 0 | [8 empty] | 0 | 0 | 0 | 0 | 0 | 0 | 0 | [5 empty] | 0
FL Zone 2InstitutionalNew |  | XXXXXXXX | Yes | Nonequipment | Wall Insulation | Increased Exterior Above-Grade Wall Insulation | Code-Compliant Exterior Above-Grade Wall Insulation | Commercial | New | Institutional | FL Zone 2 | Space Cooling |  |  | 0 | Per Square Foot | [7 empty] | 8.625 | 8.625 | 0 | 0 |  | 20 |  |  |  | 0 | [8 empty] | 0 | 0 | 0 | 0 | 0 | 0 | 0 | [5 empty] | 0
FL Zone 2Lodging/HospitalityNew |  | XXXXXXXX | Yes | Nonequipment | Wall Insulation | Increased Exterior Above-Grade Wall Insulation | Code-Compliant Exterior Above-Grade Wall Insulation | Commercial | New | Lodging/Hospitality | FL Zone 2 | Space Cooling |  |  | 0 | Per Square Foot | [7 empty] | 4.4839 | 4.4839 | 0 | 0 |  | 20 |  |  |  | 0 | [8 empty] | 0 | 0 | 0 | 0 | 0 | 0 | 0 | [5 empty] | 0
FL Zone 2MiscellaneousNew |  | XXXXXXXX | Yes | Nonequipment | Wall Insulation | Increased Exterior Above-Grade Wall Insulation | Code-Compliant Exterior Above-Grade Wall Insulation | Commercial | New | Miscellaneous | FL Zone 2 | Space Cooling |  |  | 0 | Per Square Foot | [7 empty] | 226.983 | 226.983 | 0 | 0 |  | 20 |  |  |  | 0 | [8 empty] | 0 | 0 | 0 | 0 | 0 | 0 | 0 | [5 empty] | 0
FL Zone 2OfficesNew |  | XXXXXXXX | Yes | Nonequipment | Wall Insulation | Increased Exterior Above-Grade Wall Insulation | Code-Compliant Exterior Above-Grade Wall Insulation | Commercial | New | Offices | FL Zone 2 | Space Cooling |  |  | 0 | Per Square Foot | [7 empty] | 6.1635 | 6.1635 | 0 | 0 |  | 20 |  |  |  | 0 | [8 empty] | 0 | 0 | 0 | 0 | 0 | 0 | 0 | [5 empty] | 0
FL Zone 2RestaurantsNew |  | XXXXXXXX | Yes | Nonequipment | Wall Insulation | Increased Exterior Above-Grade Wall Insulation | Code-Compliant Exterior Above-Grade Wall Insulation | Commercial | New | Restaurants | FL Zone 2 | Space Cooling |  |  | 0 | Per Square Foot | [7 empty] | 33.785 | 33.785 | 0 | 0 |  | 20 |  |  |  | 0 | [8 empty] | 0 | 0 | 0 | 0 | 0 | 0 | 0 | [5 empty] | 0
FL Zone 2RetailNew |  | XXXXXXXX | Yes | Nonequipment | Wall Insulation | Increased Exterior Above-Grade Wall Insulation | Code-Compliant Exterior Above-Grade Wall Insulation | Commercial | New | Retail | FL Zone 2 | Space Cooling |  |  | 0 | Per Square Foot | [7 empty] | 9.9901 | 9.9901 | 0 | 0 |  | 20 |  |  |  | 0 | [8 empty] | 0 | 0 | 0 | 0 | 0 | 0 | 0 | [5 empty] | 0
FL Zone 2Schools K-12New |  | XXXXXXXX | Yes | Nonequipment | Wall Insulation | Increased Exterior Above-Grade Wall Insulation | Code-Compliant Exterior Above-Grade Wall Insulation | Commercial | New | Schools K-12 | FL Zone 2 | Space Cooling |  |  | 0 | Per Square Foot | [7 empty] | 16.8476 | 16.8476 | 0 | 0 |  | 20 |  |  |  | 0 | [8 empty] | 0 | 0 | 0 | 0 | 0 | 0 | 0 | [5 empty] | 0
FL Zone 2WarehouseNew |  | XXXXXXXX | Yes | Nonequipment | Wall Insulation | Increased Exterior Above-Grade Wall Insulation | Code-Compliant Exterior Above-Grade Wall Insulation | Commercial | New | Warehouse | FL Zone 2 | Space Cooling |  |  | 0 | Per Square Foot | [7 empty] | 3.5312 | 3.5312 | 0 | 0 |  | 20 |  |  |  | 0 | [8 empty] | 0 | 0 | 0 | 0 | 0 | 0 | 0 | [5 empty] | 0
FL Zone 2AssemblyExisting |  | XXXXXXXX | Yes | Nonequipment | Wall Insulation | Increased Exterior Above-Grade Wall Insulation | Market Average Existing Exterior Above-Grade Wall Insulation | Commercial | Existing | Assembly | FL Zone 2 | Space Heating |  |  | 0 | Per Square Foot | [7 empty] | 6.0155 | 5.3006 | 0.71496 | 0.11885 |  | 20 |  |  |  | 0.71496 | [8 empty] | 0 | 0 | 0 | 0 | 0 | 0 | 0 | [5 empty] | 0
FL Zone 2College and UniversityExisting |  | XXXXXXXX | Yes | Nonequipment | Wall Insulation | Increased Exterior Above-Grade Wall Insulation | Market Average Existing Exterior Above-Grade Wall Insulation | Commercial | Existing | College and University | FL Zone 2 | Space Heating |  |  | 0 | Per Square Foot | [7 empty] | 9.4009 | 8.7065 | 0.69439 | 0.073865 |  | 20 |  |  |  | 0.69439 | [8 empty] | 0 | 0 | 0 | 0 | 0 | 0 | 0 | [5 empty] | 0
FL Zone 2GroceryExisting |  | XXXXXXXX | Yes | Nonequipment | Wall Insulation | Increased Exterior Above-Grade Wall Insulation | Market Average Existing Exterior Above-Grade Wall Insulation | Commercial | Existing | Grocery | FL Zone 2 | Space Heating |  |  | 0 | Per Square Foot | [7 empty] | 35.2184 | 34.5139 | 0.70454 | 0.020005 |  | 20 |  |  |  | 0.70454 | [8 empty] | 0 | 0 | 0 | 0 | 0 | 0 | 0 | [5 empty] | 0
FL Zone 2HealthcareExisting |  | XXXXXXXX | Yes | Nonequipment | Wall Insulation | Increased Exterior Above-Grade Wall Insulation | Market Average Existing Exterior Above-Grade Wall Insulation | Commercial | Existing | Healthcare | FL Zone 2 | Space Heating |  |  | 0 | Per Square Foot | [7 empty] | 24.9996 | 24.3151 | 0.6845 | 0.02738 |  | 20 |  |  |  | 0.6845 | [8 empty] | 0 | 0 | 0 | 0 | 0 | 0 | 0 | [5 empty] | 0
FL Zone 2HospitalsExisting |  | XXXXXXXX | Yes | Nonequipment | Wall Insulation | Increased Exterior Above-Grade Wall Insulation | Market Average Existing Exterior Above-Grade Wall Insulation | Commercial | Existing | Hospitals | FL Zone 2 | Space Heating |  |  | 0 | Per Square Foot | [7 empty] | 14.9718 | 14.2672 | 0.70454 | 0.047058 |  | 20 |  |  |  | 0.70454 | [8 empty] | 0 | 0 | 0 | 0 | 0 | 0 | 0 | [5 empty] | 0
FL Zone 2InstitutionalExisting |  | XXXXXXXX | Yes | Nonequipment | Wall Insulation | Increased Exterior Above-Grade Wall Insulation | Market Average Existing Exterior Above-Grade Wall Insulation | Commercial | Existing | Institutional | FL Zone 2 | Space Heating |  |  | 0 | Per Square Foot | [7 empty] | 8.625 | 7.9306 | 0.69439 | 0.08051 |  | 20 |  |  |  | 0.69439 | [8 empty] | 0 | 0 | 0 | 0 | 0 | 0 | 0 | [5 empty] | 0
FL Zone 2Lodging/HospitalityExisting |  | XXXXXXXX | Yes | Nonequipment | Wall Insulation | Increased Exterior Above-Grade Wall Insulation | Market Average Existing Exterior Above-Grade Wall Insulation | Commercial | Existing | Lodging/Hospitality | FL Zone 2 | Space Heating |  |  | 0 | Per Square Foot | [7 empty] | 4.4839 | 3.7895 | 0.69439 | 0.15487 |  | 20 |  |  |  | 0.69439 | [8 empty] | 0 | 0 | 0 | 0 | 0 | 0 | 0 | [5 empty] | 0
FL Zone 2MiscellaneousExisting |  | XXXXXXXX | Yes | Nonequipment | Wall Insulation | Increased Exterior Above-Grade Wall Insulation | Market Average Existing Exterior Above-Grade Wall Insulation | Commercial | Existing | Miscellaneous | FL Zone 2 | Space Heating |  |  | 0 | Per Square Foot | [7 empty] | 226.983 | 226.2784 | 0.70454 | 0.003104 |  | 20 |  |  |  | 0.70454 | [8 empty] | 0 | 0 | 0 | 0 | 0 | 0 | 0 | [5 empty] | 0
FL Zone 2OfficesExisting |  | XXXXXXXX | Yes | Nonequipment | Wall Insulation | Increased Exterior Above-Grade Wall Insulation | Market Average Existing Exterior Above-Grade Wall Insulation | Commercial | Existing | Offices | FL Zone 2 | Space Heating |  |  | 0 | Per Square Foot | [7 empty] | 6.1635 | 5.459 | 0.70454 | 0.11431 |  | 20 |  |  |  | 0.70454 | [8 empty] | 0 | 0 | 0 | 0 | 0 | 0 | 0 | [5 empty] | 0
FL Zone 2RestaurantsExisting |  | XXXXXXXX | Yes | Nonequipment | Wall Insulation | Increased Exterior Above-Grade Wall Insulation | Market Average Existing Exterior Above-Grade Wall Insulation | Commercial | Existing | Restaurants | FL Zone 2 | Space Heating |  |  | 0 | Per Square Foot | [7 empty] | 33.785 | 33.07 | 0.71496 | 0.021162 |  | 20 |  |  |  | 0.71496 | [8 empty] | 0 | 0 | 0 | 0 | 0 | 0 | 0 | [5 empty] | 0
FL Zone 2RetailExisting |  | XXXXXXXX | Yes | Nonequipment | Wall Insulation | Increased Exterior Above-Grade Wall Insulation | Market Average Existing Exterior Above-Grade Wall Insulation | Commercial | Existing | Retail | FL Zone 2 | Space Heating |  |  | 0 | Per Square Foot | [7 empty] | 9.9901 | 9.2856 | 0.70454 | 0.070524 |  | 20 |  |  |  | 0.70454 | [8 empty] | 0 | 0 | 0 | 0 | 0 | 0 | 0 | [5 empty] | 0
FL Zone 2Schools K-12Existing |  | XXXXXXXX | Yes | Nonequipment | Wall Insulation | Increased Exterior Above-Grade Wall Insulation | Market Average Existing Exterior Above-Grade Wall Insulation | Commercial | Existing | Schools K-12 | FL Zone 2 | Space Heating |  |  | 0 | Per Square Foot | [7 empty] | 16.8476 | 16.1219 | 0.72564 | 0.043071 |  | 20 |  |  |  | 0.72564 | [8 empty] | 0 | 0 | 0 | 0 | 0 | 0 | 0 | [5 empty] | 0
FL Zone 2WarehouseExisting |  | XXXXXXXX | Yes | Nonequipment | Wall Insulation | Increased Exterior Above-Grade Wall Insulation | Market Average Existing Exterior Above-Grade Wall Insulation | Commercial | Existing | Warehouse | FL Zone 2 | Space Heating |  |  | 0 | Per Square Foot | [7 empty] | 3.5312 | 2.8162 | 0.71496 | 0.20247 |  | 20 |  |  |  | 0.71496 | [8 empty] | 0 | 0 | 0 | 0 | 0 | 0 | 0 | [5 empty] | 0
FL Zone 2AssemblyNew |  | XXXXXXXX | Yes | Nonequipment | Wall Insulation | Increased Exterior Above-Grade Wall Insulation | Code-Compliant Exterior Above-Grade Wall Insulation | Commercial | New | Assembly | FL Zone 2 | Space Heating |  |  | 0 | Per Square Foot | [7 empty] | 6.0155 | 6.0155 | 0 | 0 |  | 20 |  |  |  | 0 | [8 empty] | 0 | 0 | 0 | 0 | 0 | 0 | 0 | [5 empty] | 0
FL Zone 2College and UniversityNew |  | XXXXXXXX | Yes | Nonequipment | Wall Insulation | Increased Exterior Above-Grade Wall Insulation | Code-Compliant Exterior Above-Grade Wall Insulation | Commercial | New | College and University | FL Zone 2 | Space Heating |  |  | 0 | Per Square Foot | [7 empty] | 9.4009 | 9.4009 | 0 | 0 |  | 20 |  |  |  | 0 | [8 empty] | 0 | 0 | 0 | 0 | 0 | 0 | 0 | [5 empty] | 0
FL Zone 2GroceryNew |  | XXXXXXXX | Yes | Nonequipment | Wall Insulation | Increased Exterior Above-Grade Wall Insulation | Code-Compliant Exterior Above-Grade Wall Insulation | Commercial | New | Grocery | FL Zone 2 | Space Heating |  |  | 0 | Per Square Foot | [7 empty] | 35.2184 | 35.2184 | 0 | 0 |  | 20 |  |  |  | 0 | [8 empty] | 0 | 0 | 0 | 0 | 0 | 0 | 0 | [5 empty] | 0
FL Zone 2HealthcareNew |  | XXXXXXXX | Yes | Nonequipment | Wall Insulation | Increased Exterior Above-Grade Wall Insulation | Code-Compliant Exterior Above-Grade Wall Insulation | Commercial | New | Healthcare | FL Zone 2 | Space Heating |  |  | 0 | Per Square Foot | [7 empty] | 24.9996 | 24.9996 | 0 | 0 |  | 20 |  |  |  | 0 | [8 empty] | 0 | 0 | 0 | 0 | 0 | 0 | 0 | [5 empty] | 0
FL Zone 2HospitalsNew |  | XXXXXXXX | Yes | Nonequipment | Wall Insulation | Increased Exterior Above-Grade Wall Insulation | Code-Compliant Exterior Above-Grade Wall Insulation | Commercial | New | Hospitals | FL Zone 2 | Space Heating |  |  | 0 | Per Square Foot | [7 empty] | 14.9718 | 14.9718 | 0 | 0 |  | 20 |  |  |  | 0 | [8 empty] | 0 | 0 | 0 | 0 | 0 | 0 | 0 | [5 empty] | 0
FL Zone 2InstitutionalNew |  | XXXXXXXX | Yes | Nonequipment | Wall Insulation | Increased Exterior Above-Grade Wall Insulation | Code-Compliant Exterior Above-Grade Wall Insulation | Commercial | New | Institutional | FL Zone 2 | Space Heating |  |  | 0 | Per Square Foot | [7 empty] | 8.625 | 8.625 | 0 | 0 |  | 20 |  |  |  | 0 | [8 empty] | 0 | 0 | 0 | 0 | 0 | 0 | 0 | [5 empty] | 0
FL Zone 2Lodging/HospitalityNew |  | XXXXXXXX | Yes | Nonequipment | Wall Insulation | Increased Exterior Above-Grade Wall Insulation | Code-Compliant Exterior Above-Grade Wall Insulation | Commercial | New | Lodging/Hospitality | FL Zone 2 | Space Heating |  |  | 0 | Per Square Foot | [7 empty] | 4.4839 | 4.4839 | 0 | 0 |  | 20 |  |  |  | 0 | [8 empty] | 0 | 0 | 0 | 0 | 0 | 0 | 0 | [5 empty] | 0
FL Zone 2MiscellaneousNew |  | XXXXXXXX | Yes | Nonequipment | Wall Insulation | Increased Exterior Above-Grade Wall Insulation | Code-Compliant Exterior Above-Grade Wall Insulation | Commercial | New | Miscellaneous | FL Zone 2 | Space Heating |  |  | 0 | Per Square Foot | [7 empty] | 226.983 | 226.983 | 0 | 0 |  | 20 |  |  |  | 0 | [8 empty] | 0 | 0 | 0 | 0 | 0 | 0 | 0 | [5 empty] | 0
FL Zone 2OfficesNew |  | XXXXXXXX | Yes | Nonequipment | Wall Insulation | Increased Exterior Above-Grade Wall Insulation | Code-Compliant Exterior Above-Grade Wall Insulation | Commercial | New | Offices | FL Zone 2 | Space Heating |  |  | 0 | Per Square Foot | [7 empty] | 6.1635 | 6.1635 | 0 | 0 |  | 20 |  |  |  | 0 | [8 empty] | 0 | 0 | 0 | 0 | 0 | 0 | 0 | [5 empty] | 0
FL Zone 2RestaurantsNew |  | XXXXXXXX | Yes | Nonequipment | Wall Insulation | Increased Exterior Above-Grade Wall Insulation | Code-Compliant Exterior Above-Grade Wall Insulation | Commercial | New | Restaurants | FL Zone 2 | Space Heating |  |  | 0 | Per Square Foot | [7 empty] | 33.785 | 33.785 | 0 | 0 |  | 20 |  |  |  | 0 | [8 empty] | 0 | 0 | 0 | 0 | 0 | 0 | 0 | [5 empty] | 0
FL Zone 2RetailNew |  | XXXXXXXX | Yes | Nonequipment | Wall Insulation | Increased Exterior Above-Grade Wall Insulation | Code-Compliant Exterior Above-Grade Wall Insulation | Commercial | New | Retail | FL Zone 2 | Space Heating |  |  | 0 | Per Square Foot | [7 empty] | 9.9901 | 9.9901 | 0 | 0 |  | 20 |  |  |  | 0 | [8 empty] | 0 | 0 | 0 | 0 | 0 | 0 | 0 | [5 empty] | 0
FL Zone 2Schools K-12New |  | XXXXXXXX | Yes | Nonequipment | Wall Insulation | Increased Exterior Above-Grade Wall Insulation | Code-Compliant Exterior Above-Grade Wall Insulation | Commercial | New | Schools K-12 | FL Zone 2 | Space Heating |  |  | 0 | Per Square Foot | [7 empty] | 16.8476 | 16.8476 | 0 | 0 |  | 20 |  |  |  | 0 | [8 empty] | 0 | 0 | 0 | 0 | 0 | 0 | 0 | [5 empty] | 0
FL Zone 2WarehouseNew |  | XXXXXXXX | Yes | Nonequipment | Wall Insulation | Increased Exterior Above-Grade Wall Insulation | Code-Compliant Exterior Above-Grade Wall Insulation | Commercial | New | Warehouse | FL Zone 2 | Space Heating |  |  | 0 | Per Square Foot | [7 empty] | 3.5312 | 3.5312 | 0 | 0 |  | 20 |  |  |  | 0 | [8 empty] | 0 | 0 | 0 | 0 | 0 | 0 | 0 | [5 empty] | 0
FL Zone 2AssemblyExisting |  | XXXXXXXX | Yes | Nonequipment | Warehouse Loading Dock Seals | Seals to reduce infiltration losses at loading dock | Loading dock with no seals | Commercial | Existing | Assembly | FL Zone 2 | Space Heating |  |  | 0 | Square feet | [7 empty] | 0.59244 | 0.56212 | 0.030326 | 0.051188 |  | 18 |  |  |  | 0.030326 | [8 empty] | 0 | 0 | 0 | 0 | 0 | 0 | 0 | [5 empty] | 0
FL Zone 2College and UniversityExisting |  | XXXXXXXX | Yes | Nonequipment | Warehouse Loading Dock Seals | Seals to reduce infiltration losses at loading dock | Loading dock with no seals | Commercial | Existing | College and University | FL Zone 2 | Space Heating |  |  | 0 | Square feet | [7 empty] | 1.7285 | 1.7137 | 0.014814 | 0.0085705 |  | 18 |  |  |  | 0.014814 | [8 empty] | 0 | 0 | 0 | 0 | 0 | 0 | 0 | [5 empty] | 0
FL Zone 2GroceryExisting |  | XXXXXXXX | Yes | Nonequipment | Warehouse Loading Dock Seals | Seals to reduce infiltration losses at loading dock | Loading dock with no seals | Commercial | Existing | Grocery | FL Zone 2 | Space Heating |  |  | 0 | Square feet | [7 empty] | 4.8505 | 4.7473 | 0.10313 | 0.021261 |  | 18 |  |  |  | 0.10313 | [8 empty] | 0 | 0 | 0 | 0 | 0 | 0 | 0 | [5 empty] | 0
FL Zone 2HealthcareExisting |  | XXXXXXXX | Yes | Nonequipment | Warehouse Loading Dock Seals | Seals to reduce infiltration losses at loading dock | Loading dock with no seals | Commercial | Existing | Healthcare | FL Zone 2 | Space Heating |  |  | 0 | Square feet | [7 empty] | 2.3592 | 2.3304 | 0.028736 | 0.01218 |  | 18 |  |  |  | 0.028736 | [8 empty] | 0 | 0 | 0 | 0 | 0 | 0 | 0 | [5 empty] | 0
FL Zone 2HospitalsExisting |  | XXXXXXXX | Yes | Nonequipment | Warehouse Loading Dock Seals | Seals to reduce infiltration losses at loading dock | Loading dock with no seals | Commercial | Existing | Hospitals | FL Zone 2 | Space Heating |  |  | 0 | Square feet | [7 empty] | 12.716 | 12.7011 | 0.014865 | 0.001169 |  | 18 |  |  |  | 0.014865 | [8 empty] | 0 | 0 | 0 | 0 | 0 | 0 | 0 | [5 empty] | 0
FL Zone 2InstitutionalExisting |  | XXXXXXXX | Yes | Nonequipment | Warehouse Loading Dock Seals | Seals to reduce infiltration losses at loading dock | Loading dock with no seals | Commercial | Existing | Institutional | FL Zone 2 | Space Heating |  |  | 0 | Square feet | [7 empty] | 8.8017 | 8.709 | 0.092741 | 0.010537 |  | 18 |  |  |  | 0.092741 | [8 empty] | 0 | 0 | 0 | 0 | 0 | 0 | 0 | [5 empty] | 0
FL Zone 2Lodging/HospitalityExisting |  | XXXXXXXX | Yes | Nonequipment | Warehouse Loading Dock Seals | Seals to reduce infiltration losses at loading dock | Loading dock with no seals | Commercial | Existing | Lodging/Hospitality | FL Zone 2 | Space Heating |  |  | 0 | Square feet | [7 empty] | 5.4316 | 5.3618 | 0.069766 | 0.012845 |  | 18 |  |  |  | 0.069766 | [8 empty] | 0 | 0 | 0 | 0 | 0 | 0 | 0 | [5 empty] | 0
FL Zone 2MiscellaneousExisting |  | XXXXXXXX | Yes | Nonequipment | Warehouse Loading Dock Seals | Seals to reduce infiltration losses at loading dock | Loading dock with no seals | Commercial | Existing | Miscellaneous | FL Zone 2 | Space Heating |  |  | 0 | Square feet | [7 empty] | 16.7729 | 16.7543 | 0.018537 | 0.0011052 |  | 18 |  |  |  | 0.018537 | [8 empty] | 0 | 0 | 0 | 0 | 0 | 0 | 0 | [5 empty] | 0
FL Zone 2OfficesExisting |  | XXXXXXXX | Yes | Nonequipment | Warehouse Loading Dock Seals | Seals to reduce infiltration losses at loading dock | Loading dock with no seals | Commercial | Existing | Offices | FL Zone 2 | Space Heating |  |  | 0 | Square feet | [7 empty] | 9.1029 | 8.9683 | 0.13459 | 0.014785 |  | 18 |  |  |  | 0.13459 | [8 empty] | 0 | 0 | 0 | 0 | 0 | 0 | 0 | [5 empty] | 0
FL Zone 2RestaurantsExisting |  | XXXXXXXX | Yes | Nonequipment | Warehouse Loading Dock Seals | Seals to reduce infiltration losses at loading dock | Loading dock with no seals | Commercial | Existing | Restaurants | FL Zone 2 | Space Heating |  |  | 0 | Square feet | [7 empty] | 4.9042 | 4.8041 | 0.10006 | 0.020404 |  | 18 |  |  |  | 0.10006 | [8 empty] | 0 | 0 | 0 | 0 | 0 | 0 | 0 | [5 empty] | 0
FL Zone 2RetailExisting |  | XXXXXXXX | Yes | Nonequipment | Warehouse Loading Dock Seals | Seals to reduce infiltration losses at loading dock | Loading dock with no seals | Commercial | Existing | Retail | FL Zone 2 | Space Heating |  |  | 0 | Square feet | [7 empty] | 0.93572 | 0.89201 | 0.043712 | 0.046715 |  | 18 |  |  |  | 0.043712 | [8 empty] | 0 | 0 | 0 | 0 | 0 | 0 | 0 | [5 empty] | 0
FL Zone 2Schools K-12Existing |  | XXXXXXXX | Yes | Nonequipment | Warehouse Loading Dock Seals | Seals to reduce infiltration losses at loading dock | Loading dock with no seals | Commercial | Existing | Schools K-12 | FL Zone 2 | Space Heating |  |  | 0 | Square feet | [7 empty] | 0.79861 | 0.78863 | 0.0099829 | 0.0125 |  | 18 |  |  |  | 0.0099829 | [8 empty] | 0 | 0 | 0 | 0 | 0 | 0 | 0 | [5 empty] | 0
FL Zone 2WarehouseExisting |  | XXXXXXXX | Yes | Nonequipment | Warehouse Loading Dock Seals | Seals to reduce infiltration losses at loading dock | Loading dock with no seals | Commercial | Existing | Warehouse | FL Zone 2 | Space Heating |  |  | 0 | Square feet | [7 empty] | 0.21938 | 0.19177 | 0.027605 | 0.12583 |  | 18 |  |  |  | 0.027605 | [8 empty] | 0 | 0 | 0 | 0 | 0 | 0 | 0 | [5 empty] | 0
FL Zone 2AssemblyNew |  | XXXXXXXX | Yes | Nonequipment | Warehouse Loading Dock Seals | Seals to reduce infiltration losses at loading dock | Loading dock with no seals | Commercial | New | Assembly | FL Zone 2 | Space Heating |  |  | 0 | Square feet | [7 empty] | 0.59244 | 0.56496 | 0.027483 | 0.046389 |  | 18 |  |  |  | 0.027483 | [8 empty] | 0 | 0 | 0 | 0 | 0 | 0 | 0 | [5 empty] | 0
FL Zone 2College and UniversityNew |  | XXXXXXXX | Yes | Nonequipment | Warehouse Loading Dock Seals | Seals to reduce infiltration losses at loading dock | Loading dock with no seals | Commercial | New | College and University | FL Zone 2 | Space Heating |  |  | 0 | Square feet | [7 empty] | 1.7285 | 1.715 | 0.013425 | 0.007767 |  | 18 |  |  |  | 0.013425 | [8 empty] | 0 | 0 | 0 | 0 | 0 | 0 | 0 | [5 empty] | 0
FL Zone 2GroceryNew |  | XXXXXXXX | Yes | Nonequipment | Warehouse Loading Dock Seals | Seals to reduce infiltration losses at loading dock | Loading dock with no seals | Commercial | New | Grocery | FL Zone 2 | Space Heating |  |  | 0 | Square feet | [7 empty] | 4.8505 | 4.757 | 0.093458 | 0.019268 |  | 18 |  |  |  | 0.093458 | [8 empty] | 0 | 0 | 0 | 0 | 0 | 0 | 0 | [5 empty] | 0
FL Zone 2HealthcareNew |  | XXXXXXXX | Yes | Nonequipment | Warehouse Loading Dock Seals | Seals to reduce infiltration losses at loading dock | Loading dock with no seals | Commercial | New | Healthcare | FL Zone 2 | Space Heating |  |  | 0 | Square feet | [7 empty] | 2.3592 | 2.3331 | 0.026042 | 0.011039 |  | 18 |  |  |  | 0.026042 | [8 empty] | 0 | 0 | 0 | 0 | 0 | 0 | 0 | [5 empty] | 0
FL Zone 2HospitalsNew |  | XXXXXXXX | Yes | Nonequipment | Warehouse Loading Dock Seals | Seals to reduce infiltration losses at loading dock | Loading dock with no seals | Commercial | New | Hospitals | FL Zone 2 | Space Heating |  |  | 0 | Square feet | [7 empty] | 12.716 | 12.7025 | 0.013471 | 0.0010594 |  | 18 |  |  |  | 0.013471 | [8 empty] | 0 | 0 | 0 | 0 | 0 | 0 | 0 | [5 empty] | 0
FL Zone 2InstitutionalNew |  | XXXXXXXX | Yes | Nonequipment | Warehouse Loading Dock Seals | Seals to reduce infiltration losses at loading dock | Loading dock with no seals | Commercial | New | Institutional | FL Zone 2 | Space Heating |  |  | 0 | Square feet | [7 empty] | 8.8017 | 8.7177 | 0.084046 | 0.0095488 |  | 18 |  |  |  | 0.084046 | [8 empty] | 0 | 0 | 0 | 0 | 0 | 0 | 0 | [5 empty] | 0
FL Zone 2Lodging/HospitalityNew |  | XXXXXXXX | Yes | Nonequipment | Warehouse Loading Dock Seals | Seals to reduce infiltration losses at loading dock | Loading dock with no seals | Commercial | New | Lodging/Hospitality | FL Zone 2 | Space Heating |  |  | 0 | Square feet | [7 empty] | 5.4316 | 5.3683 | 0.063225 | 0.01164 |  | 18 |  |  |  | 0.063225 | [8 empty] | 0 | 0 | 0 | 0 | 0 | 0 | 0 | [5 empty] | 0
FL Zone 2MiscellaneousNew |  | XXXXXXXX | Yes | Nonequipment | Warehouse Loading Dock Seals | Seals to reduce infiltration losses at loading dock | Loading dock with no seals | Commercial | New | Miscellaneous | FL Zone 2 | Space Heating |  |  | 0 | Square feet | [7 empty] | 16.7729 | 16.7561 | 0.0168 | 0.0010016 |  | 18 |  |  |  | 0.0168 | [8 empty] | 0 | 0 | 0 | 0 | 0 | 0 | 0 | [5 empty] | 0
FL Zone 2OfficesNew |  | XXXXXXXX | Yes | Nonequipment | Warehouse Loading Dock Seals | Seals to reduce infiltration losses at loading dock | Loading dock with no seals | Commercial | New | Offices | FL Zone 2 | Space Heating |  |  | 0 | Square feet | [7 empty] | 9.1029 | 8.9809 | 0.12197 | 0.013399 |  | 18 |  |  |  | 0.12197 | [8 empty] | 0 | 0 | 0 | 0 | 0 | 0 | 0 | [5 empty] | 0
FL Zone 2RestaurantsNew |  | XXXXXXXX | Yes | Nonequipment | Warehouse Loading Dock Seals | Seals to reduce infiltration losses at loading dock | Loading dock with no seals | Commercial | New | Restaurants | FL Zone 2 | Space Heating |  |  | 0 | Square feet | [7 empty] | 4.9042 | 4.8135 | 0.090684 | 0.018491 |  | 18 |  |  |  | 0.090684 | [8 empty] | 0 | 0 | 0 | 0 | 0 | 0 | 0 | [5 empty] | 0
FL Zone 2RetailNew |  | XXXXXXXX | Yes | Nonequipment | Warehouse Loading Dock Seals | Seals to reduce infiltration losses at loading dock | Loading dock with no seals | Commercial | New | Retail | FL Zone 2 | Space Heating |  |  | 0 | Square feet | [7 empty] | 0.93572 | 0.89611 | 0.039614 | 0.042336 |  | 18 |  |  |  | 0.039614 | [8 empty] | 0 | 0 | 0 | 0 | 0 | 0 | 0 | [5 empty] | 0
FL Zone 2Schools K-12New |  | XXXXXXXX | Yes | Nonequipment | Warehouse Loading Dock Seals | Seals to reduce infiltration losses at loading dock | Loading dock with no seals | Commercial | New | Schools K-12 | FL Zone 2 | Space Heating |  |  | 0 | Square feet | [7 empty] | 0.79861 | 0.78956 | 0.009047 | 0.011328 |  | 18 |  |  |  | 0.009047 | [8 empty] | 0 | 0 | 0 | 0 | 0 | 0 | 0 | [5 empty] | 0
FL Zone 2WarehouseNew |  | XXXXXXXX | Yes | Nonequipment | Warehouse Loading Dock Seals | Seals to reduce infiltration losses at loading dock | Loading dock with no seals | Commercial | New | Warehouse | FL Zone 2 | Space Heating |  |  | 0 | Square feet | [7 empty] | 0.21938 | 0.19436 | 0.025017 | 0.11404 |  | 18 |  |  |  | 0.025017 | [8 empty] | 0 | 0 | 0 | 0 | 0 | 0 | 0 | [5 empty] | 0
FL Zone 2AssemblyExisting |  | XXXXXXXX | Yes | Nonequipment | Warehouse Loading Dock Seals | Seals to reduce infiltration losses at loading dock | Loading dock with no seals | Commercial | Existing | Assembly | FL Zone 2 | Space Cooling |  |  | 0 | Square feet | [7 empty] | 3.1952 | 3.1539 | 0.041307 | 0.012928 |  | 18 |  |  |  | 0.041307 | [8 empty] | 0 | 0 | 0 | 0 | 0 | 0 | 0 | [5 empty] | 0
FL Zone 2College and UniversityExisting |  | XXXXXXXX | Yes | Nonequipment | Warehouse Loading Dock Seals | Seals to reduce infiltration losses at loading dock | Loading dock with no seals | Commercial | Existing | College and University | FL Zone 2 | Space Cooling |  |  | 0 | Square feet | [7 empty] | 9.3222 | 9.302 | 0.020178 | 0.0021645 |  | 18 |  |  |  | 0.020178 | [8 empty] | 0 | 0 | 0 | 0 | 0 | 0 | 0 | [5 empty] | 0
FL Zone 2GroceryExisting |  | XXXXXXXX | Yes | Nonequipment | Warehouse Loading Dock Seals | Seals to reduce infiltration losses at loading dock | Loading dock with no seals | Commercial | Existing | Grocery | FL Zone 2 | Space Cooling |  |  | 0 | Square feet | [7 empty] | 26.16 | 26.0196 | 0.14047 | 0.0053696 |  | 18 |  |  |  | 0.14047 | [8 empty] | 0 | 0 | 0 | 0 | 0 | 0 | 0 | [5 empty] | 0
FL Zone 2HealthcareExisting |  | XXXXXXXX | Yes | Nonequipment | Warehouse Loading Dock Seals | Seals to reduce infiltration losses at loading dock | Loading dock with no seals | Commercial | Existing | Healthcare | FL Zone 2 | Space Cooling |  |  | 0 | Square feet | [7 empty] | 12.7238 | 12.6846 | 0.039141 | 0.0030762 |  | 18 |  |  |  | 0.039141 | [8 empty] | 0 | 0 | 0 | 0 | 0 | 0 | 0 | [5 empty] | 0
FL Zone 2HospitalsExisting |  | XXXXXXXX | Yes | Nonequipment | Warehouse Loading Dock Seals | Seals to reduce infiltration losses at loading dock | Loading dock with no seals | Commercial | Existing | Hospitals | FL Zone 2 | Space Cooling |  |  | 0 | Square feet | [7 empty] | 68.5815 | 68.5612 | 0.020247 | 0.00029523 |  | 18 |  |  |  | 0.020247 | [8 empty] | 0 | 0 | 0 | 0 | 0 | 0 | 0 | [5 empty] | 0
FL Zone 2InstitutionalExisting |  | XXXXXXXX | Yes | Nonequipment | Warehouse Loading Dock Seals | Seals to reduce infiltration losses at loading dock | Loading dock with no seals | Commercial | Existing | Institutional | FL Zone 2 | Space Cooling |  |  | 0 | Square feet | [7 empty] | 47.4704 | 47.3441 | 0.12632 | 0.0026611 |  | 18 |  |  |  | 0.12632 | [8 empty] | 0 | 0 | 0 | 0 | 0 | 0 | 0 | [5 empty] | 0
FL Zone 2Lodging/HospitalityExisting |  | XXXXXXXX | Yes | Nonequipment | Warehouse Loading Dock Seals | Seals to reduce infiltration losses at loading dock | Loading dock with no seals | Commercial | Existing | Lodging/Hospitality | FL Zone 2 | Space Cooling |  |  | 0 | Square feet | [7 empty] | 29.2942 | 29.1991 | 0.095028 | 0.0032439 |  | 18 |  |  |  | 0.095028 | [8 empty] | 0 | 0 | 0 | 0 | 0 | 0 | 0 | [5 empty] | 0
FL Zone 2MiscellaneousExisting |  | XXXXXXXX | Yes | Nonequipment | Warehouse Loading Dock Seals | Seals to reduce infiltration losses at loading dock | Loading dock with no seals | Commercial | Existing | Miscellaneous | FL Zone 2 | Space Cooling |  |  | 0 | Square feet | [7 empty] | 90.4615 | 90.4363 | 0.02525 | 0.00027912 |  | 18 |  |  |  | 0.02525 | [8 empty] | 0 | 0 | 0 | 0 | 0 | 0 | 0 | [5 empty] | 0
FL Zone 2OfficesExisting |  | XXXXXXXX | Yes | Nonequipment | Warehouse Loading Dock Seals | Seals to reduce infiltration losses at loading dock | Loading dock with no seals | Commercial | Existing | Offices | FL Zone 2 | Space Cooling |  |  | 0 | Square feet | [7 empty] | 49.095 | 48.9116 | 0.18332 | 0.0037341 |  | 18 |  |  |  | 0.18332 | [8 empty] | 0 | 0 | 0 | 0 | 0 | 0 | 0 | [5 empty] | 0
FL Zone 2RestaurantsExisting |  | XXXXXXXX | Yes | Nonequipment | Warehouse Loading Dock Seals | Seals to reduce infiltration losses at loading dock | Loading dock with no seals | Commercial | Existing | Restaurants | FL Zone 2 | Space Cooling |  |  | 0 | Square feet | [7 empty] | 26.4498 | 26.3135 | 0.1363 | 0.0051531 |  | 18 |  |  |  | 0.1363 | [8 empty] | 0 | 0 | 0 | 0 | 0 | 0 | 0 | [5 empty] | 0
FL Zone 2RetailExisting |  | XXXXXXXX | Yes | Nonequipment | Warehouse Loading Dock Seals | Seals to reduce infiltration losses at loading dock | Loading dock with no seals | Commercial | Existing | Retail | FL Zone 2 | Space Cooling |  |  | 0 | Square feet | [7 empty] | 5.0466 | 4.9871 | 0.059541 | 0.011798 |  | 18 |  |  |  | 0.059541 | [8 empty] | 0 | 0 | 0 | 0 | 0 | 0 | 0 | [5 empty] | 0
FL Zone 2Schools K-12Existing |  | XXXXXXXX | Yes | Nonequipment | Warehouse Loading Dock Seals | Seals to reduce infiltration losses at loading dock | Loading dock with no seals | Commercial | Existing | Schools K-12 | FL Zone 2 | Space Cooling |  |  | 0 | Square feet | [7 empty] | 4.3072 | 4.2936 | 0.013598 | 0.003157 |  | 18 |  |  |  | 0.013598 | [8 empty] | 0 | 0 | 0 | 0 | 0 | 0 | 0 | [5 empty] | 0
FL Zone 2WarehouseExisting |  | XXXXXXXX | Yes | Nonequipment | Warehouse Loading Dock Seals | Seals to reduce infiltration losses at loading dock | Loading dock with no seals | Commercial | Existing | Warehouse | FL Zone 2 | Space Cooling |  |  | 0 | Square feet | [7 empty] | 1.1832 | 1.1456 | 0.037601 | 0.03178 |  | 18 |  |  |  | 0.037601 | [8 empty] | 0 | 0 | 0 | 0 | 0 | 0 | 0 | [5 empty] | 0
FL Zone 2AssemblyNew |  | XXXXXXXX | Yes | Nonequipment | Warehouse Loading Dock Seals | Seals to reduce infiltration losses at loading dock | Loading dock with no seals | Commercial | New | Assembly | FL Zone 2 | Space Cooling |  |  | 0 | Square feet | [7 empty] | 3.1952 | 3.1539 | 0.041307 | 0.012928 |  | 18 |  |  |  | 0.041307 | [8 empty] | 0 | 0 | 0 | 0 | 0 | 0 | 0 | [5 empty] | 0
FL Zone 2College and UniversityNew |  | XXXXXXXX | Yes | Nonequipment | Warehouse Loading Dock Seals | Seals to reduce infiltration losses at loading dock | Loading dock with no seals | Commercial | New | College and University | FL Zone 2 | Space Cooling |  |  | 0 | Square feet | [7 empty] | 9.3222 | 9.302 | 0.020178 | 0.0021645 |  | 18 |  |  |  | 0.020178 | [8 empty] | 0 | 0 | 0 | 0 | 0 | 0 | 0 | [5 empty] | 0
FL Zone 2GroceryNew |  | XXXXXXXX | Yes | Nonequipment | Warehouse Loading Dock Seals | Seals to reduce infiltration losses at loading dock | Loading dock with no seals | Commercial | New | Grocery | FL Zone 2 | Space Cooling |  |  | 0 | Square feet | [7 empty] | 26.16 | 26.0196 | 0.14047 | 0.0053696 |  | 18 |  |  |  | 0.14047 | [8 empty] | 0 | 0 | 0 | 0 | 0 | 0 | 0 | [5 empty] | 0
FL Zone 2HealthcareNew |  | XXXXXXXX | Yes | Nonequipment | Warehouse Loading Dock Seals | Seals to reduce infiltration losses at loading dock | Loading dock with no seals | Commercial | New | Healthcare | FL Zone 2 | Space Cooling |  |  | 0 | Square feet | [7 empty] | 12.7238 | 12.6846 | 0.039141 | 0.0030762 |  | 18 |  |  |  | 0.039141 | [8 empty] | 0 | 0 | 0 | 0 | 0 | 0 | 0 | [5 empty] | 0
FL Zone 2HospitalsNew |  | XXXXXXXX | Yes | Nonequipment | Warehouse Loading Dock Seals | Seals to reduce infiltration losses at loading dock | Loading dock with no seals | Commercial | New | Hospitals | FL Zone 2 | Space Cooling |  |  | 0 | Square feet | [7 empty] | 68.5815 | 68.5612 | 0.020247 | 0.00029523 |  | 18 |  |  |  | 0.020247 | [8 empty] | 0 | 0 | 0 | 0 | 0 | 0 | 0 | [5 empty] | 0
FL Zone 2InstitutionalNew |  | XXXXXXXX | Yes | Nonequipment | Warehouse Loading Dock Seals | Seals to reduce infiltration losses at loading dock | Loading dock with no seals | Commercial | New | Institutional | FL Zone 2 | Space Cooling |  |  | 0 | Square feet | [7 empty] | 47.4704 | 47.3441 | 0.12632 | 0.0026611 |  | 18 |  |  |  | 0.12632 | [8 empty] | 0 | 0 | 0 | 0 | 0 | 0 | 0 | [5 empty] | 0
FL Zone 2Lodging/HospitalityNew |  | XXXXXXXX | Yes | Nonequipment | Warehouse Loading Dock Seals | Seals to reduce infiltration losses at loading dock | Loading dock with no seals | Commercial | New | Lodging/Hospitality | FL Zone 2 | Space Cooling |  |  | 0 | Square feet | [7 empty] | 29.2942 | 29.1991 | 0.095028 | 0.0032439 |  | 18 |  |  |  | 0.095028 | [8 empty] | 0 | 0 | 0 | 0 | 0 | 0 | 0 | [5 empty] | 0
FL Zone 2MiscellaneousNew |  | XXXXXXXX | Yes | Nonequipment | Warehouse Loading Dock Seals | Seals to reduce infiltration losses at loading dock | Loading dock with no seals | Commercial | New | Miscellaneous | FL Zone 2 | Space Cooling |  |  | 0 | Square feet | [7 empty] | 90.4615 | 90.4363 | 0.02525 | 0.00027912 |  | 18 |  |  |  | 0.02525 | [8 empty] | 0 | 0 | 0 | 0 | 0 | 0 | 0 | [5 empty] | 0
FL Zone 2OfficesNew |  | XXXXXXXX | Yes | Nonequipment | Warehouse Loading Dock Seals | Seals to reduce infiltration losses at loading dock | Loading dock with no seals | Commercial | New | Offices | FL Zone 2 | Space Cooling |  |  | 0 | Square feet | [7 empty] | 49.095 | 48.9116 | 0.18332 | 0.0037341 |  | 18 |  |  |  | 0.18332 | [8 empty] | 0 | 0 | 0 | 0 | 0 | 0 | 0 | [5 empty] | 0
FL Zone 2RestaurantsNew |  | XXXXXXXX | Yes | Nonequipment | Warehouse Loading Dock Seals | Seals to reduce infiltration losses at loading dock | Loading dock with no seals | Commercial | New | Restaurants | FL Zone 2 | Space Cooling |  |  | 0 | Square feet | [7 empty] | 26.4498 | 26.3135 | 0.1363 | 0.0051531 |  | 18 |  |  |  | 0.1363 | [8 empty] | 0 | 0 | 0 | 0 | 0 | 0 | 0 | [5 empty] | 0
FL Zone 2RetailNew |  | XXXXXXXX | Yes | Nonequipment | Warehouse Loading Dock Seals | Seals to reduce infiltration losses at loading dock | Loading dock with no seals | Commercial | New | Retail | FL Zone 2 | Space Cooling |  |  | 0 | Square feet | [7 empty] | 5.0466 | 4.9871 | 0.059541 | 0.011798 |  | 18 |  |  |  | 0.059541 | [8 empty] | 0 | 0 | 0 | 0 | 0 | 0 | 0 | [5 empty] | 0
FL Zone 2Schools K-12New |  | XXXXXXXX | Yes | Nonequipment | Warehouse Loading Dock Seals | Seals to reduce infiltration losses at loading dock | Loading dock with no seals | Commercial | New | Schools K-12 | FL Zone 2 | Space Cooling |  |  | 0 | Square feet | [7 empty] | 4.3072 | 4.2936 | 0.013598 | 0.003157 |  | 18 |  |  |  | 0.013598 | [8 empty] | 0 | 0 | 0 | 0 | 0 | 0 | 0 | [5 empty] | 0
FL Zone 2WarehouseNew |  | XXXXXXXX | Yes | Nonequipment | Warehouse Loading Dock Seals | Seals to reduce infiltration losses at loading dock | Loading dock with no seals | Commercial | New | Warehouse | FL Zone 2 | Space Cooling |  |  | 0 | Square feet | [7 empty] | 1.1832 | 1.1456 | 0.037601 | 0.03178 |  | 18 |  |  |  | 0.037601 | [8 empty] | 0 | 0 | 0 | 0 | 0 | 0 | 0 | [5 empty] | 0
FL Zone 2AssemblyExisting |  | XXXXXXXX | Yes | Nonequipment | Water Cooled Refrigeration Heat Recovery | The heat reclaim system transfers waste heat from refrigeration system to space heating or hot water | No heat recovery | Commercial | Existing | Assembly | FL Zone 2 | Space Heating |  |  | 0 | Per End Use Consumption | [7 empty] | 7520.072 | 6768.0648 | 752.0072 | 0.1 |  | 20 |  |  |  | 752.0072 | [8 empty] | 0 | 0 | 0 | 0 | 0 | 0 | 0 | [5 empty] | 0
FL Zone 2College and UniversityExisting |  | XXXXXXXX | Yes | Nonequipment | Water Cooled Refrigeration Heat Recovery | The heat reclaim system transfers waste heat from refrigeration system to space heating or hot water | No heat recovery | Commercial | Existing | College and University | FL Zone 2 | Space Heating |  |  | 0 | Per End Use Consumption | [7 empty] | 44914.4217 | 40422.9796 | 4491.4422 | 0.1 |  | 20 |  |  |  | 4491.4422 | [8 empty] | 0 | 0 | 0 | 0 | 0 | 0 | 0 | [5 empty] | 0
FL Zone 2GroceryExisting |  | XXXXXXXX | Yes | Nonequipment | Water Cooled Refrigeration Heat Recovery | The heat reclaim system transfers waste heat from refrigeration system to space heating or hot water | No heat recovery | Commercial | Existing | Grocery | FL Zone 2 | Space Heating |  |  | 0 | Per End Use Consumption | [7 empty] | 18105.3019 | 16294.7717 | 1810.5302 | 0.1 |  | 20 |  |  |  | 1810.5302 | [8 empty] | 0 | 0 | 0 | 0 | 0 | 0 | 0 | [5 empty] | 0
FL Zone 2HealthcareExisting |  | XXXXXXXX | Yes | Nonequipment | Water Cooled Refrigeration Heat Recovery | The heat reclaim system transfers waste heat from refrigeration system to space heating or hot water | No heat recovery | Commercial | Existing | Healthcare | FL Zone 2 | Space Heating |  |  | 0 | Per End Use Consumption | [7 empty] | 31602.8836 | 28442.5952 | 3160.2884 | 0.1 |  | 20 |  |  |  | 3160.2884 | [8 empty] | 0 | 0 | 0 | 0 | 0 | 0 | 0 | [5 empty] | 0
FL Zone 2HospitalsExisting |  | XXXXXXXX | Yes | Nonequipment | Water Cooled Refrigeration Heat Recovery | The heat reclaim system transfers waste heat from refrigeration system to space heating or hot water | No heat recovery | Commercial | Existing | Hospitals | FL Zone 2 | Space Heating |  |  | 0 | Per End Use Consumption | [7 empty] | 329297.0743 | 296367.3669 | 32929.7074 | 0.1 |  | 20 |  |  |  | 32929.7074 | [8 empty] | 0 | 0 | 0 | 0 | 0 | 0 | 0 | [5 empty] | 0
FL Zone 2InstitutionalExisting |  | XXXXXXXX | Yes | Nonequipment | Water Cooled Refrigeration Heat Recovery | The heat reclaim system transfers waste heat from refrigeration system to space heating or hot water | No heat recovery | Commercial | Existing | Institutional | FL Zone 2 | Space Heating |  |  | 0 | Per End Use Consumption | [7 empty] | 36533.2699 | 32879.943 | 3653.327 | 0.1 |  | 20 |  |  |  | 3653.327 | [8 empty] | 0 | 0 | 0 | 0 | 0 | 0 | 0 | [5 empty] | 0
FL Zone 2Lodging/HospitalityExisting |  | XXXXXXXX | Yes | Nonequipment | Water Cooled Refrigeration Heat Recovery | The heat reclaim system transfers waste heat from refrigeration system to space heating or hot water | No heat recovery | Commercial | Existing | Lodging/Hospitality | FL Zone 2 | Space Heating |  |  | 0 | Per End Use Consumption | [7 empty] | 29969.1152 | 26972.2037 | 2996.9115 | 0.1 |  | 20 |  |  |  | 2996.9115 | [8 empty] | 0 | 0 | 0 | 0 | 0 | 0 | 0 | [5 empty] | 0
FL Zone 2MiscellaneousExisting |  | XXXXXXXX | Yes | Nonequipment | Water Cooled Refrigeration Heat Recovery | The heat reclaim system transfers waste heat from refrigeration system to space heating or hot water | No heat recovery | Commercial | Existing | Miscellaneous | FL Zone 2 | Space Heating |  |  | 0 | Per End Use Consumption | [7 empty] | 348296.6521 | 313466.9869 | 34829.6652 | 0.1 |  | 20 |  |  |  | 34829.6652 | [8 empty] | 0 | 0 | 0 | 0 | 0 | 0 | 0 | [5 empty] | 0
FL Zone 2OfficesExisting |  | XXXXXXXX | Yes | Nonequipment | Water Cooled Refrigeration Heat Recovery | The heat reclaim system transfers waste heat from refrigeration system to space heating or hot water | No heat recovery | Commercial | Existing | Offices | FL Zone 2 | Space Heating |  |  | 0 | Per End Use Consumption | [7 empty] | 26035.3087 | 23431.7778 | 2603.5309 | 0.1 |  | 20 |  |  |  | 2603.5309 | [8 empty] | 0 | 0 | 0 | 0 | 0 | 0 | 0 | [5 empty] | 0
FL Zone 2RestaurantsExisting |  | XXXXXXXX | Yes | Nonequipment | Water Cooled Refrigeration Heat Recovery | The heat reclaim system transfers waste heat from refrigeration system to space heating or hot water | No heat recovery | Commercial | Existing | Restaurants | FL Zone 2 | Space Heating |  |  | 0 | Per End Use Consumption | [7 empty] | 18865.8351 | 16979.2516 | 1886.5835 | 0.1 |  | 20 |  |  |  | 1886.5835 | [8 empty] | 0 | 0 | 0 | 0 | 0 | 0 | 0 | [5 empty] | 0
FL Zone 2RetailExisting |  | XXXXXXXX | Yes | Nonequipment | Water Cooled Refrigeration Heat Recovery | The heat reclaim system transfers waste heat from refrigeration system to space heating or hot water | No heat recovery | Commercial | Existing | Retail | FL Zone 2 | Space Heating |  |  | 0 | Per End Use Consumption | [7 empty] | 8240.1374 | 7416.1236 | 824.0137 | 0.1 |  | 20 |  |  |  | 824.0137 | [8 empty] | 0 | 0 | 0 | 0 | 0 | 0 | 0 | [5 empty] | 0
FL Zone 2Schools K-12Existing |  | XXXXXXXX | Yes | Nonequipment | Water Cooled Refrigeration Heat Recovery | The heat reclaim system transfers waste heat from refrigeration system to space heating or hot water | No heat recovery | Commercial | Existing | Schools K-12 | FL Zone 2 | Space Heating |  |  | 0 | Per End Use Consumption | [7 empty] | 30794.1632 | 27714.7469 | 3079.4163 | 0.1 |  | 20 |  |  |  | 3079.4163 | [8 empty] | 0 | 0 | 0 | 0 | 0 | 0 | 0 | [5 empty] | 0
FL Zone 2WarehouseExisting |  | XXXXXXXX | Yes | Nonequipment | Water Cooled Refrigeration Heat Recovery | The heat reclaim system transfers waste heat from refrigeration system to space heating or hot water | No heat recovery | Commercial | Existing | Warehouse | FL Zone 2 | Space Heating |  |  | 0 | Per End Use Consumption | [7 empty] | 3059.104 | 2753.1936 | 305.9104 | 0.1 |  | 20 |  |  |  | 305.9104 | [8 empty] | 0 | 0 | 0 | 0 | 0 | 0 | 0 | [5 empty] | 0
FL Zone 2AssemblyNew |  | XXXXXXXX | Yes | Nonequipment | Water Cooled Refrigeration Heat Recovery | The heat reclaim system transfers waste heat from refrigeration system to space heating or hot water | No heat recovery | Commercial | New | Assembly | FL Zone 2 | Space Heating |  |  | 0 | Per End Use Consumption | [7 empty] | 7520.072 | 6768.0648 | 752.0072 | 0.1 |  | 20 |  |  |  | 752.0072 | [8 empty] | 0 | 0 | 0 | 0 | 0 | 0 | 0 | [5 empty] | 0
FL Zone 2College and UniversityNew |  | XXXXXXXX | Yes | Nonequipment | Water Cooled Refrigeration Heat Recovery | The heat reclaim system transfers waste heat from refrigeration system to space heating or hot water | No heat recovery | Commercial | New | College and University | FL Zone 2 | Space Heating |  |  | 0 | Per End Use Consumption | [7 empty] | 44914.4217 | 40422.9796 | 4491.4422 | 0.1 |  | 20 |  |  |  | 4491.4422 | [8 empty] | 0 | 0 | 0 | 0 | 0 | 0 | 0 | [5 empty] | 0
FL Zone 2GroceryNew |  | XXXXXXXX | Yes | Nonequipment | Water Cooled Refrigeration Heat Recovery | The heat reclaim system transfers waste heat from refrigeration system to space heating or hot water | No heat recovery | Commercial | New | Grocery | FL Zone 2 | Space Heating |  |  | 0 | Per End Use Consumption | [7 empty] | 18105.3019 | 16294.7717 | 1810.5302 | 0.1 |  | 20 |  |  |  | 1810.5302 | [8 empty] | 0 | 0 | 0 | 0 | 0 | 0 | 0 | [5 empty] | 0
FL Zone 2HealthcareNew |  | XXXXXXXX | Yes | Nonequipment | Water Cooled Refrigeration Heat Recovery | The heat reclaim system transfers waste heat from refrigeration system to space heating or hot water | No heat recovery | Commercial | New | Healthcare | FL Zone 2 | Space Heating |  |  | 0 | Per End Use Consumption | [7 empty] | 31602.8836 | 28442.5952 | 3160.2884 | 0.1 |  | 20 |  |  |  | 3160.2884 | [8 empty] | 0 | 0 | 0 | 0 | 0 | 0 | 0 | [5 empty] | 0
FL Zone 2HospitalsNew |  | XXXXXXXX | Yes | Nonequipment | Water Cooled Refrigeration Heat Recovery | The heat reclaim system transfers waste heat from refrigeration system to space heating or hot water | No heat recovery | Commercial | New | Hospitals | FL Zone 2 | Space Heating |  |  | 0 | Per End Use Consumption | [7 empty] | 329297.0743 | 296367.3669 | 32929.7074 | 0.1 |  | 20 |  |  |  | 32929.7074 | [8 empty] | 0 | 0 | 0 | 0 | 0 | 0 | 0 | [5 empty] | 0
FL Zone 2InstitutionalNew |  | XXXXXXXX | Yes | Nonequipment | Water Cooled Refrigeration Heat Recovery | The heat reclaim system transfers waste heat from refrigeration system to space heating or hot water | No heat recovery | Commercial | New | Institutional | FL Zone 2 | Space Heating |  |  | 0 | Per End Use Consumption | [7 empty] | 36533.2699 | 32879.943 | 3653.327 | 0.1 |  | 20 |  |  |  | 3653.327 | [8 empty] | 0 | 0 | 0 | 0 | 0 | 0 | 0 | [5 empty] | 0
FL Zone 2Lodging/HospitalityNew |  | XXXXXXXX | Yes | Nonequipment | Water Cooled Refrigeration Heat Recovery | The heat reclaim system transfers waste heat from refrigeration system to space heating or hot water | No heat recovery | Commercial | New | Lodging/Hospitality | FL Zone 2 | Space Heating |  |  | 0 | Per End Use Consumption | [7 empty] | 29969.1152 | 26972.2037 | 2996.9115 | 0.1 |  | 20 |  |  |  | 2996.9115 | [8 empty] | 0 | 0 | 0 | 0 | 0 | 0 | 0 | [5 empty] | 0
FL Zone 2MiscellaneousNew |  | XXXXXXXX | Yes | Nonequipment | Water Cooled Refrigeration Heat Recovery | The heat reclaim system transfers waste heat from refrigeration system to space heating or hot water | No heat recovery | Commercial | New | Miscellaneous | FL Zone 2 | Space Heating |  |  | 0 | Per End Use Consumption | [7 empty] | 348296.6521 | 313466.9869 | 34829.6652 | 0.1 |  | 20 |  |  |  | 34829.6652 | [8 empty] | 0 | 0 | 0 | 0 | 0 | 0 | 0 | [5 empty] | 0
FL Zone 2OfficesNew |  | XXXXXXXX | Yes | Nonequipment | Water Cooled Refrigeration Heat Recovery | The heat reclaim system transfers waste heat from refrigeration system to space heating or hot water | No heat recovery | Commercial | New | Offices | FL Zone 2 | Space Heating |  |  | 0 | Per End Use Consumption | [7 empty] | 26035.3087 | 23431.7778 | 2603.5309 | 0.1 |  | 20 |  |  |  | 2603.5309 | [8 empty] | 0 | 0 | 0 | 0 | 0 | 0 | 0 | [5 empty] | 0
FL Zone 2RestaurantsNew |  | XXXXXXXX | Yes | Nonequipment | Water Cooled Refrigeration Heat Recovery | The heat reclaim system transfers waste heat from refrigeration system to space heating or hot water | No heat recovery | Commercial | New | Restaurants | FL Zone 2 | Space Heating |  |  | 0 | Per End Use Consumption | [7 empty] | 18865.8351 | 16979.2516 | 1886.5835 | 0.1 |  | 20 |  |  |  | 1886.5835 | [8 empty] | 0 | 0 | 0 | 0 | 0 | 0 | 0 | [5 empty] | 0
FL Zone 2RetailNew |  | XXXXXXXX | Yes | Nonequipment | Water Cooled Refrigeration Heat Recovery | The heat reclaim system transfers waste heat from refrigeration system to space heating or hot water | No heat recovery | Commercial | New | Retail | FL Zone 2 | Space Heating |  |  | 0 | Per End Use Consumption | [7 empty] | 8240.1374 | 7416.1236 | 824.0137 | 0.1 |  | 20 |  |  |  | 824.0137 | [8 empty] | 0 | 0 | 0 | 0 | 0 | 0 | 0 | [5 empty] | 0
FL Zone 2Schools K-12New |  | XXXXXXXX | Yes | Nonequipment | Water Cooled Refrigeration Heat Recovery | The heat reclaim system transfers waste heat from refrigeration system to space heating or hot water | No heat recovery | Commercial | New | Schools K-12 | FL Zone 2 | Space Heating |  |  | 0 | Per End Use Consumption | [7 empty] | 30794.1632 | 27714.7469 | 3079.4163 | 0.1 |  | 20 |  |  |  | 3079.4163 | [8 empty] | 0 | 0 | 0 | 0 | 0 | 0 | 0 | [5 empty] | 0
FL Zone 2WarehouseNew |  | XXXXXXXX | Yes | Nonequipment | Water Cooled Refrigeration Heat Recovery | The heat reclaim system transfers waste heat from refrigeration system to space heating or hot water | No heat recovery | Commercial | New | Warehouse | FL Zone 2 | Space Heating |  |  | 0 | Per End Use Consumption | [7 empty] | 3059.104 | 2753.1936 | 305.9104 | 0.1 |  | 20 |  |  |  | 305.9104 | [8 empty] | 0 | 0 | 0 | 0 | 0 | 0 | 0 | [5 empty] | 0
FL Zone 2AssemblyExisting |  | XXXXXXXX | Yes | Nonequipment | Waterside Economizer | Waterside Economizer | No economizer | Commercial | Existing | Assembly | FL Zone 2 | Space Cooling |  |  | 0 | Per End Use Consumption | [7 empty] | 134007.8991 | 126563.0158 | 7444.8833 | 0.055556 |  | 20 |  |  |  | 7444.8833 | [8 empty] | 0 | 0 | 0 | 0 | 0 | 0 | 0 | [5 empty] | 0
FL Zone 2College and UniversityExisting |  | XXXXXXXX | Yes | Nonequipment | Waterside Economizer | Waterside Economizer | No economizer | Commercial | Existing | College and University | FL Zone 2 | Space Cooling |  |  | 0 | Per End Use Consumption | [7 empty] | 148669.8192 | 140410.3848 | 8259.4344 | 0.055556 |  | 20 |  |  |  | 8259.4344 | [8 empty] | 0 | 0 | 0 | 0 | 0 | 0 | 0 | [5 empty] | 0
FL Zone 2GroceryExisting |  | XXXXXXXX | Yes | Nonequipment | Waterside Economizer | Waterside Economizer | No economizer | Commercial | Existing | Grocery | FL Zone 2 | Space Cooling |  |  | 0 | Per End Use Consumption | [7 empty] | 74027.3169 | 69914.6882 | 4112.6287 | 0.055556 |  | 20 |  |  |  | 4112.6287 | [8 empty] | 0 | 0 | 0 | 0 | 0 | 0 | 0 | [5 empty] | 0
FL Zone 2HealthcareExisting |  | XXXXXXXX | Yes | Nonequipment | Waterside Economizer | Waterside Economizer | No economizer | Commercial | Existing | Healthcare | FL Zone 2 | Space Cooling |  |  | 0 | Per End Use Consumption | [7 empty] | 291597.9075 | 275398.0237 | 16199.8837 | 0.055556 |  | 20 |  |  |  | 16199.8837 | [8 empty] | 0 | 0 | 0 | 0 | 0 | 0 | 0 | [5 empty] | 0
FL Zone 2HospitalsExisting |  | XXXXXXXX | Yes | Nonequipment | Waterside Economizer | Waterside Economizer | No economizer | Commercial | Existing | Hospitals | FL Zone 2 | Space Cooling |  |  | 0 | Per End Use Consumption | [7 empty] | 276218.271 | 260872.8115 | 15345.4595 | 0.055556 |  | 20 |  |  |  | 15345.4595 | [8 empty] | 0 | 0 | 0 | 0 | 0 | 0 | 0 | [5 empty] | 0
FL Zone 2InstitutionalExisting |  | XXXXXXXX | Yes | Nonequipment | Waterside Economizer | Waterside Economizer | No economizer | Commercial | Existing | Institutional | FL Zone 2 | Space Cooling |  |  | 0 | Per End Use Consumption | [7 empty] | 72386.8223 | 68365.3322 | 4021.4901 | 0.055556 |  | 20 |  |  |  | 4021.4901 | [8 empty] | 0 | 0 | 0 | 0 | 0 | 0 | 0 | [5 empty] | 0
FL Zone 2Lodging/HospitalityExisting |  | XXXXXXXX | Yes | Nonequipment | Waterside Economizer | Waterside Economizer | No economizer | Commercial | Existing | Lodging/Hospitality | FL Zone 2 | Space Cooling |  |  | 0 | Per End Use Consumption | [7 empty] | 221364.2343 | 209066.2213 | 12298.013 | 0.055556 |  | 20 |  |  |  | 12298.013 | [8 empty] | 0 | 0 | 0 | 0 | 0 | 0 | 0 | [5 empty] | 0
FL Zone 2MiscellaneousExisting |  | XXXXXXXX | Yes | Nonequipment | Waterside Economizer | Waterside Economizer | No economizer | Commercial | Existing | Miscellaneous | FL Zone 2 | Space Cooling |  |  | 0 | Per End Use Consumption | [7 empty] | 74847.5642 | 70689.3661 | 4158.198 | 0.055556 |  | 20 |  |  |  | 4158.198 | [8 empty] | 0 | 0 | 0 | 0 | 0 | 0 | 0 | [5 empty] | 0
FL Zone 2OfficesExisting |  | XXXXXXXX | Yes | Nonequipment | Waterside Economizer | Waterside Economizer | No economizer | Commercial | Existing | Offices | FL Zone 2 | Space Cooling |  |  | 0 | Per End Use Consumption | [7 empty] | 150822.9683 | 142443.9145 | 8379.0538 | 0.055556 |  | 20 |  |  |  | 8379.0538 | [8 empty] | 0 | 0 | 0 | 0 | 0 | 0 | 0 | [5 empty] | 0
FL Zone 2RestaurantsExisting |  | XXXXXXXX | Yes | Nonequipment | Waterside Economizer | Waterside Economizer | No economizer | Commercial | Existing | Restaurants | FL Zone 2 | Space Cooling |  |  | 0 | Per End Use Consumption | [7 empty] | 217160.467 | 205095.9966 | 12064.4704 | 0.055556 |  | 20 |  |  |  | 12064.4704 | [8 empty] | 0 | 0 | 0 | 0 | 0 | 0 | 0 | [5 empty] | 0
FL Zone 2RetailExisting |  | XXXXXXXX | Yes | Nonequipment | Waterside Economizer | Waterside Economizer | No economizer | Commercial | Existing | Retail | FL Zone 2 | Space Cooling |  |  | 0 | Per End Use Consumption | [7 empty] | 170201.3103 | 160745.6819 | 9455.6283 | 0.055556 |  | 20 |  |  |  | 9455.6283 | [8 empty] | 0 | 0 | 0 | 0 | 0 | 0 | 0 | [5 empty] | 0
FL Zone 2Schools K-12Existing |  | XXXXXXXX | Yes | Nonequipment | Waterside Economizer | Waterside Economizer | No economizer | Commercial | Existing | Schools K-12 | FL Zone 2 | Space Cooling |  |  | 0 | Per End Use Consumption | [7 empty] | 147952.1028 | 139732.5416 | 8219.5613 | 0.055556 |  | 20 |  |  |  | 8219.5613 | [8 empty] | 0 | 0 | 0 | 0 | 0 | 0 | 0 | [5 empty] | 0
FL Zone 2WarehouseExisting |  | XXXXXXXX | Yes | Nonequipment | Waterside Economizer | Waterside Economizer | No economizer | Commercial | Existing | Warehouse | FL Zone 2 | Space Cooling |  |  | 0 | Per End Use Consumption | [7 empty] | 32502.2984 | 30696.6152 | 1805.6832 | 0.055556 |  | 20 |  |  |  | 1805.6832 | [8 empty] | 0 | 0 | 0 | 0 | 0 | 0 | 0 | [5 empty] | 0
FL Zone 2AssemblyNew |  | XXXXXXXX | Yes | Nonequipment | Waterside Economizer | Waterside Economizer | No economizer | Commercial | New | Assembly | FL Zone 2 | Space Cooling |  |  | 0 | Per End Use Consumption | [7 empty] | 134007.8991 | 126563.0158 | 7444.8833 | 0.055556 |  | 20 |  |  |  | 7444.8833 | [8 empty] | 0 | 0 | 0 | 0 | 0 | 0 | 0 | [5 empty] | 0
FL Zone 2College and UniversityNew |  | XXXXXXXX | Yes | Nonequipment | Waterside Economizer | Waterside Economizer | No economizer | Commercial | New | College and University | FL Zone 2 | Space Cooling |  |  | 0 | Per End Use Consumption | [7 empty] | 148669.8192 | 140410.3848 | 8259.4344 | 0.055556 |  | 20 |  |  |  | 8259.4344 | [8 empty] | 0 | 0 | 0 | 0 | 0 | 0 | 0 | [5 empty] | 0
FL Zone 2GroceryNew |  | XXXXXXXX | Yes | Nonequipment | Waterside Economizer | Waterside Economizer | No economizer | Commercial | New | Grocery | FL Zone 2 | Space Cooling |  |  | 0 | Per End Use Consumption | [7 empty] | 74027.3169 | 69914.6882 | 4112.6287 | 0.055556 |  | 20 |  |  |  | 4112.6287 | [8 empty] | 0 | 0 | 0 | 0 | 0 | 0 | 0 | [5 empty] | 0
FL Zone 2HealthcareNew |  | XXXXXXXX | Yes | Nonequipment | Waterside Economizer | Waterside Economizer | No economizer | Commercial | New | Healthcare | FL Zone 2 | Space Cooling |  |  | 0 | Per End Use Consumption | [7 empty] | 291597.9075 | 275398.0237 | 16199.8837 | 0.055556 |  | 20 |  |  |  | 16199.8837 | [8 empty] | 0 | 0 | 0 | 0 | 0 | 0 | 0 | [5 empty] | 0
FL Zone 2HospitalsNew |  | XXXXXXXX | Yes | Nonequipment | Waterside Economizer | Waterside Economizer | No economizer | Commercial | New | Hospitals | FL Zone 2 | Space Cooling |  |  | 0 | Per End Use Consumption | [7 empty] | 276218.271 | 260872.8115 | 15345.4595 | 0.055556 |  | 20 |  |  |  | 15345.4595 | [8 empty] | 0 | 0 | 0 | 0 | 0 | 0 | 0 | [5 empty] | 0
FL Zone 2InstitutionalNew |  | XXXXXXXX | Yes | Nonequipment | Waterside Economizer | Waterside Economizer | No economizer | Commercial | New | Institutional | FL Zone 2 | Space Cooling |  |  | 0 | Per End Use Consumption | [7 empty] | 72386.8223 | 68365.3322 | 4021.4901 | 0.055556 |  | 20 |  |  |  | 4021.4901 | [8 empty] | 0 | 0 | 0 | 0 | 0 | 0 | 0 | [5 empty] | 0
FL Zone 2Lodging/HospitalityNew |  | XXXXXXXX | Yes | Nonequipment | Waterside Economizer | Waterside Economizer | No economizer | Commercial | New | Lodging/Hospitality | FL Zone 2 | Space Cooling |  |  | 0 | Per End Use Consumption | [7 empty] | 221364.2343 | 209066.2213 | 12298.013 | 0.055556 |  | 20 |  |  |  | 12298.013 | [8 empty] | 0 | 0 | 0 | 0 | 0 | 0 | 0 | [5 empty] | 0
FL Zone 2MiscellaneousNew |  | XXXXXXXX | Yes | Nonequipment | Waterside Economizer | Waterside Economizer | No economizer | Commercial | New | Miscellaneous | FL Zone 2 | Space Cooling |  |  | 0 | Per End Use Consumption | [7 empty] | 74847.5642 | 70689.3661 | 4158.198 | 0.055556 |  | 20 |  |  |  | 4158.198 | [8 empty] | 0 | 0 | 0 | 0 | 0 | 0 | 0 | [5 empty] | 0
FL Zone 2OfficesNew |  | XXXXXXXX | Yes | Nonequipment | Waterside Economizer | Waterside Economizer | No economizer | Commercial | New | Offices | FL Zone 2 | Space Cooling |  |  | 0 | Per End Use Consumption | [7 empty] | 150822.9683 | 142443.9145 | 8379.0538 | 0.055556 |  | 20 |  |  |  | 8379.0538 | [8 empty] | 0 | 0 | 0 | 0 | 0 | 0 | 0 | [5 empty] | 0
FL Zone 2RestaurantsNew |  | XXXXXXXX | Yes | Nonequipment | Waterside Economizer | Waterside Economizer | No economizer | Commercial | New | Restaurants | FL Zone 2 | Space Cooling |  |  | 0 | Per End Use Consumption | [7 empty] | 217160.467 | 205095.9966 | 12064.4704 | 0.055556 |  | 20 |  |  |  | 12064.4704 | [8 empty] | 0 | 0 | 0 | 0 | 0 | 0 | 0 | [5 empty] | 0
FL Zone 2RetailNew |  | XXXXXXXX | Yes | Nonequipment | Waterside Economizer | Waterside Economizer | No economizer | Commercial | New | Retail | FL Zone 2 | Space Cooling |  |  | 0 | Per End Use Consumption | [7 empty] | 170201.3103 | 160745.6819 | 9455.6283 | 0.055556 |  | 20 |  |  |  | 9455.6283 | [8 empty] | 0 | 0 | 0 | 0 | 0 | 0 | 0 | [5 empty] | 0
FL Zone 2Schools K-12New |  | XXXXXXXX | Yes | Nonequipment | Waterside Economizer | Waterside Economizer | No economizer | Commercial | New | Schools K-12 | FL Zone 2 | Space Cooling |  |  | 0 | Per End Use Consumption | [7 empty] | 147952.1028 | 139732.5416 | 8219.5613 | 0.055556 |  | 20 |  |  |  | 8219.5613 | [8 empty] | 0 | 0 | 0 | 0 | 0 | 0 | 0 | [5 empty] | 0
FL Zone 2WarehouseNew |  | XXXXXXXX | Yes | Nonequipment | Waterside Economizer | Waterside Economizer | No economizer | Commercial | New | Warehouse | FL Zone 2 | Space Cooling |  |  | 0 | Per End Use Consumption | [7 empty] | 32502.2984 | 30696.6152 | 1805.6832 | 0.055556 |  | 20 |  |  |  | 1805.6832 | [8 empty] | 0 | 0 | 0 | 0 | 0 | 0 | 0 | [5 empty] | 0
FL Zone 2AssemblyExisting |  | XXXXXXXX | Yes | Nonequipment | Window Sun Protection | Window Sun Protection (Includes sunscreen, film, tinting or overhang to minimize heat gain through window) | Standard Window with below Code Required Minimum SHGC | Commercial | Existing | Assembly | FL Zone 2 | Space Cooling |  |  | 0 | Per 100 S.F. | [7 empty] | 481.6825 | 404.6133 | 77.0692 | 0.16 |  | 10 |  |  |  | 77.0692 | [8 empty] | 0 | 0 | 0 | 0 | 0 | 0 | 0 | [5 empty] | 0
FL Zone 2College and UniversityExisting |  | XXXXXXXX | Yes | Nonequipment | Window Sun Protection | Window Sun Protection (Includes sunscreen, film, tinting or overhang to minimize heat gain through window) | Standard Window with below Code Required Minimum SHGC | Commercial | Existing | College and University | FL Zone 2 | Space Cooling |  |  | 0 | Per 100 S.F. | [7 empty] | 481.6825 | 404.6133 | 77.0692 | 0.16 |  | 10 |  |  |  | 77.0692 | [8 empty] | 0 | 0 | 0 | 0 | 0 | 0 | 0 | [5 empty] | 0
FL Zone 2GroceryExisting |  | XXXXXXXX | Yes | Nonequipment | Window Sun Protection | Window Sun Protection (Includes sunscreen, film, tinting or overhang to minimize heat gain through window) | Standard Window with below Code Required Minimum SHGC | Commercial | Existing | Grocery | FL Zone 2 | Space Cooling |  |  | 0 | Per 100 S.F. | [7 empty] | 481.6825 | 404.6133 | 77.0692 | 0.16 |  | 10 |  |  |  | 77.0692 | [8 empty] | 0 | 0 | 0 | 0 | 0 | 0 | 0 | [5 empty] | 0
FL Zone 2HealthcareExisting |  | XXXXXXXX | Yes | Nonequipment | Window Sun Protection | Window Sun Protection (Includes sunscreen, film, tinting or overhang to minimize heat gain through window) | Standard Window with below Code Required Minimum SHGC | Commercial | Existing | Healthcare | FL Zone 2 | Space Cooling |  |  | 0 | Per 100 S.F. | [7 empty] | 481.6825 | 404.6133 | 77.0692 | 0.16 |  | 10 |  |  |  | 77.0692 | [8 empty] | 0 | 0 | 0 | 0 | 0 | 0 | 0 | [5 empty] | 0
FL Zone 2HospitalsExisting |  | XXXXXXXX | Yes | Nonequipment | Window Sun Protection | Window Sun Protection (Includes sunscreen, film, tinting or overhang to minimize heat gain through window) | Standard Window with below Code Required Minimum SHGC | Commercial | Existing | Hospitals | FL Zone 2 | Space Cooling |  |  | 0 | Per 100 S.F. | [7 empty] | 481.6825 | 404.6133 | 77.0692 | 0.16 |  | 10 |  |  |  | 77.0692 | [8 empty] | 0 | 0 | 0 | 0 | 0 | 0 | 0 | [5 empty] | 0
FL Zone 2InstitutionalExisting |  | XXXXXXXX | Yes | Nonequipment | Window Sun Protection | Window Sun Protection (Includes sunscreen, film, tinting or overhang to minimize heat gain through window) | Standard Window with below Code Required Minimum SHGC | Commercial | Existing | Institutional | FL Zone 2 | Space Cooling |  |  | 0 | Per 100 S.F. | [7 empty] | 481.6825 | 404.6133 | 77.0692 | 0.16 |  | 10 |  |  |  | 77.0692 | [8 empty] | 0 | 0 | 0 | 0 | 0 | 0 | 0 | [5 empty] | 0
FL Zone 2Lodging/HospitalityExisting |  | XXXXXXXX | Yes | Nonequipment | Window Sun Protection | Window Sun Protection (Includes sunscreen, film, tinting or overhang to minimize heat gain through window) | Standard Window with below Code Required Minimum SHGC | Commercial | Existing | Lodging/Hospitality | FL Zone 2 | Space Cooling |  |  | 0 | Per 100 S.F. | [7 empty] | 481.6825 | 404.6133 | 77.0692 | 0.16 |  | 10 |  |  |  | 77.0692 | [8 empty] | 0 | 0 | 0 | 0 | 0 | 0 | 0 | [5 empty] | 0
FL Zone 2MiscellaneousExisting |  | XXXXXXXX | Yes | Nonequipment | Window Sun Protection | Window Sun Protection (Includes sunscreen, film, tinting or overhang to minimize heat gain through window) | Standard Window with below Code Required Minimum SHGC | Commercial | Existing | Miscellaneous | FL Zone 2 | Space Cooling |  |  | 0 | Per 100 S.F. | [7 empty] | 481.6825 | 404.6133 | 77.0692 | 0.16 |  | 10 |  |  |  | 77.0692 | [8 empty] | 0 | 0 | 0 | 0 | 0 | 0 | 0 | [5 empty] | 0
FL Zone 2OfficesExisting |  | XXXXXXXX | Yes | Nonequipment | Window Sun Protection | Window Sun Protection (Includes sunscreen, film, tinting or overhang to minimize heat gain through window) | Standard Window with below Code Required Minimum SHGC | Commercial | Existing | Offices | FL Zone 2 | Space Cooling |  |  | 0 | Per 100 S.F. | [7 empty] | 481.6825 | 404.6133 | 77.0692 | 0.16 |  | 10 |  |  |  | 77.0692 | [8 empty] | 0 | 0 | 0 | 0 | 0 | 0 | 0 | [5 empty] | 0
FL Zone 2RestaurantsExisting |  | XXXXXXXX | Yes | Nonequipment | Window Sun Protection | Window Sun Protection (Includes sunscreen, film, tinting or overhang to minimize heat gain through window) | Standard Window with below Code Required Minimum SHGC | Commercial | Existing | Restaurants | FL Zone 2 | Space Cooling |  |  | 0 | Per 100 S.F. | [7 empty] | 481.6825 | 404.6133 | 77.0692 | 0.16 |  | 10 |  |  |  | 77.0692 | [8 empty] | 0 | 0 | 0 | 0 | 0 | 0 | 0 | [5 empty] | 0
FL Zone 2RetailExisting |  | XXXXXXXX | Yes | Nonequipment | Window Sun Protection | Window Sun Protection (Includes sunscreen, film, tinting or overhang to minimize heat gain through window) | Standard Window with below Code Required Minimum SHGC | Commercial | Existing | Retail | FL Zone 2 | Space Cooling |  |  | 0 | Per 100 S.F. | [7 empty] | 481.6825 | 404.6133 | 77.0692 | 0.16 |  | 10 |  |  |  | 77.0692 | [8 empty] | 0 | 0 | 0 | 0 | 0 | 0 | 0 | [5 empty] | 0
FL Zone 2Schools K-12Existing |  | XXXXXXXX | Yes | Nonequipment | Window Sun Protection | Window Sun Protection (Includes sunscreen, film, tinting or overhang to minimize heat gain through window) | Standard Window with below Code Required Minimum SHGC | Commercial | Existing | Schools K-12 | FL Zone 2 | Space Cooling |  |  | 0 | Per 100 S.F. | [7 empty] | 481.6825 | 404.6133 | 77.0692 | 0.16 |  | 10 |  |  |  | 77.0692 | [8 empty] | 0 | 0 | 0 | 0 | 0 | 0 | 0 | [5 empty] | 0
FL Zone 2WarehouseExisting |  | XXXXXXXX | Yes | Nonequipment | Window Sun Protection | Window Sun Protection (Includes sunscreen, film, tinting or overhang to minimize heat gain through window) | Standard Window with below Code Required Minimum SHGC | Commercial | Existing | Warehouse | FL Zone 2 | Space Cooling |  |  | 0 | Per 100 S.F. | [7 empty] | 481.6825 | 404.6133 | 77.0692 | 0.16 |  | 10 |  |  |  | 77.0692 | [8 empty] | 0 | 0 | 0 | 0 | 0 | 0 | 0 | [5 empty] | 0
FL Zone 2AssemblyNew |  | XXXXXXXX | Yes | Nonequipment | Window Sun Protection | Window Sun Protection (Includes sunscreen, film, tinting or overhang to minimize heat gain through window) | Standard Window with below Code Required Minimum SHGC | Commercial | New | Assembly | FL Zone 2 | Space Cooling |  |  | 0 | Per 100 S.F. | [7 empty] | 289.0095 | 242.768 | 46.2415 | 0.16 |  | 10 |  |  |  | 46.2415 | [8 empty] | 0 | 0 | 0 | 0 | 0 | 0 | 0 | [5 empty] | 0
FL Zone 2College and UniversityNew |  | XXXXXXXX | Yes | Nonequipment | Window Sun Protection | Window Sun Protection (Includes sunscreen, film, tinting or overhang to minimize heat gain through window) | Standard Window with below Code Required Minimum SHGC | Commercial | New | College and University | FL Zone 2 | Space Cooling |  |  | 0 | Per 100 S.F. | [7 empty] | 289.0095 | 242.768 | 46.2415 | 0.16 |  | 10 |  |  |  | 46.2415 | [8 empty] | 0 | 0 | 0 | 0 | 0 | 0 | 0 | [5 empty] | 0
FL Zone 2GroceryNew |  | XXXXXXXX | Yes | Nonequipment | Window Sun Protection | Window Sun Protection (Includes sunscreen, film, tinting or overhang to minimize heat gain through window) | Standard Window with below Code Required Minimum SHGC | Commercial | New | Grocery | FL Zone 2 | Space Cooling |  |  | 0 | Per 100 S.F. | [7 empty] | 289.0095 | 242.768 | 46.2415 | 0.16 |  | 10 |  |  |  | 46.2415 | [8 empty] | 0 | 0 | 0 | 0 | 0 | 0 | 0 | [5 empty] | 0
FL Zone 2HealthcareNew |  | XXXXXXXX | Yes | Nonequipment | Window Sun Protection | Window Sun Protection (Includes sunscreen, film, tinting or overhang to minimize heat gain through window) | Standard Window with below Code Required Minimum SHGC | Commercial | New | Healthcare | FL Zone 2 | Space Cooling |  |  | 0 | Per 100 S.F. | [7 empty] | 289.0095 | 242.768 | 46.2415 | 0.16 |  | 10 |  |  |  | 46.2415 | [8 empty] | 0 | 0 | 0 | 0 | 0 | 0 | 0 | [5 empty] | 0
FL Zone 2HospitalsNew |  | XXXXXXXX | Yes | Nonequipment | Window Sun Protection | Window Sun Protection (Includes sunscreen, film, tinting or overhang to minimize heat gain through window) | Standard Window with below Code Required Minimum SHGC | Commercial | New | Hospitals | FL Zone 2 | Space Cooling |  |  | 0 | Per 100 S.F. | [7 empty] | 289.0095 | 242.768 | 46.2415 | 0.16 |  | 10 |  |  |  | 46.2415 | [8 empty] | 0 | 0 | 0 | 0 | 0 | 0 | 0 | [5 empty] | 0
FL Zone 2InstitutionalNew |  | XXXXXXXX | Yes | Nonequipment | Window Sun Protection | Window Sun Protection (Includes sunscreen, film, tinting or overhang to minimize heat gain through window) | Standard Window with below Code Required Minimum SHGC | Commercial | New | Institutional | FL Zone 2 | Space Cooling |  |  | 0 | Per 100 S.F. | [7 empty] | 289.0095 | 242.768 | 46.2415 | 0.16 |  | 10 |  |  |  | 46.2415 | [8 empty] | 0 | 0 | 0 | 0 | 0 | 0 | 0 | [5 empty] | 0
FL Zone 2Lodging/HospitalityNew |  | XXXXXXXX | Yes | Nonequipment | Window Sun Protection | Window Sun Protection (Includes sunscreen, film, tinting or overhang to minimize heat gain through window) | Standard Window with below Code Required Minimum SHGC | Commercial | New | Lodging/Hospitality | FL Zone 2 | Space Cooling |  |  | 0 | Per 100 S.F. | [7 empty] | 289.0095 | 242.768 | 46.2415 | 0.16 |  | 10 |  |  |  | 46.2415 | [8 empty] | 0 | 0 | 0 | 0 | 0 | 0 | 0 | [5 empty] | 0
FL Zone 2MiscellaneousNew |  | XXXXXXXX | Yes | Nonequipment | Window Sun Protection | Window Sun Protection (Includes sunscreen, film, tinting or overhang to minimize heat gain through window) | Standard Window with below Code Required Minimum SHGC | Commercial | New | Miscellaneous | FL Zone 2 | Space Cooling |  |  | 0 | Per 100 S.F. | [7 empty] | 289.0095 | 242.768 | 46.2415 | 0.16 |  | 10 |  |  |  | 46.2415 | [8 empty] | 0 | 0 | 0 | 0 | 0 | 0 | 0 | [5 empty] | 0
FL Zone 2OfficesNew |  | XXXXXXXX | Yes | Nonequipment | Window Sun Protection | Window Sun Protection (Includes sunscreen, film, tinting or overhang to minimize heat gain through window) | Standard Window with below Code Required Minimum SHGC | Commercial | New | Offices | FL Zone 2 | Space Cooling |  |  | 0 | Per 100 S.F. | [7 empty] | 289.0095 | 242.768 | 46.2415 | 0.16 |  | 10 |  |  |  | 46.2415 | [8 empty] | 0 | 0 | 0 | 0 | 0 | 0 | 0 | [5 empty] | 0
FL Zone 2RestaurantsNew |  | XXXXXXXX | Yes | Nonequipment | Window Sun Protection | Window Sun Protection (Includes sunscreen, film, tinting or overhang to minimize heat gain through window) | Standard Window with below Code Required Minimum SHGC | Commercial | New | Restaurants | FL Zone 2 | Space Cooling |  |  | 0 | Per 100 S.F. | [7 empty] | 289.0095 | 242.768 | 46.2415 | 0.16 |  | 10 |  |  |  | 46.2415 | [8 empty] | 0 | 0 | 0 | 0 | 0 | 0 | 0 | [5 empty] | 0
FL Zone 2RetailNew |  | XXXXXXXX | Yes | Nonequipment | Window Sun Protection | Window Sun Protection (Includes sunscreen, film, tinting or overhang to minimize heat gain through window) | Standard Window with below Code Required Minimum SHGC | Commercial | New | Retail | FL Zone 2 | Space Cooling |  |  | 0 | Per 100 S.F. | [7 empty] | 289.0095 | 242.768 | 46.2415 | 0.16 |  | 10 |  |  |  | 46.2415 | [8 empty] | 0 | 0 | 0 | 0 | 0 | 0 | 0 | [5 empty] | 0
FL Zone 2Schools K-12New |  | XXXXXXXX | Yes | Nonequipment | Window Sun Protection | Window Sun Protection (Includes sunscreen, film, tinting or overhang to minimize heat gain through window) | Standard Window with below Code Required Minimum SHGC | Commercial | New | Schools K-12 | FL Zone 2 | Space Cooling |  |  | 0 | Per 100 S.F. | [7 empty] | 289.0095 | 242.768 | 46.2415 | 0.16 |  | 10 |  |  |  | 46.2415 | [8 empty] | 0 | 0 | 0 | 0 | 0 | 0 | 0 | [5 empty] | 0
FL Zone 2WarehouseNew |  | XXXXXXXX | Yes | Nonequipment | Window Sun Protection | Window Sun Protection (Includes sunscreen, film, tinting or overhang to minimize heat gain through window) | Standard Window with below Code Required Minimum SHGC | Commercial | New | Warehouse | FL Zone 2 | Space Cooling |  |  | 0 | Per 100 S.F. | [7 empty] | 289.0095 | 242.768 | 46.2415 | 0.16 |  | 10 |  |  |  | 46.2415 | [8 empty] | 0 | 0 | 0 | 0 | 0 | 0 | 0 | [5 empty] | 0

## Input_Dashboard
Measure Type | Name | Description | Baseline Description | Sector | Vintage | Segment | Zone | Unit | Applicability | Baseline EUI (kWh) | Measure EUI (kWh) | Savings EUI (kWh) | Energy Savings % | Full Measure Life (yrs) | Summer Peak Savings (Kw) | Winter Peak Savings (Kw) | Baseline Material Cost | Source | Baseline Labor Cost | Source | Efficient Material Cost | Source | Efficient Labor Cost | Source | Incremental Cost | Unit | Unit Adjustment | Adj_Incremental Cost
Equipment | Efficient Exhaust Hood | Kitchen ventilation with automatically adjusting fan controls | Kitchen ventilation with constant speed ventilation motor | Commercial | Turnover | Assembly | FL Zone 2 | per unit | 0% | 18980 | 10913.5 | 8066.5 | 0.425 | 15 | 1.7635 | 0.69217 | 0 | Reference source included incremental cost only | 0 | No labor cost (installation will not vary between base & change) | 1988 | Illinois 2018 Statewide TRM, Section 4.2.16 | 0 | No labor cost (installation will not vary between base & change) | 1988 | unit |  | 1988
Equipment | Efficient Exhaust Hood | Kitchen ventilation with automatically adjusting fan controls | Kitchen ventilation with constant speed ventilation motor | Commercial | Turnover | College and University | FL Zone 2 | per unit | 11% | 18980 | 10913.5 | 8066.5 | 0.425 | 15 | 1.7635 | 0.69217 | 0 | Reference source included incremental cost only | 0 | No labor cost (installation will not vary between base & change) | 1988 | Illinois 2018 Statewide TRM, Section 4.2.16 | 0 | No labor cost (installation will not vary between base & change) | 1988 | unit |  | 1988
Equipment | Efficient Exhaust Hood | Kitchen ventilation with automatically adjusting fan controls | Kitchen ventilation with constant speed ventilation motor | Commercial | Turnover | Grocery | FL Zone 2 | per unit | 0% | 18980 | 10913.5 | 8066.5 | 0.425 | 15 | 1.7635 | 0.69217 | 0 | Reference source included incremental cost only | 0 | No labor cost (installation will not vary between base & change) | 1988 | Illinois 2018 Statewide TRM, Section 4.2.16 | 0 | No labor cost (installation will not vary between base & change) | 1988 | unit |  | 1988
Equipment | Efficient Exhaust Hood | Kitchen ventilation with automatically adjusting fan controls | Kitchen ventilation with constant speed ventilation motor | Commercial | Turnover | Healthcare | FL Zone 2 | per unit | 11% | 18980 | 10913.5 | 8066.5 | 0.425 | 15 | 1.7635 | 0.69217 | 0 | Reference source included incremental cost only | 0 | No labor cost (installation will not vary between base & change) | 1988 | Illinois 2018 Statewide TRM, Section 4.2.16 | 0 | No labor cost (installation will not vary between base & change) | 1988 | unit |  | 1988
Equipment | Efficient Exhaust Hood | Kitchen ventilation with automatically adjusting fan controls | Kitchen ventilation with constant speed ventilation motor | Commercial | Turnover | Hospitals | FL Zone 2 | per unit | 12% | 18980 | 10913.5 | 8066.5 | 0.425 | 15 | 1.7635 | 0.69217 | 0 | Reference source included incremental cost only | 0 | No labor cost (installation will not vary between base & change) | 1988 | Illinois 2018 Statewide TRM, Section 4.2.16 | 0 | No labor cost (installation will not vary between base & change) | 1988 | unit |  | 1988
Equipment | Efficient Exhaust Hood | Kitchen ventilation with automatically adjusting fan controls | Kitchen ventilation with constant speed ventilation motor | Commercial | Turnover | Institutional | FL Zone 2 | per unit | 0% | 18980 | 10913.5 | 8066.5 | 0.425 | 15 | 1.7635 | 0.69217 | 0 | Reference source included incremental cost only | 0 | No labor cost (installation will not vary between base & change) | 1988 | Illinois 2018 Statewide TRM, Section 4.2.16 | 0 | No labor cost (installation will not vary between base & change) | 1988 | unit |  | 1988
Equipment | Efficient Exhaust Hood | Kitchen ventilation with automatically adjusting fan controls | Kitchen ventilation with constant speed ventilation motor | Commercial | Turnover | Lodging/Hospitality | FL Zone 2 | per unit | 14% | 18980 | 10913.5 | 8066.5 | 0.425 | 15 | 1.7635 | 0.69217 | 0 | Reference source included incremental cost only | 0 | No labor cost (installation will not vary between base & change) | 1988 | Illinois 2018 Statewide TRM, Section 4.2.16 | 0 | No labor cost (installation will not vary between base & change) | 1988 | unit |  | 1988
Equipment | Efficient Exhaust Hood | Kitchen ventilation with automatically adjusting fan controls | Kitchen ventilation with constant speed ventilation motor | Commercial | Turnover | Miscellaneous | FL Zone 2 | per unit | 0% | 18980 | 10913.5 | 8066.5 | 0.425 | 15 | 1.7635 | 0.69217 | 0 | Reference source included incremental cost only | 0 | No labor cost (installation will not vary between base & change) | 1988 | Illinois 2018 Statewide TRM, Section 4.2.16 | 0 | No labor cost (installation will not vary between base & change) | 1988 | unit |  | 1988
Equipment | Efficient Exhaust Hood | Kitchen ventilation with automatically adjusting fan controls | Kitchen ventilation with constant speed ventilation motor | Commercial | Turnover | Offices | FL Zone 2 | per unit | 0% | 18980 | 10913.5 | 8066.5 | 0.425 | 15 | 1.7635 | 0.69217 | 0 | Reference source included incremental cost only | 0 | No labor cost (installation will not vary between base & change) | 1988 | Illinois 2018 Statewide TRM, Section 4.2.16 | 0 | No labor cost (installation will not vary between base & change) | 1988 | unit |  | 1988
Equipment | Efficient Exhaust Hood | Kitchen ventilation with automatically adjusting fan controls | Kitchen ventilation with constant speed ventilation motor | Commercial | Turnover | Restaurants | FL Zone 2 | per unit | 14% | 18980 | 10913.5 | 8066.5 | 0.425 | 15 | 1.7635 | 0.69217 | 0 | Reference source included incremental cost only | 0 | No labor cost (installation will not vary between base & change) | 1988 | Illinois 2018 Statewide TRM, Section 4.2.16 | 0 | No labor cost (installation will not vary between base & change) | 1988 | unit |  | 1988
Equipment | Efficient Exhaust Hood | Kitchen ventilation with automatically adjusting fan controls | Kitchen ventilation with constant speed ventilation motor | Commercial | Turnover | Retail | FL Zone 2 | per unit | 0% | 18980 | 10913.5 | 8066.5 | 0.425 | 15 | 1.7635 | 0.69217 | 0 | Reference source included incremental cost only | 0 | No labor cost (installation will not vary between base & change) | 1988 | Illinois 2018 Statewide TRM, Section 4.2.16 | 0 | No labor cost (installation will not vary between base & change) | 1988 | unit |  | 1988
Equipment | Efficient Exhaust Hood | Kitchen ventilation with automatically adjusting fan controls | Kitchen ventilation with constant speed ventilation motor | Commercial | Turnover | Schools K-12 | FL Zone 2 | per unit | 11% | 18980 | 10913.5 | 8066.5 | 0.425 | 15 | 1.7635 | 0.69217 | 0 | Reference source included incremental cost only | 0 | No labor cost (installation will not vary between base & change) | 1988 | Illinois 2018 Statewide TRM, Section 4.2.16 | 0 | No labor cost (installation will not vary between base & change) | 1988 | unit |  | 1988
Equipment | Efficient Exhaust Hood | Kitchen ventilation with automatically adjusting fan controls | Kitchen ventilation with constant speed ventilation motor | Commercial | Turnover | Warehouse | FL Zone 2 | per unit | 0% | 18980 | 10913.5 | 8066.5 | 0.425 | 15 | 1.7635 | 0.69217 | 0 | Reference source included incremental cost only | 0 | No labor cost (installation will not vary between base & change) | 1988 | Illinois 2018 Statewide TRM, Section 4.2.16 | 0 | No labor cost (installation will not vary between base & change) | 1988 | unit |  | 1988
Equipment | Efficient Exhaust Hood | Kitchen ventilation with automatically adjusting fan controls | Kitchen ventilation with constant speed ventilation motor | Commercial | New | Assembly | FL Zone 2 | per unit | 0% | 18980 | 10913.5 | 8066.5 | 0.425 | 15 | 1.7635 | 0.69217 | 0 | Reference source included incremental cost only | 0 | No labor cost (installation will not vary between base & change) | 1988 | Illinois 2018 Statewide TRM, Section 4.2.16 | 0 | No labor cost (installation will not vary between base & change) | 1988 | unit |  | 1988
Equipment | Efficient Exhaust Hood | Kitchen ventilation with automatically adjusting fan controls | Kitchen ventilation with constant speed ventilation motor | Commercial | New | College and University | FL Zone 2 | per unit | 11% | 18980 | 10913.5 | 8066.5 | 0.425 | 15 | 1.7635 | 0.69217 | 0 | Reference source included incremental cost only | 0 | No labor cost (installation will not vary between base & change) | 1988 | Illinois 2018 Statewide TRM, Section 4.2.16 | 0 | No labor cost (installation will not vary between base & change) | 1988 | unit |  | 1988
Equipment | Efficient Exhaust Hood | Kitchen ventilation with automatically adjusting fan controls | Kitchen ventilation with constant speed ventilation motor | Commercial | New | Grocery | FL Zone 2 | per unit | 0% | 18980 | 10913.5 | 8066.5 | 0.425 | 15 | 1.7635 | 0.69217 | 0 | Reference source included incremental cost only | 0 | No labor cost (installation will not vary between base & change) | 1988 | Illinois 2018 Statewide TRM, Section 4.2.16 | 0 | No labor cost (installation will not vary between base & change) | 1988 | unit |  | 1988
Equipment | Efficient Exhaust Hood | Kitchen ventilation with automatically adjusting fan controls | Kitchen ventilation with constant speed ventilation motor | Commercial | New | Healthcare | FL Zone 2 | per unit | 11% | 18980 | 10913.5 | 8066.5 | 0.425 | 15 | 1.7635 | 0.69217 | 0 | Reference source included incremental cost only | 0 | No labor cost (installation will not vary between base & change) | 1988 | Illinois 2018 Statewide TRM, Section 4.2.16 | 0 | No labor cost (installation will not vary between base & change) | 1988 | unit |  | 1988
Equipment | Efficient Exhaust Hood | Kitchen ventilation with automatically adjusting fan controls | Kitchen ventilation with constant speed ventilation motor | Commercial | New | Hospitals | FL Zone 2 | per unit | 12% | 18980 | 10913.5 | 8066.5 | 0.425 | 15 | 1.7635 | 0.69217 | 0 | Reference source included incremental cost only | 0 | No labor cost (installation will not vary between base & change) | 1988 | Illinois 2018 Statewide TRM, Section 4.2.16 | 0 | No labor cost (installation will not vary between base & change) | 1988 | unit |  | 1988
Equipment | Efficient Exhaust Hood | Kitchen ventilation with automatically adjusting fan controls | Kitchen ventilation with constant speed ventilation motor | Commercial | New | Institutional | FL Zone 2 | per unit | 0% | 18980 | 10913.5 | 8066.5 | 0.425 | 15 | 1.7635 | 0.69217 | 0 | Reference source included incremental cost only | 0 | No labor cost (installation will not vary between base & change) | 1988 | Illinois 2018 Statewide TRM, Section 4.2.16 | 0 | No labor cost (installation will not vary between base & change) | 1988 | unit |  | 1988
Equipment | Efficient Exhaust Hood | Kitchen ventilation with automatically adjusting fan controls | Kitchen ventilation with constant speed ventilation motor | Commercial | New | Lodging/Hospitality | FL Zone 2 | per unit | 14% | 18980 | 10913.5 | 8066.5 | 0.425 | 15 | 1.7635 | 0.69217 | 0 | Reference source included incremental cost only | 0 | No labor cost (installation will not vary between base & change) | 1988 | Illinois 2018 Statewide TRM, Section 4.2.16 | 0 | No labor cost (installation will not vary between base & change) | 1988 | unit |  | 1988
Equipment | Efficient Exhaust Hood | Kitchen ventilation with automatically adjusting fan controls | Kitchen ventilation with constant speed ventilation motor | Commercial | New | Miscellaneous | FL Zone 2 | per unit | 0% | 18980 | 10913.5 | 8066.5 | 0.425 | 15 | 1.7635 | 0.69217 | 0 | Reference source included incremental cost only | 0 | No labor cost (installation will not vary between base & change) | 1988 | Illinois 2018 Statewide TRM, Section 4.2.16 | 0 | No labor cost (installation will not vary between base & change) | 1988 | unit |  | 1988
Equipment | Efficient Exhaust Hood | Kitchen ventilation with automatically adjusting fan controls | Kitchen ventilation with constant speed ventilation motor | Commercial | New | Offices | FL Zone 2 | per unit | 0% | 18980 | 10913.5 | 8066.5 | 0.425 | 15 | 1.7635 | 0.69217 | 0 | Reference source included incremental cost only | 0 | No labor cost (installation will not vary between base & change) | 1988 | Illinois 2018 Statewide TRM, Section 4.2.16 | 0 | No labor cost (installation will not vary between base & change) | 1988 | unit |  | 1988
Equipment | Efficient Exhaust Hood | Kitchen ventilation with automatically adjusting fan controls | Kitchen ventilation with constant speed ventilation motor | Commercial | New | Restaurants | FL Zone 2 | per unit | 14% | 18980 | 10913.5 | 8066.5 | 0.425 | 15 | 1.7635 | 0.69217 | 0 | Reference source included incremental cost only | 0 | No labor cost (installation will not vary between base & change) | 1988 | Illinois 2018 Statewide TRM, Section 4.2.16 | 0 | No labor cost (installation will not vary between base & change) | 1988 | unit |  | 1988
Equipment | Efficient Exhaust Hood | Kitchen ventilation with automatically adjusting fan controls | Kitchen ventilation with constant speed ventilation motor | Commercial | New | Retail | FL Zone 2 | per unit | 0% | 18980 | 10913.5 | 8066.5 | 0.425 | 15 | 1.7635 | 0.69217 | 0 | Reference source included incremental cost only | 0 | No labor cost (installation will not vary between base & change) | 1988 | Illinois 2018 Statewide TRM, Section 4.2.16 | 0 | No labor cost (installation will not vary between base & change) | 1988 | unit |  | 1988
Equipment | Efficient Exhaust Hood | Kitchen ventilation with automatically adjusting fan controls | Kitchen ventilation with constant speed ventilation motor | Commercial | New | Schools K-12 | FL Zone 2 | per unit | 11% | 18980 | 10913.5 | 8066.5 | 0.425 | 15 | 1.7635 | 0.69217 | 0 | Reference source included incremental cost only | 0 | No labor cost (installation will not vary between base & change) | 1988 | Illinois 2018 Statewide TRM, Section 4.2.16 | 0 | No labor cost (installation will not vary between base & change) | 1988 | unit |  | 1988
Equipment | Efficient Exhaust Hood | Kitchen ventilation with automatically adjusting fan controls | Kitchen ventilation with constant speed ventilation motor | Commercial | New | Warehouse | FL Zone 2 | per unit | 0% | 18980 | 10913.5 | 8066.5 | 0.425 | 15 | 1.7635 | 0.69217 | 0 | Reference source included incremental cost only | 0 | No labor cost (installation will not vary between base & change) | 1988 | Illinois 2018 Statewide TRM, Section 4.2.16 | 0 | No labor cost (installation will not vary between base & change) | 1988 | unit |  | 1988
Equipment | Energy Star Commercial Oven | One 12-Pan Combination Oven meeting ENERGY STAR® 2.0 Standards, 55% Efficient | One Standard Economy-Grade 12-Pan Combination Oven, 49% Efficient | Commercial | Turnover | Assembly | FL Zone 2 | Per Unit | 0% | 18282 | 11914 | 6368 | 0.34832 | 12 | 1.0341 | 0.54113 | 4455 | Regional Technical Forum for the Northwest Council (https://rtf.nwcouncil.org/measure/convection-ovens) | 0 | No labor cost (installation will not vary between base & change) | 5646 | Regional Technical Forum for the Northwest Council (http://rtf.nwcouncil.org/measures/com/ComCookingConvectionOven_v2_0.xlsm) | 0 | No labor cost (installation will not vary between base & change) | 1191 | unit |  | 1191
Equipment | Energy Star Commercial Oven | One 12-Pan Combination Oven meeting ENERGY STAR® 2.0 Standards, 55% Efficient | One Standard Economy-Grade 12-Pan Combination Oven, 49% Efficient | Commercial | Turnover | College and University | FL Zone 2 | Per Unit | 22% | 18282 | 11914 | 6368 | 0.34832 | 12 | 1.0341 | 0.54113 | 4455 | Regional Technical Forum for the Northwest Council (https://rtf.nwcouncil.org/measure/convection-ovens) | 0 | No labor cost (installation will not vary between base & change) | 5646 | Regional Technical Forum for the Northwest Council (http://rtf.nwcouncil.org/measures/com/ComCookingConvectionOven_v2_0.xlsm) | 0 | No labor cost (installation will not vary between base & change) | 1191 | unit |  | 1191
Equipment | Energy Star Commercial Oven | One 12-Pan Combination Oven meeting ENERGY STAR® 2.0 Standards, 55% Efficient | One Standard Economy-Grade 12-Pan Combination Oven, 49% Efficient | Commercial | Turnover | Grocery | FL Zone 2 | Per Unit | 0% | 18282 | 11914 | 6368 | 0.34832 | 12 | 1.0341 | 0.54113 | 4455 | Regional Technical Forum for the Northwest Council (https://rtf.nwcouncil.org/measure/convection-ovens) | 0 | No labor cost (installation will not vary between base & change) | 5646 | Regional Technical Forum for the Northwest Council (http://rtf.nwcouncil.org/measures/com/ComCookingConvectionOven_v2_0.xlsm) | 0 | No labor cost (installation will not vary between base & change) | 1191 | unit |  | 1191
Equipment | Energy Star Commercial Oven | One 12-Pan Combination Oven meeting ENERGY STAR® 2.0 Standards, 55% Efficient | One Standard Economy-Grade 12-Pan Combination Oven, 49% Efficient | Commercial | Turnover | Healthcare | FL Zone 2 | Per Unit | 22% | 18282 | 11914 | 6368 | 0.34832 | 12 | 1.0341 | 0.54113 | 4455 | Regional Technical Forum for the Northwest Council (https://rtf.nwcouncil.org/measure/convection-ovens) | 0 | No labor cost (installation will not vary between base & change) | 5646 | Regional Technical Forum for the Northwest Council (http://rtf.nwcouncil.org/measures/com/ComCookingConvectionOven_v2_0.xlsm) | 0 | No labor cost (installation will not vary between base & change) | 1191 | unit |  | 1191
Equipment | Energy Star Commercial Oven | One 12-Pan Combination Oven meeting ENERGY STAR® 2.0 Standards, 55% Efficient | One Standard Economy-Grade 12-Pan Combination Oven, 49% Efficient | Commercial | Turnover | Hospitals | FL Zone 2 | Per Unit | 22% | 18282 | 11914 | 6368 | 0.34832 | 12 | 1.0341 | 0.54113 | 4455 | Regional Technical Forum for the Northwest Council (https://rtf.nwcouncil.org/measure/convection-ovens) | 0 | No labor cost (installation will not vary between base & change) | 5646 | Regional Technical Forum for the Northwest Council (http://rtf.nwcouncil.org/measures/com/ComCookingConvectionOven_v2_0.xlsm) | 0 | No labor cost (installation will not vary between base & change) | 1191 | unit |  | 1191
Equipment | Energy Star Commercial Oven | One 12-Pan Combination Oven meeting ENERGY STAR® 2.0 Standards, 55% Efficient | One Standard Economy-Grade 12-Pan Combination Oven, 49% Efficient | Commercial | Turnover | Institutional | FL Zone 2 | Per Unit | 0% | 18282 | 11914 | 6368 | 0.34832 | 12 | 1.0341 | 0.54113 | 4455 | Regional Technical Forum for the Northwest Council (https://rtf.nwcouncil.org/measure/convection-ovens) | 0 | No labor cost (installation will not vary between base & change) | 5646 | Regional Technical Forum for the Northwest Council (http://rtf.nwcouncil.org/measures/com/ComCookingConvectionOven_v2_0.xlsm) | 0 | No labor cost (installation will not vary between base & change) | 1191 | unit |  | 1191
Equipment | Energy Star Commercial Oven | One 12-Pan Combination Oven meeting ENERGY STAR® 2.0 Standards, 55% Efficient | One Standard Economy-Grade 12-Pan Combination Oven, 49% Efficient | Commercial | Turnover | Lodging/Hospitality | FL Zone 2 | Per Unit | 22% | 18282 | 11914 | 6368 | 0.34832 | 12 | 1.0341 | 0.54113 | 4455 | Regional Technical Forum for the Northwest Council (https://rtf.nwcouncil.org/measure/convection-ovens) | 0 | No labor cost (installation will not vary between base & change) | 5646 | Regional Technical Forum for the Northwest Council (http://rtf.nwcouncil.org/measures/com/ComCookingConvectionOven_v2_0.xlsm) | 0 | No labor cost (installation will not vary between base & change) | 1191 | unit |  | 1191
Equipment | Energy Star Commercial Oven | One 12-Pan Combination Oven meeting ENERGY STAR® 2.0 Standards, 55% Efficient | One Standard Economy-Grade 12-Pan Combination Oven, 49% Efficient | Commercial | Turnover | Miscellaneous | FL Zone 2 | Per Unit | 0% | 18282 | 11914 | 6368 | 0.34832 | 12 | 1.0341 | 0.54113 | 4455 | Regional Technical Forum for the Northwest Council (https://rtf.nwcouncil.org/measure/convection-ovens) | 0 | No labor cost (installation will not vary between base & change) | 5646 | Regional Technical Forum for the Northwest Council (http://rtf.nwcouncil.org/measures/com/ComCookingConvectionOven_v2_0.xlsm) | 0 | No labor cost (installation will not vary between base & change) | 1191 | unit |  | 1191
Equipment | Energy Star Commercial Oven | One 12-Pan Combination Oven meeting ENERGY STAR® 2.0 Standards, 55% Efficient | One Standard Economy-Grade 12-Pan Combination Oven, 49% Efficient | Commercial | Turnover | Offices | FL Zone 2 | Per Unit | 0% | 18282 | 11914 | 6368 | 0.34832 | 12 | 1.0341 | 0.54113 | 4455 | Regional Technical Forum for the Northwest Council (https://rtf.nwcouncil.org/measure/convection-ovens) | 0 | No labor cost (installation will not vary between base & change) | 5646 | Regional Technical Forum for the Northwest Council (http://rtf.nwcouncil.org/measures/com/ComCookingConvectionOven_v2_0.xlsm) | 0 | No labor cost (installation will not vary between base & change) | 1191 | unit |  | 1191
Equipment | Energy Star Commercial Oven | One 12-Pan Combination Oven meeting ENERGY STAR® 2.0 Standards, 55% Efficient | One Standard Economy-Grade 12-Pan Combination Oven, 49% Efficient | Commercial | Turnover | Restaurants | FL Zone 2 | Per Unit | 22% | 18282 | 11914 | 6368 | 0.34832 | 12 | 1.0341 | 0.54113 | 4455 | Regional Technical Forum for the Northwest Council (https://rtf.nwcouncil.org/measure/convection-ovens) | 0 | No labor cost (installation will not vary between base & change) | 5646 | Regional Technical Forum for the Northwest Council (http://rtf.nwcouncil.org/measures/com/ComCookingConvectionOven_v2_0.xlsm) | 0 | No labor cost (installation will not vary between base & change) | 1191 | unit |  | 1191
Equipment | Energy Star Commercial Oven | One 12-Pan Combination Oven meeting ENERGY STAR® 2.0 Standards, 55% Efficient | One Standard Economy-Grade 12-Pan Combination Oven, 49% Efficient | Commercial | Turnover | Retail | FL Zone 2 | Per Unit | 0% | 18282 | 11914 | 6368 | 0.34832 | 12 | 1.0341 | 0.54113 | 4455 | Regional Technical Forum for the Northwest Council (https://rtf.nwcouncil.org/measure/convection-ovens) | 0 | No labor cost (installation will not vary between base & change) | 5646 | Regional Technical Forum for the Northwest Council (http://rtf.nwcouncil.org/measures/com/ComCookingConvectionOven_v2_0.xlsm) | 0 | No labor cost (installation will not vary between base & change) | 1191 | unit |  | 1191
Equipment | Energy Star Commercial Oven | One 12-Pan Combination Oven meeting ENERGY STAR® 2.0 Standards, 55% Efficient | One Standard Economy-Grade 12-Pan Combination Oven, 49% Efficient | Commercial | Turnover | Schools K-12 | FL Zone 2 | Per Unit | 22% | 18282 | 11914 | 6368 | 0.34832 | 12 | 1.0341 | 0.54113 | 4455 | Regional Technical Forum for the Northwest Council (https://rtf.nwcouncil.org/measure/convection-ovens) | 0 | No labor cost (installation will not vary between base & change) | 5646 | Regional Technical Forum for the Northwest Council (http://rtf.nwcouncil.org/measures/com/ComCookingConvectionOven_v2_0.xlsm) | 0 | No labor cost (installation will not vary between base & change) | 1191 | unit |  | 1191
Equipment | Energy Star Commercial Oven | One 12-Pan Combination Oven meeting ENERGY STAR® 2.0 Standards, 55% Efficient | One Standard Economy-Grade 12-Pan Combination Oven, 49% Efficient | Commercial | Turnover | Warehouse | FL Zone 2 | Per Unit | 0% | 18282 | 11914 | 6368 | 0.34832 | 12 | 1.0341 | 0.54113 | 4455 | Regional Technical Forum for the Northwest Council (https://rtf.nwcouncil.org/measure/convection-ovens) | 0 | No labor cost (installation will not vary between base & change) | 5646 | Regional Technical Forum for the Northwest Council (http://rtf.nwcouncil.org/measures/com/ComCookingConvectionOven_v2_0.xlsm) | 0 | No labor cost (installation will not vary between base & change) | 1191 | unit |  | 1191
Equipment | Energy Star Commercial Oven | One 12-Pan Combination Oven meeting ENERGY STAR® 2.0 Standards, 55% Efficient | One Standard Economy-Grade 12-Pan Combination Oven, 49% Efficient | Commercial | New | Assembly | FL Zone 2 | Per Unit | 0% | 18282 | 11914 | 6368 | 0.34832 | 12 | 1.0341 | 0.54113 | 4455 | Regional Technical Forum for the Northwest Council (https://rtf.nwcouncil.org/measure/convection-ovens) | 0 | No labor cost (installation will not vary between base & change) | 5646 | Regional Technical Forum for the Northwest Council (http://rtf.nwcouncil.org/measures/com/ComCookingConvectionOven_v2_0.xlsm) | 0 | No labor cost (installation will not vary between base & change) | 1191 | unit |  | 1191
Equipment | Energy Star Commercial Oven | One 12-Pan Combination Oven meeting ENERGY STAR® 2.0 Standards, 55% Efficient | One Standard Economy-Grade 12-Pan Combination Oven, 49% Efficient | Commercial | New | College and University | FL Zone 2 | Per Unit | 22% | 18282 | 11914 | 6368 | 0.34832 | 12 | 1.0341 | 0.54113 | 4455 | Regional Technical Forum for the Northwest Council (https://rtf.nwcouncil.org/measure/convection-ovens) | 0 | No labor cost (installation will not vary between base & change) | 5646 | Regional Technical Forum for the Northwest Council (http://rtf.nwcouncil.org/measures/com/ComCookingConvectionOven_v2_0.xlsm) | 0 | No labor cost (installation will not vary between base & change) | 1191 | unit |  | 1191
Equipment | Energy Star Commercial Oven | One 12-Pan Combination Oven meeting ENERGY STAR® 2.0 Standards, 55% Efficient | One Standard Economy-Grade 12-Pan Combination Oven, 49% Efficient | Commercial | New | Grocery | FL Zone 2 | Per Unit | 0% | 18282 | 11914 | 6368 | 0.34832 | 12 | 1.0341 | 0.54113 | 4455 | Regional Technical Forum for the Northwest Council (https://rtf.nwcouncil.org/measure/convection-ovens) | 0 | No labor cost (installation will not vary between base & change) | 5646 | Regional Technical Forum for the Northwest Council (http://rtf.nwcouncil.org/measures/com/ComCookingConvectionOven_v2_0.xlsm) | 0 | No labor cost (installation will not vary between base & change) | 1191 | unit |  | 1191
Equipment | Energy Star Commercial Oven | One 12-Pan Combination Oven meeting ENERGY STAR® 2.0 Standards, 55% Efficient | One Standard Economy-Grade 12-Pan Combination Oven, 49% Efficient | Commercial | New | Healthcare | FL Zone 2 | Per Unit | 22% | 18282 | 11914 | 6368 | 0.34832 | 12 | 1.0341 | 0.54113 | 4455 | Regional Technical Forum for the Northwest Council (https://rtf.nwcouncil.org/measure/convection-ovens) | 0 | No labor cost (installation will not vary between base & change) | 5646 | Regional Technical Forum for the Northwest Council (http://rtf.nwcouncil.org/measures/com/ComCookingConvectionOven_v2_0.xlsm) | 0 | No labor cost (installation will not vary between base & change) | 1191 | unit |  | 1191
Equipment | Energy Star Commercial Oven | One 12-Pan Combination Oven meeting ENERGY STAR® 2.0 Standards, 55% Efficient | One Standard Economy-Grade 12-Pan Combination Oven, 49% Efficient | Commercial | New | Hospitals | FL Zone 2 | Per Unit | 22% | 18282 | 11914 | 6368 | 0.34832 | 12 | 1.0341 | 0.54113 | 4455 | Regional Technical Forum for the Northwest Council (https://rtf.nwcouncil.org/measure/convection-ovens) | 0 | No labor cost (installation will not vary between base & change) | 5646 | Regional Technical Forum for the Northwest Council (http://rtf.nwcouncil.org/measures/com/ComCookingConvectionOven_v2_0.xlsm) | 0 | No labor cost (installation will not vary between base & change) | 1191 | unit |  | 1191
Equipment | Energy Star Commercial Oven | One 12-Pan Combination Oven meeting ENERGY STAR® 2.0 Standards, 55% Efficient | One Standard Economy-Grade 12-Pan Combination Oven, 49% Efficient | Commercial | New | Institutional | FL Zone 2 | Per Unit | 0% | 18282 | 11914 | 6368 | 0.34832 | 12 | 1.0341 | 0.54113 | 4455 | Regional Technical Forum for the Northwest Council (https://rtf.nwcouncil.org/measure/convection-ovens) | 0 | No labor cost (installation will not vary between base & change) | 5646 | Regional Technical Forum for the Northwest Council (http://rtf.nwcouncil.org/measures/com/ComCookingConvectionOven_v2_0.xlsm) | 0 | No labor cost (installation will not vary between base & change) | 1191 | unit |  | 1191
Equipment | Energy Star Commercial Oven | One 12-Pan Combination Oven meeting ENERGY STAR® 2.0 Standards, 55% Efficient | One Standard Economy-Grade 12-Pan Combination Oven, 49% Efficient | Commercial | New | Lodging/Hospitality | FL Zone 2 | Per Unit | 22% | 18282 | 11914 | 6368 | 0.34832 | 12 | 1.0341 | 0.54113 | 4455 | Regional Technical Forum for the Northwest Council (https://rtf.nwcouncil.org/measure/convection-ovens) | 0 | No labor cost (installation will not vary between base & change) | 5646 | Regional Technical Forum for the Northwest Council (http://rtf.nwcouncil.org/measures/com/ComCookingConvectionOven_v2_0.xlsm) | 0 | No labor cost (installation will not vary between base & change) | 1191 | unit |  | 1191
Equipment | Energy Star Commercial Oven | One 12-Pan Combination Oven meeting ENERGY STAR® 2.0 Standards, 55% Efficient | One Standard Economy-Grade 12-Pan Combination Oven, 49% Efficient | Commercial | New | Miscellaneous | FL Zone 2 | Per Unit | 0% | 18282 | 11914 | 6368 | 0.34832 | 12 | 1.0341 | 0.54113 | 4455 | Regional Technical Forum for the Northwest Council (https://rtf.nwcouncil.org/measure/convection-ovens) | 0 | No labor cost (installation will not vary between base & change) | 5646 | Regional Technical Forum for the Northwest Council (http://rtf.nwcouncil.org/measures/com/ComCookingConvectionOven_v2_0.xlsm) | 0 | No labor cost (installation will not vary between base & change) | 1191 | unit |  | 1191
Equipment | Energy Star Commercial Oven | One 12-Pan Combination Oven meeting ENERGY STAR® 2.0 Standards, 55% Efficient | One Standard Economy-Grade 12-Pan Combination Oven, 49% Efficient | Commercial | New | Offices | FL Zone 2 | Per Unit | 0% | 18282 | 11914 | 6368 | 0.34832 | 12 | 1.0341 | 0.54113 | 4455 | Regional Technical Forum for the Northwest Council (https://rtf.nwcouncil.org/measure/convection-ovens) | 0 | No labor cost (installation will not vary between base & change) | 5646 | Regional Technical Forum for the Northwest Council (http://rtf.nwcouncil.org/measures/com/ComCookingConvectionOven_v2_0.xlsm) | 0 | No labor cost (installation will not vary between base & change) | 1191 | unit |  | 1191
Equipment | Energy Star Commercial Oven | One 12-Pan Combination Oven meeting ENERGY STAR® 2.0 Standards, 55% Efficient | One Standard Economy-Grade 12-Pan Combination Oven, 49% Efficient | Commercial | New | Restaurants | FL Zone 2 | Per Unit | 22% | 18282 | 11914 | 6368 | 0.34832 | 12 | 1.0341 | 0.54113 | 4455 | Regional Technical Forum for the Northwest Council (https://rtf.nwcouncil.org/measure/convection-ovens) | 0 | No labor cost (installation will not vary between base & change) | 5646 | Regional Technical Forum for the Northwest Council (http://rtf.nwcouncil.org/measures/com/ComCookingConvectionOven_v2_0.xlsm) | 0 | No labor cost (installation will not vary between base & change) | 1191 | unit |  | 1191
Equipment | Energy Star Commercial Oven | One 12-Pan Combination Oven meeting ENERGY STAR® 2.0 Standards, 55% Efficient | One Standard Economy-Grade 12-Pan Combination Oven, 49% Efficient | Commercial | New | Retail | FL Zone 2 | Per Unit | 0% | 18282 | 11914 | 6368 | 0.34832 | 12 | 1.0341 | 0.54113 | 4455 | Regional Technical Forum for the Northwest Council (https://rtf.nwcouncil.org/measure/convection-ovens) | 0 | No labor cost (installation will not vary between base & change) | 5646 | Regional Technical Forum for the Northwest Council (http://rtf.nwcouncil.org/measures/com/ComCookingConvectionOven_v2_0.xlsm) | 0 | No labor cost (installation will not vary between base & change) | 1191 | unit |  | 1191
Equipment | Energy Star Commercial Oven | One 12-Pan Combination Oven meeting ENERGY STAR® 2.0 Standards, 55% Efficient | One Standard Economy-Grade 12-Pan Combination Oven, 49% Efficient | Commercial | New | Schools K-12 | FL Zone 2 | Per Unit | 22% | 18282 | 11914 | 6368 | 0.34832 | 12 | 1.0341 | 0.54113 | 4455 | Regional Technical Forum for the Northwest Council (https://rtf.nwcouncil.org/measure/convection-ovens) | 0 | No labor cost (installation will not vary between base & change) | 5646 | Regional Technical Forum for the Northwest Council (http://rtf.nwcouncil.org/measures/com/ComCookingConvectionOven_v2_0.xlsm) | 0 | No labor cost (installation will not vary between base & change) | 1191 | unit |  | 1191
Equipment | Energy Star Commercial Oven | One 12-Pan Combination Oven meeting ENERGY STAR® 2.0 Standards, 55% Efficient | One Standard Economy-Grade 12-Pan Combination Oven, 49% Efficient | Commercial | New | Warehouse | FL Zone 2 | Per Unit | 0% | 18282 | 11914 | 6368 | 0.34832 | 12 | 1.0341 | 0.54113 | 4455 | Regional Technical Forum for the Northwest Council (https://rtf.nwcouncil.org/measure/convection-ovens) | 0 | No labor cost (installation will not vary between base & change) | 5646 | Regional Technical Forum for the Northwest Council (http://rtf.nwcouncil.org/measures/com/ComCookingConvectionOven_v2_0.xlsm) | 0 | No labor cost (installation will not vary between base & change) | 1191 | unit |  | 1191
Equipment | Energy Star Fryer | One Standard Vat Electric Fryer meeting ENERGY STAR® 2.0 Standards, 85% Efficient | One Standard Economy-Grade Standard Vat Electric Fryer, 75% Efficient | Commercial | Turnover | Assembly | FL Zone 2 | Per Unit | 0% | 5177.454 | 4273.631 | 903.8223 | 0.17457 | 12 | 0.14651 | 0.045305 | 3524 | Regional Technical Forum for the Northwest Council (https://rtf.nwcouncil.org/measure/fryers) | 0 | No labor cost (installation will not vary between base & change) | 5699 | Regional Technical Forum for the Northwest Council (https://rtf.nwcouncil.org/measure/fryers) | 0 | No labor cost (installation will not vary between base & change) | 2175 | unit |  | 2175
Equipment | Energy Star Fryer | One Standard Vat Electric Fryer meeting ENERGY STAR® 2.0 Standards, 85% Efficient | One Standard Economy-Grade Standard Vat Electric Fryer, 75% Efficient | Commercial | Turnover | College and University | FL Zone 2 | Per Unit | 29% | 5177.454 | 4273.631 | 903.8223 | 0.17457 | 12 | 0.14651 | 0.045305 | 3524 | Regional Technical Forum for the Northwest Council (https://rtf.nwcouncil.org/measure/fryers) | 0 | No labor cost (installation will not vary between base & change) | 5699 | Regional Technical Forum for the Northwest Council (https://rtf.nwcouncil.org/measure/fryers) | 0 | No labor cost (installation will not vary between base & change) | 2175 | unit |  | 2175
Equipment | Energy Star Fryer | One Standard Vat Electric Fryer meeting ENERGY STAR® 2.0 Standards, 85% Efficient | One Standard Economy-Grade Standard Vat Electric Fryer, 75% Efficient | Commercial | Turnover | Grocery | FL Zone 2 | Per Unit | 0% | 5177.454 | 4273.631 | 903.8223 | 0.17457 | 12 | 0.14651 | 0.045305 | 3524 | Regional Technical Forum for the Northwest Council (https://rtf.nwcouncil.org/measure/fryers) | 0 | No labor cost (installation will not vary between base & change) | 5699 | Regional Technical Forum for the Northwest Council (https://rtf.nwcouncil.org/measure/fryers) | 0 | No labor cost (installation will not vary between base & change) | 2175 | unit |  | 2175
Equipment | Energy Star Fryer | One Standard Vat Electric Fryer meeting ENERGY STAR® 2.0 Standards, 85% Efficient | One Standard Economy-Grade Standard Vat Electric Fryer, 75% Efficient | Commercial | Turnover | Healthcare | FL Zone 2 | Per Unit | 29% | 5177.454 | 4273.631 | 903.8223 | 0.17457 | 12 | 0.14651 | 0.045305 | 3524 | Regional Technical Forum for the Northwest Council (https://rtf.nwcouncil.org/measure/fryers) | 0 | No labor cost (installation will not vary between base & change) | 5699 | Regional Technical Forum for the Northwest Council (https://rtf.nwcouncil.org/measure/fryers) | 0 | No labor cost (installation will not vary between base & change) | 2175 | unit |  | 2175
Equipment | Energy Star Fryer | One Standard Vat Electric Fryer meeting ENERGY STAR® 2.0 Standards, 85% Efficient | One Standard Economy-Grade Standard Vat Electric Fryer, 75% Efficient | Commercial | Turnover | Hospitals | FL Zone 2 | Per Unit | 29% | 5177.454 | 4273.631 | 903.8223 | 0.17457 | 12 | 0.14651 | 0.045305 | 3524 | Regional Technical Forum for the Northwest Council (https://rtf.nwcouncil.org/measure/fryers) | 0 | No labor cost (installation will not vary between base & change) | 5699 | Regional Technical Forum for the Northwest Council (https://rtf.nwcouncil.org/measure/fryers) | 0 | No labor cost (installation will not vary between base & change) | 2175 | unit |  | 2175
Equipment | Energy Star Fryer | One Standard Vat Electric Fryer meeting ENERGY STAR® 2.0 Standards, 85% Efficient | One Standard Economy-Grade Standard Vat Electric Fryer, 75% Efficient | Commercial | Turnover | Institutional | FL Zone 2 | Per Unit | 0% | 5177.454 | 4273.631 | 903.8223 | 0.17457 | 12 | 0.14651 | 0.045305 | 3524 | Regional Technical Forum for the Northwest Council (https://rtf.nwcouncil.org/measure/fryers) | 0 | No labor cost (installation will not vary between base & change) | 5699 | Regional Technical Forum for the Northwest Council (https://rtf.nwcouncil.org/measure/fryers) | 0 | No labor cost (installation will not vary between base & change) | 2175 | unit |  | 2175
Equipment | Energy Star Fryer | One Standard Vat Electric Fryer meeting ENERGY STAR® 2.0 Standards, 85% Efficient | One Standard Economy-Grade Standard Vat Electric Fryer, 75% Efficient | Commercial | Turnover | Lodging/Hospitality | FL Zone 2 | Per Unit | 29% | 5177.454 | 4273.631 | 903.8223 | 0.17457 | 12 | 0.14651 | 0.045305 | 3524 | Regional Technical Forum for the Northwest Council (https://rtf.nwcouncil.org/measure/fryers) | 0 | No labor cost (installation will not vary between base & change) | 5699 | Regional Technical Forum for the Northwest Council (https://rtf.nwcouncil.org/measure/fryers) | 0 | No labor cost (installation will not vary between base & change) | 2175 | unit |  | 2175
Equipment | Energy Star Fryer | One Standard Vat Electric Fryer meeting ENERGY STAR® 2.0 Standards, 85% Efficient | One Standard Economy-Grade Standard Vat Electric Fryer, 75% Efficient | Commercial | Turnover | Miscellaneous | FL Zone 2 | Per Unit | 0% | 5177.454 | 4273.631 | 903.8223 | 0.17457 | 12 | 0.14651 | 0.045305 | 3524 | Regional Technical Forum for the Northwest Council (https://rtf.nwcouncil.org/measure/fryers) | 0 | No labor cost (installation will not vary between base & change) | 5699 | Regional Technical Forum for the Northwest Council (https://rtf.nwcouncil.org/measure/fryers) | 0 | No labor cost (installation will not vary between base & change) | 2175 | unit |  | 2175
Equipment | Energy Star Fryer | One Standard Vat Electric Fryer meeting ENERGY STAR® 2.0 Standards, 85% Efficient | One Standard Economy-Grade Standard Vat Electric Fryer, 75% Efficient | Commercial | Turnover | Offices | FL Zone 2 | Per Unit | 0% | 5177.454 | 4273.631 | 903.8223 | 0.17457 | 12 | 0.14651 | 0.045305 | 3524 | Regional Technical Forum for the Northwest Council (https://rtf.nwcouncil.org/measure/fryers) | 0 | No labor cost (installation will not vary between base & change) | 5699 | Regional Technical Forum for the Northwest Council (https://rtf.nwcouncil.org/measure/fryers) | 0 | No labor cost (installation will not vary between base & change) | 2175 | unit |  | 2175
Equipment | Energy Star Fryer | One Standard Vat Electric Fryer meeting ENERGY STAR® 2.0 Standards, 85% Efficient | One Standard Economy-Grade Standard Vat Electric Fryer, 75% Efficient | Commercial | Turnover | Restaurants | FL Zone 2 | Per Unit | 29% | 5177.454 | 4273.631 | 903.8223 | 0.17457 | 12 | 0.14651 | 0.045305 | 3524 | Regional Technical Forum for the Northwest Council (https://rtf.nwcouncil.org/measure/fryers) | 0 | No labor cost (installation will not vary between base & change) | 5699 | Regional Technical Forum for the Northwest Council (https://rtf.nwcouncil.org/measure/fryers) | 0 | No labor cost (installation will not vary between base & change) | 2175 | unit |  | 2175
Equipment | Energy Star Fryer | One Standard Vat Electric Fryer meeting ENERGY STAR® 2.0 Standards, 85% Efficient | One Standard Economy-Grade Standard Vat Electric Fryer, 75% Efficient | Commercial | Turnover | Retail | FL Zone 2 | Per Unit | 0% | 5177.454 | 4273.631 | 903.8223 | 0.17457 | 12 | 0.14651 | 0.045305 | 3524 | Regional Technical Forum for the Northwest Council (https://rtf.nwcouncil.org/measure/fryers) | 0 | No labor cost (installation will not vary between base & change) | 5699 | Regional Technical Forum for the Northwest Council (https://rtf.nwcouncil.org/measure/fryers) | 0 | No labor cost (installation will not vary between base & change) | 2175 | unit |  | 2175
Equipment | Energy Star Fryer | One Standard Vat Electric Fryer meeting ENERGY STAR® 2.0 Standards, 85% Efficient | One Standard Economy-Grade Standard Vat Electric Fryer, 75% Efficient | Commercial | Turnover | Schools K-12 | FL Zone 2 | Per Unit | 29% | 5177.454 | 4273.631 | 903.8223 | 0.17457 | 12 | 0.14651 | 0.045305 | 3524 | Regional Technical Forum for the Northwest Council (https://rtf.nwcouncil.org/measure/fryers) | 0 | No labor cost (installation will not vary between base & change) | 5699 | Regional Technical Forum for the Northwest Council (https://rtf.nwcouncil.org/measure/fryers) | 0 | No labor cost (installation will not vary between base & change) | 2175 | unit |  | 2175
Equipment | Energy Star Fryer | One Standard Vat Electric Fryer meeting ENERGY STAR® 2.0 Standards, 85% Efficient | One Standard Economy-Grade Standard Vat Electric Fryer, 75% Efficient | Commercial | Turnover | Warehouse | FL Zone 2 | Per Unit | 0% | 5177.454 | 4273.631 | 903.8223 | 0.17457 | 12 | 0.14651 | 0.045305 | 3524 | Regional Technical Forum for the Northwest Council (https://rtf.nwcouncil.org/measure/fryers) | 0 | No labor cost (installation will not vary between base & change) | 5699 | Regional Technical Forum for the Northwest Council (https://rtf.nwcouncil.org/measure/fryers) | 0 | No labor cost (installation will not vary between base & change) | 2175 | unit |  | 2175
Equipment | Energy Star Fryer | One Standard Vat Electric Fryer meeting ENERGY STAR® 2.0 Standards, 85% Efficient | One Standard Economy-Grade Standard Vat Electric Fryer, 75% Efficient | Commercial | New | Assembly | FL Zone 2 | Per Unit | 0% | 5177.454 | 4273.631 | 903.8223 | 0.17457 | 12 | 0.14651 | 0.045305 | 3524 | Regional Technical Forum for the Northwest Council (https://rtf.nwcouncil.org/measure/fryers) | 0 | No labor cost (installation will not vary between base & change) | 5699 | Regional Technical Forum for the Northwest Council (https://rtf.nwcouncil.org/measure/fryers) | 0 | No labor cost (installation will not vary between base & change) | 2175 | unit |  | 2175
Equipment | Energy Star Fryer | One Standard Vat Electric Fryer meeting ENERGY STAR® 2.0 Standards, 85% Efficient | One Standard Economy-Grade Standard Vat Electric Fryer, 75% Efficient | Commercial | New | College and University | FL Zone 2 | Per Unit | 29% | 5177.454 | 4273.631 | 903.8223 | 0.17457 | 12 | 0.14651 | 0.045305 | 3524 | Regional Technical Forum for the Northwest Council (https://rtf.nwcouncil.org/measure/fryers) | 0 | No labor cost (installation will not vary between base & change) | 5699 | Regional Technical Forum for the Northwest Council (https://rtf.nwcouncil.org/measure/fryers) | 0 | No labor cost (installation will not vary between base & change) | 2175 | unit |  | 2175
Equipment | Energy Star Fryer | One Standard Vat Electric Fryer meeting ENERGY STAR® 2.0 Standards, 85% Efficient | One Standard Economy-Grade Standard Vat Electric Fryer, 75% Efficient | Commercial | New | Grocery | FL Zone 2 | Per Unit | 0% | 5177.454 | 4273.631 | 903.8223 | 0.17457 | 12 | 0.14651 | 0.045305 | 3524 | Regional Technical Forum for the Northwest Council (https://rtf.nwcouncil.org/measure/fryers) | 0 | No labor cost (installation will not vary between base & change) | 5699 | Regional Technical Forum for the Northwest Council (https://rtf.nwcouncil.org/measure/fryers) | 0 | No labor cost (installation will not vary between base & change) | 2175 | unit |  | 2175
Equipment | Energy Star Fryer | One Standard Vat Electric Fryer meeting ENERGY STAR® 2.0 Standards, 85% Efficient | One Standard Economy-Grade Standard Vat Electric Fryer, 75% Efficient | Commercial | New | Healthcare | FL Zone 2 | Per Unit | 29% | 5177.454 | 4273.631 | 903.8223 | 0.17457 | 12 | 0.14651 | 0.045305 | 3524 | Regional Technical Forum for the Northwest Council (https://rtf.nwcouncil.org/measure/fryers) | 0 | No labor cost (installation will not vary between base & change) | 5699 | Regional Technical Forum for the Northwest Council (https://rtf.nwcouncil.org/measure/fryers) | 0 | No labor cost (installation will not vary between base & change) | 2175 | unit |  | 2175
Equipment | Energy Star Fryer | One Standard Vat Electric Fryer meeting ENERGY STAR® 2.0 Standards, 85% Efficient | One Standard Economy-Grade Standard Vat Electric Fryer, 75% Efficient | Commercial | New | Hospitals | FL Zone 2 | Per Unit | 29% | 5177.454 | 4273.631 | 903.8223 | 0.17457 | 12 | 0.14651 | 0.045305 | 3524 | Regional Technical Forum for the Northwest Council (https://rtf.nwcouncil.org/measure/fryers) | 0 | No labor cost (installation will not vary between base & change) | 5699 | Regional Technical Forum for the Northwest Council (https://rtf.nwcouncil.org/measure/fryers) | 0 | No labor cost (installation will not vary between base & change) | 2175 | unit |  | 2175
Equipment | Energy Star Fryer | One Standard Vat Electric Fryer meeting ENERGY STAR® 2.0 Standards, 85% Efficient | One Standard Economy-Grade Standard Vat Electric Fryer, 75% Efficient | Commercial | New | Institutional | FL Zone 2 | Per Unit | 0% | 5177.454 | 4273.631 | 903.8223 | 0.17457 | 12 | 0.14651 | 0.045305 | 3524 | Regional Technical Forum for the Northwest Council (https://rtf.nwcouncil.org/measure/fryers) | 0 | No labor cost (installation will not vary between base & change) | 5699 | Regional Technical Forum for the Northwest Council (https://rtf.nwcouncil.org/measure/fryers) | 0 | No labor cost (installation will not vary between base & change) | 2175 | unit |  | 2175
Equipment | Energy Star Fryer | One Standard Vat Electric Fryer meeting ENERGY STAR® 2.0 Standards, 85% Efficient | One Standard Economy-Grade Standard Vat Electric Fryer, 75% Efficient | Commercial | New | Lodging/Hospitality | FL Zone 2 | Per Unit | 29% | 5177.454 | 4273.631 | 903.8223 | 0.17457 | 12 | 0.14651 | 0.045305 | 3524 | Regional Technical Forum for the Northwest Council (https://rtf.nwcouncil.org/measure/fryers) | 0 | No labor cost (installation will not vary between base & change) | 5699 | Regional Technical Forum for the Northwest Council (https://rtf.nwcouncil.org/measure/fryers) | 0 | No labor cost (installation will not vary between base & change) | 2175 | unit |  | 2175
Equipment | Energy Star Fryer | One Standard Vat Electric Fryer meeting ENERGY STAR® 2.0 Standards, 85% Efficient | One Standard Economy-Grade Standard Vat Electric Fryer, 75% Efficient | Commercial | New | Miscellaneous | FL Zone 2 | Per Unit | 0% | 5177.454 | 4273.631 | 903.8223 | 0.17457 | 12 | 0.14651 | 0.045305 | 3524 | Regional Technical Forum for the Northwest Council (https://rtf.nwcouncil.org/measure/fryers) | 0 | No labor cost (installation will not vary between base & change) | 5699 | Regional Technical Forum for the Northwest Council (https://rtf.nwcouncil.org/measure/fryers) | 0 | No labor cost (installation will not vary between base & change) | 2175 | unit |  | 2175
Equipment | Energy Star Fryer | One Standard Vat Electric Fryer meeting ENERGY STAR® 2.0 Standards, 85% Efficient | One Standard Economy-Grade Standard Vat Electric Fryer, 75% Efficient | Commercial | New | Offices | FL Zone 2 | Per Unit | 0% | 5177.454 | 4273.631 | 903.8223 | 0.17457 | 12 | 0.14651 | 0.045305 | 3524 | Regional Technical Forum for the Northwest Council (https://rtf.nwcouncil.org/measure/fryers) | 0 | No labor cost (installation will not vary between base & change) | 5699 | Regional Technical Forum for the Northwest Council (https://rtf.nwcouncil.org/measure/fryers) | 0 | No labor cost (installation will not vary between base & change) | 2175 | unit |  | 2175
Equipment | Energy Star Fryer | One Standard Vat Electric Fryer meeting ENERGY STAR® 2.0 Standards, 85% Efficient | One Standard Economy-Grade Standard Vat Electric Fryer, 75% Efficient | Commercial | New | Restaurants | FL Zone 2 | Per Unit | 29% | 5177.454 | 4273.631 | 903.8223 | 0.17457 | 12 | 0.14651 | 0.045305 | 3524 | Regional Technical Forum for the Northwest Council (https://rtf.nwcouncil.org/measure/fryers) | 0 | No labor cost (installation will not vary between base & change) | 5699 | Regional Technical Forum for the Northwest Council (https://rtf.nwcouncil.org/measure/fryers) | 0 | No labor cost (installation will not vary between base & change) | 2175 | unit |  | 2175
Equipment | Energy Star Fryer | One Standard Vat Electric Fryer meeting ENERGY STAR® 2.0 Standards, 85% Efficient | One Standard Economy-Grade Standard Vat Electric Fryer, 75% Efficient | Commercial | New | Retail | FL Zone 2 | Per Unit | 0% | 5177.454 | 4273.631 | 903.8223 | 0.17457 | 12 | 0.14651 | 0.045305 | 3524 | Regional Technical Forum for the Northwest Council (https://rtf.nwcouncil.org/measure/fryers) | 0 | No labor cost (installation will not vary between base & change) | 5699 | Regional Technical Forum for the Northwest Council (https://rtf.nwcouncil.org/measure/fryers) | 0 | No labor cost (installation will not vary between base & change) | 2175 | unit |  | 2175
Equipment | Energy Star Fryer | One Standard Vat Electric Fryer meeting ENERGY STAR® 2.0 Standards, 85% Efficient | One Standard Economy-Grade Standard Vat Electric Fryer, 75% Efficient | Commercial | New | Schools K-12 | FL Zone 2 | Per Unit | 29% | 5177.454 | 4273.631 | 903.8223 | 0.17457 | 12 | 0.14651 | 0.045305 | 3524 | Regional Technical Forum for the Northwest Council (https://rtf.nwcouncil.org/measure/fryers) | 0 | No labor cost (installation will not vary between base & change) | 5699 | Regional Technical Forum for the Northwest Council (https://rtf.nwcouncil.org/measure/fryers) | 0 | No labor cost (installation will not vary between base & change) | 2175 | unit |  | 2175
Equipment | Energy Star Fryer | One Standard Vat Electric Fryer meeting ENERGY STAR® 2.0 Standards, 85% Efficient | One Standard Economy-Grade Standard Vat Electric Fryer, 75% Efficient | Commercial | New | Warehouse | FL Zone 2 | Per Unit | 0% | 5177.454 | 4273.631 | 903.8223 | 0.17457 | 12 | 0.14651 | 0.045305 | 3524 | Regional Technical Forum for the Northwest Council (https://rtf.nwcouncil.org/measure/fryers) | 0 | No labor cost (installation will not vary between base & change) | 5699 | Regional Technical Forum for the Northwest Council (https://rtf.nwcouncil.org/measure/fryers) | 0 | No labor cost (installation will not vary between base & change) | 2175 | unit |  | 2175
Equipment | Energy Star Griddle | One Griddle meeting ENERGY STAR® 1.2 Standards, 70% Efficient | One Conventional Griddle with 65% efficiency | Commercial | Turnover | Assembly | FL Zone 2 | Per Unit | 0% | 15815 | 13905 | 1910 | 0.12077 | 12 | 0.3156 | 0.080771 | 0 | Reference source included incremental cost only | 0 | No labor cost (installation will not vary between base & change) | 0 | Illinois 2018 Statewide TRM, Section 4.2.8 (incremental cost only) | 0 | No labor cost (installation will not vary between base & change) | 0 | unit |  | 0
Equipment | Energy Star Griddle | One Griddle meeting ENERGY STAR® 1.2 Standards, 70% Efficient | One Conventional Griddle with 65% efficiency | Commercial | Turnover | College and University | FL Zone 2 | Per Unit | 41% | 15815 | 13905 | 1910 | 0.12077 | 12 | 0.3156 | 0.080771 | 0 | Reference source included incremental cost only | 0 | No labor cost (installation will not vary between base & change) | 0 | Illinois 2018 Statewide TRM, Section 4.2.8 (incremental cost only) | 0 | No labor cost (installation will not vary between base & change) | 0 | unit |  | 0
Equipment | Energy Star Griddle | One Griddle meeting ENERGY STAR® 1.2 Standards, 70% Efficient | One Conventional Griddle with 65% efficiency | Commercial | Turnover | Grocery | FL Zone 2 | Per Unit | 0% | 15815 | 13905 | 1910 | 0.12077 | 12 | 0.3156 | 0.080771 | 0 | Reference source included incremental cost only | 0 | No labor cost (installation will not vary between base & change) | 0 | Illinois 2018 Statewide TRM, Section 4.2.8 (incremental cost only) | 0 | No labor cost (installation will not vary between base & change) | 0 | unit |  | 0
Equipment | Energy Star Griddle | One Griddle meeting ENERGY STAR® 1.2 Standards, 70% Efficient | One Conventional Griddle with 65% efficiency | Commercial | Turnover | Healthcare | FL Zone 2 | Per Unit | 41% | 15815 | 13905 | 1910 | 0.12077 | 12 | 0.3156 | 0.080771 | 0 | Reference source included incremental cost only | 0 | No labor cost (installation will not vary between base & change) | 0 | Illinois 2018 Statewide TRM, Section 4.2.8 (incremental cost only) | 0 | No labor cost (installation will not vary between base & change) | 0 | unit |  | 0
Equipment | Energy Star Griddle | One Griddle meeting ENERGY STAR® 1.2 Standards, 70% Efficient | One Conventional Griddle with 65% efficiency | Commercial | Turnover | Hospitals | FL Zone 2 | Per Unit | 41% | 15815 | 13905 | 1910 | 0.12077 | 12 | 0.3156 | 0.080771 | 0 | Reference source included incremental cost only | 0 | No labor cost (installation will not vary between base & change) | 0 | Illinois 2018 Statewide TRM, Section 4.2.8 (incremental cost only) | 0 | No labor cost (installation will not vary between base & change) | 0 | unit |  | 0
Equipment | Energy Star Griddle | One Griddle meeting ENERGY STAR® 1.2 Standards, 70% Efficient | One Conventional Griddle with 65% efficiency | Commercial | Turnover | Institutional | FL Zone 2 | Per Unit | 0% | 15815 | 13905 | 1910 | 0.12077 | 12 | 0.3156 | 0.080771 | 0 | Reference source included incremental cost only | 0 | No labor cost (installation will not vary between base & change) | 0 | Illinois 2018 Statewide TRM, Section 4.2.8 (incremental cost only) | 0 | No labor cost (installation will not vary between base & change) | 0 | unit |  | 0
Equipment | Energy Star Griddle | One Griddle meeting ENERGY STAR® 1.2 Standards, 70% Efficient | One Conventional Griddle with 65% efficiency | Commercial | Turnover | Lodging/Hospitality | FL Zone 2 | Per Unit | 41% | 15815 | 13905 | 1910 | 0.12077 | 12 | 0.3156 | 0.080771 | 0 | Reference source included incremental cost only | 0 | No labor cost (installation will not vary between base & change) | 0 | Illinois 2018 Statewide TRM, Section 4.2.8 (incremental cost only) | 0 | No labor cost (installation will not vary between base & change) | 0 | unit |  | 0
Equipment | Energy Star Griddle | One Griddle meeting ENERGY STAR® 1.2 Standards, 70% Efficient | One Conventional Griddle with 65% efficiency | Commercial | Turnover | Miscellaneous | FL Zone 2 | Per Unit | 0% | 15815 | 13905 | 1910 | 0.12077 | 12 | 0.3156 | 0.080771 | 0 | Reference source included incremental cost only | 0 | No labor cost (installation will not vary between base & change) | 0 | Illinois 2018 Statewide TRM, Section 4.2.8 (incremental cost only) | 0 | No labor cost (installation will not vary between base & change) | 0 | unit |  | 0
Equipment | Energy Star Griddle | One Griddle meeting ENERGY STAR® 1.2 Standards, 70% Efficient | One Conventional Griddle with 65% efficiency | Commercial | Turnover | Offices | FL Zone 2 | Per Unit | 0% | 15815 | 13905 | 1910 | 0.12077 | 12 | 0.3156 | 0.080771 | 0 | Reference source included incremental cost only | 0 | No labor cost (installation will not vary between base & change) | 0 | Illinois 2018 Statewide TRM, Section 4.2.8 (incremental cost only) | 0 | No labor cost (installation will not vary between base & change) | 0 | unit |  | 0
Equipment | Energy Star Griddle | One Griddle meeting ENERGY STAR® 1.2 Standards, 70% Efficient | One Conventional Griddle with 65% efficiency | Commercial | Turnover | Restaurants | FL Zone 2 | Per Unit | 41% | 15815 | 13905 | 1910 | 0.12077 | 12 | 0.3156 | 0.080771 | 0 | Reference source included incremental cost only | 0 | No labor cost (installation will not vary between base & change) | 0 | Illinois 2018 Statewide TRM, Section 4.2.8 (incremental cost only) | 0 | No labor cost (installation will not vary between base & change) | 0 | unit |  | 0
Equipment | Energy Star Griddle | One Griddle meeting ENERGY STAR® 1.2 Standards, 70% Efficient | One Conventional Griddle with 65% efficiency | Commercial | Turnover | Retail | FL Zone 2 | Per Unit | 0% | 15815 | 13905 | 1910 | 0.12077 | 12 | 0.3156 | 0.080771 | 0 | Reference source included incremental cost only | 0 | No labor cost (installation will not vary between base & change) | 0 | Illinois 2018 Statewide TRM, Section 4.2.8 (incremental cost only) | 0 | No labor cost (installation will not vary between base & change) | 0 | unit |  | 0
Equipment | Energy Star Griddle | One Griddle meeting ENERGY STAR® 1.2 Standards, 70% Efficient | One Conventional Griddle with 65% efficiency | Commercial | Turnover | Schools K-12 | FL Zone 2 | Per Unit | 41% | 15815 | 13905 | 1910 | 0.12077 | 12 | 0.3156 | 0.080771 | 0 | Reference source included incremental cost only | 0 | No labor cost (installation will not vary between base & change) | 0 | Illinois 2018 Statewide TRM, Section 4.2.8 (incremental cost only) | 0 | No labor cost (installation will not vary between base & change) | 0 | unit |  | 0
Equipment | Energy Star Griddle | One Griddle meeting ENERGY STAR® 1.2 Standards, 70% Efficient | One Conventional Griddle with 65% efficiency | Commercial | Turnover | Warehouse | FL Zone 2 | Per Unit | 0% | 15815 | 13905 | 1910 | 0.12077 | 12 | 0.3156 | 0.080771 | 0 | Reference source included incremental cost only | 0 | No labor cost (installation will not vary between base & change) | 0 | Illinois 2018 Statewide TRM, Section 4.2.8 (incremental cost only) | 0 | No labor cost (installation will not vary between base & change) | 0 | unit |  | 0
Equipment | Energy Star Griddle | One Griddle meeting ENERGY STAR® 1.2 Standards, 70% Efficient | One Conventional Griddle with 65% efficiency | Commercial | New | Assembly | FL Zone 2 | Per Unit | 0% | 15815 | 13905 | 1910 | 0.12077 | 12 | 0.3156 | 0.080771 | 0 | Reference source included incremental cost only | 0 | No labor cost (installation will not vary between base & change) | 0 | Illinois 2018 Statewide TRM, Section 4.2.8 (incremental cost only) | 0 | No labor cost (installation will not vary between base & change) | 0 | unit |  | 0
Equipment | Energy Star Griddle | One Griddle meeting ENERGY STAR® 1.2 Standards, 70% Efficient | One Conventional Griddle with 65% efficiency | Commercial | New | College and University | FL Zone 2 | Per Unit | 41% | 15815 | 13905 | 1910 | 0.12077 | 12 | 0.3156 | 0.080771 | 0 | Reference source included incremental cost only | 0 | No labor cost (installation will not vary between base & change) | 0 | Illinois 2018 Statewide TRM, Section 4.2.8 (incremental cost only) | 0 | No labor cost (installation will not vary between base & change) | 0 | unit |  | 0
Equipment | Energy Star Griddle | One Griddle meeting ENERGY STAR® 1.2 Standards, 70% Efficient | One Conventional Griddle with 65% efficiency | Commercial | New | Grocery | FL Zone 2 | Per Unit | 0% | 15815 | 13905 | 1910 | 0.12077 | 12 | 0.3156 | 0.080771 | 0 | Reference source included incremental cost only | 0 | No labor cost (installation will not vary between base & change) | 0 | Illinois 2018 Statewide TRM, Section 4.2.8 (incremental cost only) | 0 | No labor cost (installation will not vary between base & change) | 0 | unit |  | 0
Equipment | Energy Star Griddle | One Griddle meeting ENERGY STAR® 1.2 Standards, 70% Efficient | One Conventional Griddle with 65% efficiency | Commercial | New | Healthcare | FL Zone 2 | Per Unit | 41% | 15815 | 13905 | 1910 | 0.12077 | 12 | 0.3156 | 0.080771 | 0 | Reference source included incremental cost only | 0 | No labor cost (installation will not vary between base & change) | 0 | Illinois 2018 Statewide TRM, Section 4.2.8 (incremental cost only) | 0 | No labor cost (installation will not vary between base & change) | 0 | unit |  | 0
Equipment | Energy Star Griddle | One Griddle meeting ENERGY STAR® 1.2 Standards, 70% Efficient | One Conventional Griddle with 65% efficiency | Commercial | New | Hospitals | FL Zone 2 | Per Unit | 41% | 15815 | 13905 | 1910 | 0.12077 | 12 | 0.3156 | 0.080771 | 0 | Reference source included incremental cost only | 0 | No labor cost (installation will not vary between base & change) | 0 | Illinois 2018 Statewide TRM, Section 4.2.8 (incremental cost only) | 0 | No labor cost (installation will not vary between base & change) | 0 | unit |  | 0
Equipment | Energy Star Griddle | One Griddle meeting ENERGY STAR® 1.2 Standards, 70% Efficient | One Conventional Griddle with 65% efficiency | Commercial | New | Institutional | FL Zone 2 | Per Unit | 0% | 15815 | 13905 | 1910 | 0.12077 | 12 | 0.3156 | 0.080771 | 0 | Reference source included incremental cost only | 0 | No labor cost (installation will not vary between base & change) | 0 | Illinois 2018 Statewide TRM, Section 4.2.8 (incremental cost only) | 0 | No labor cost (installation will not vary between base & change) | 0 | unit |  | 0
Equipment | Energy Star Griddle | One Griddle meeting ENERGY STAR® 1.2 Standards, 70% Efficient | One Conventional Griddle with 65% efficiency | Commercial | New | Lodging/Hospitality | FL Zone 2 | Per Unit | 41% | 15815 | 13905 | 1910 | 0.12077 | 12 | 0.3156 | 0.080771 | 0 | Reference source included incremental cost only | 0 | No labor cost (installation will not vary between base & change) | 0 | Illinois 2018 Statewide TRM, Section 4.2.8 (incremental cost only) | 0 | No labor cost (installation will not vary between base & change) | 0 | unit |  | 0
Equipment | Energy Star Griddle | One Griddle meeting ENERGY STAR® 1.2 Standards, 70% Efficient | One Conventional Griddle with 65% efficiency | Commercial | New | Miscellaneous | FL Zone 2 | Per Unit | 0% | 15815 | 13905 | 1910 | 0.12077 | 12 | 0.3156 | 0.080771 | 0 | Reference source included incremental cost only | 0 | No labor cost (installation will not vary between base & change) | 0 | Illinois 2018 Statewide TRM, Section 4.2.8 (incremental cost only) | 0 | No labor cost (installation will not vary between base & change) | 0 | unit |  | 0
Equipment | Energy Star Griddle | One Griddle meeting ENERGY STAR® 1.2 Standards, 70% Efficient | One Conventional Griddle with 65% efficiency | Commercial | New | Offices | FL Zone 2 | Per Unit | 0% | 15815 | 13905 | 1910 | 0.12077 | 12 | 0.3156 | 0.080771 | 0 | Reference source included incremental cost only | 0 | No labor cost (installation will not vary between base & change) | 0 | Illinois 2018 Statewide TRM, Section 4.2.8 (incremental cost only) | 0 | No labor cost (installation will not vary between base & change) | 0 | unit |  | 0
Equipment | Energy Star Griddle | One Griddle meeting ENERGY STAR® 1.2 Standards, 70% Efficient | One Conventional Griddle with 65% efficiency | Commercial | New | Restaurants | FL Zone 2 | Per Unit | 41% | 15815 | 13905 | 1910 | 0.12077 | 12 | 0.3156 | 0.080771 | 0 | Reference source included incremental cost only | 0 | No labor cost (installation will not vary between base & change) | 0 | Illinois 2018 Statewide TRM, Section 4.2.8 (incremental cost only) | 0 | No labor cost (installation will not vary between base & change) | 0 | unit |  | 0
Equipment | Energy Star Griddle | One Griddle meeting ENERGY STAR® 1.2 Standards, 70% Efficient | One Conventional Griddle with 65% efficiency | Commercial | New | Retail | FL Zone 2 | Per Unit | 0% | 15815 | 13905 | 1910 | 0.12077 | 12 | 0.3156 | 0.080771 | 0 | Reference source included incremental cost only | 0 | No labor cost (installation will not vary between base & change) | 0 | Illinois 2018 Statewide TRM, Section 4.2.8 (incremental cost only) | 0 | No labor cost (installation will not vary between base & change) | 0 | unit |  | 0
Equipment | Energy Star Griddle | One Griddle meeting ENERGY STAR® 1.2 Standards, 70% Efficient | One Conventional Griddle with 65% efficiency | Commercial | New | Schools K-12 | FL Zone 2 | Per Unit | 41% | 15815 | 13905 | 1910 | 0.12077 | 12 | 0.3156 | 0.080771 | 0 | Reference source included incremental cost only | 0 | No labor cost (installation will not vary between base & change) | 0 | Illinois 2018 Statewide TRM, Section 4.2.8 (incremental cost only) | 0 | No labor cost (installation will not vary between base & change) | 0 | unit |  | 0
Equipment | Energy Star Griddle | One Griddle meeting ENERGY STAR® 1.2 Standards, 70% Efficient | One Conventional Griddle with 65% efficiency | Commercial | New | Warehouse | FL Zone 2 | Per Unit | 0% | 15815 | 13905 | 1910 | 0.12077 | 12 | 0.3156 | 0.080771 | 0 | Reference source included incremental cost only | 0 | No labor cost (installation will not vary between base & change) | 0 | Illinois 2018 Statewide TRM, Section 4.2.8 (incremental cost only) | 0 | No labor cost (installation will not vary between base & change) | 0 | unit |  | 0
Equipment | Energy Star Hot Food Holding Cabinet | One Hot Food Holding Cabinet meeting ENERGY STAR® 2.0 Standards | One Standard Hot Food Holding Cabinet | Commercial | Turnover | Assembly | FL Zone 2 | Per Unit | 0% | 3285 | 1554.9 | 1730.1 | 0.52667 | 12 | 0.31862 | 0.15417 | 3564 | Regional Technical Forum for the Northwest Council (https://rtf.nwcouncil.org/measure/hot-food-holding-cabinets) | 0 | No labor cost (installation will not vary between base & change) | 4375 | Regional Technical Forum for the Northwest Council (https://rtf.nwcouncil.org/measure/hot-food-holding-cabinets) | 0 | No labor cost (installation will not vary between base & change) | 811 | unit |  | 811
Equipment | Energy Star Hot Food Holding Cabinet | One Hot Food Holding Cabinet meeting ENERGY STAR® 2.0 Standards | One Standard Hot Food Holding Cabinet | Commercial | Turnover | College and University | FL Zone 2 | Per Unit | 27% | 3285 | 1554.9 | 1730.1 | 0.52667 | 12 | 0.31862 | 0.15417 | 3564 | Regional Technical Forum for the Northwest Council (https://rtf.nwcouncil.org/measure/hot-food-holding-cabinets) | 0 | No labor cost (installation will not vary between base & change) | 4375 | Regional Technical Forum for the Northwest Council (https://rtf.nwcouncil.org/measure/hot-food-holding-cabinets) | 0 | No labor cost (installation will not vary between base & change) | 811 | unit |  | 811
Equipment | Energy Star Hot Food Holding Cabinet | One Hot Food Holding Cabinet meeting ENERGY STAR® 2.0 Standards | One Standard Hot Food Holding Cabinet | Commercial | Turnover | Grocery | FL Zone 2 | Per Unit | 0% | 3285 | 1554.9 | 1730.1 | 0.52667 | 12 | 0.31862 | 0.15417 | 3564 | Regional Technical Forum for the Northwest Council (https://rtf.nwcouncil.org/measure/hot-food-holding-cabinets) | 0 | No labor cost (installation will not vary between base & change) | 4375 | Regional Technical Forum for the Northwest Council (https://rtf.nwcouncil.org/measure/hot-food-holding-cabinets) | 0 | No labor cost (installation will not vary between base & change) | 811 | unit |  | 811
Equipment | Energy Star Hot Food Holding Cabinet | One Hot Food Holding Cabinet meeting ENERGY STAR® 2.0 Standards | One Standard Hot Food Holding Cabinet | Commercial | Turnover | Healthcare | FL Zone 2 | Per Unit | 27% | 3285 | 1554.9 | 1730.1 | 0.52667 | 12 | 0.31862 | 0.15417 | 3564 | Regional Technical Forum for the Northwest Council (https://rtf.nwcouncil.org/measure/hot-food-holding-cabinets) | 0 | No labor cost (installation will not vary between base & change) | 4375 | Regional Technical Forum for the Northwest Council (https://rtf.nwcouncil.org/measure/hot-food-holding-cabinets) | 0 | No labor cost (installation will not vary between base & change) | 811 | unit |  | 811
Equipment | Energy Star Hot Food Holding Cabinet | One Hot Food Holding Cabinet meeting ENERGY STAR® 2.0 Standards | One Standard Hot Food Holding Cabinet | Commercial | Turnover | Hospitals | FL Zone 2 | Per Unit | 27% | 3285 | 1554.9 | 1730.1 | 0.52667 | 12 | 0.31862 | 0.15417 | 3564 | Regional Technical Forum for the Northwest Council (https://rtf.nwcouncil.org/measure/hot-food-holding-cabinets) | 0 | No labor cost (installation will not vary between base & change) | 4375 | Regional Technical Forum for the Northwest Council (https://rtf.nwcouncil.org/measure/hot-food-holding-cabinets) | 0 | No labor cost (installation will not vary between base & change) | 811 | unit |  | 811
Equipment | Energy Star Hot Food Holding Cabinet | One Hot Food Holding Cabinet meeting ENERGY STAR® 2.0 Standards | One Standard Hot Food Holding Cabinet | Commercial | Turnover | Institutional | FL Zone 2 | Per Unit | 0% | 3285 | 1554.9 | 1730.1 | 0.52667 | 12 | 0.31862 | 0.15417 | 3564 | Regional Technical Forum for the Northwest Council (https://rtf.nwcouncil.org/measure/hot-food-holding-cabinets) | 0 | No labor cost (installation will not vary between base & change) | 4375 | Regional Technical Forum for the Northwest Council (https://rtf.nwcouncil.org/measure/hot-food-holding-cabinets) | 0 | No labor cost (installation will not vary between base & change) | 811 | unit |  | 811
Equipment | Energy Star Hot Food Holding Cabinet | One Hot Food Holding Cabinet meeting ENERGY STAR® 2.0 Standards | One Standard Hot Food Holding Cabinet | Commercial | Turnover | Lodging/Hospitality | FL Zone 2 | Per Unit | 27% | 3285 | 1554.9 | 1730.1 | 0.52667 | 12 | 0.31862 | 0.15417 | 3564 | Regional Technical Forum for the Northwest Council (https://rtf.nwcouncil.org/measure/hot-food-holding-cabinets) | 0 | No labor cost (installation will not vary between base & change) | 4375 | Regional Technical Forum for the Northwest Council (https://rtf.nwcouncil.org/measure/hot-food-holding-cabinets) | 0 | No labor cost (installation will not vary between base & change) | 811 | unit |  | 811
Equipment | Energy Star Hot Food Holding Cabinet | One Hot Food Holding Cabinet meeting ENERGY STAR® 2.0 Standards | One Standard Hot Food Holding Cabinet | Commercial | Turnover | Miscellaneous | FL Zone 2 | Per Unit | 0% | 3285 | 1554.9 | 1730.1 | 0.52667 | 12 | 0.31862 | 0.15417 | 3564 | Regional Technical Forum for the Northwest Council (https://rtf.nwcouncil.org/measure/hot-food-holding-cabinets) | 0 | No labor cost (installation will not vary between base & change) | 4375 | Regional Technical Forum for the Northwest Council (https://rtf.nwcouncil.org/measure/hot-food-holding-cabinets) | 0 | No labor cost (installation will not vary between base & change) | 811 | unit |  | 811
Equipment | Energy Star Hot Food Holding Cabinet | One Hot Food Holding Cabinet meeting ENERGY STAR® 2.0 Standards | One Standard Hot Food Holding Cabinet | Commercial | Turnover | Offices | FL Zone 2 | Per Unit | 0% | 3285 | 1554.9 | 1730.1 | 0.52667 | 12 | 0.31862 | 0.15417 | 3564 | Regional Technical Forum for the Northwest Council (https://rtf.nwcouncil.org/measure/hot-food-holding-cabinets) | 0 | No labor cost (installation will not vary between base & change) | 4375 | Regional Technical Forum for the Northwest Council (https://rtf.nwcouncil.org/measure/hot-food-holding-cabinets) | 0 | No labor cost (installation will not vary between base & change) | 811 | unit |  | 811
Equipment | Energy Star Hot Food Holding Cabinet | One Hot Food Holding Cabinet meeting ENERGY STAR® 2.0 Standards | One Standard Hot Food Holding Cabinet | Commercial | Turnover | Restaurants | FL Zone 2 | Per Unit | 27% | 3285 | 1554.9 | 1730.1 | 0.52667 | 12 | 0.31862 | 0.15417 | 3564 | Regional Technical Forum for the Northwest Council (https://rtf.nwcouncil.org/measure/hot-food-holding-cabinets) | 0 | No labor cost (installation will not vary between base & change) | 4375 | Regional Technical Forum for the Northwest Council (https://rtf.nwcouncil.org/measure/hot-food-holding-cabinets) | 0 | No labor cost (installation will not vary between base & change) | 811 | unit |  | 811
Equipment | Energy Star Hot Food Holding Cabinet | One Hot Food Holding Cabinet meeting ENERGY STAR® 2.0 Standards | One Standard Hot Food Holding Cabinet | Commercial | Turnover | Retail | FL Zone 2 | Per Unit | 0% | 3285 | 1554.9 | 1730.1 | 0.52667 | 12 | 0.31862 | 0.15417 | 3564 | Regional Technical Forum for the Northwest Council (https://rtf.nwcouncil.org/measure/hot-food-holding-cabinets) | 0 | No labor cost (installation will not vary between base & change) | 4375 | Regional Technical Forum for the Northwest Council (https://rtf.nwcouncil.org/measure/hot-food-holding-cabinets) | 0 | No labor cost (installation will not vary between base & change) | 811 | unit |  | 811
Equipment | Energy Star Hot Food Holding Cabinet | One Hot Food Holding Cabinet meeting ENERGY STAR® 2.0 Standards | One Standard Hot Food Holding Cabinet | Commercial | Turnover | Schools K-12 | FL Zone 2 | Per Unit | 27% | 3285 | 1554.9 | 1730.1 | 0.52667 | 12 | 0.31862 | 0.15417 | 3564 | Regional Technical Forum for the Northwest Council (https://rtf.nwcouncil.org/measure/hot-food-holding-cabinets) | 0 | No labor cost (installation will not vary between base & change) | 4375 | Regional Technical Forum for the Northwest Council (https://rtf.nwcouncil.org/measure/hot-food-holding-cabinets) | 0 | No labor cost (installation will not vary between base & change) | 811 | unit |  | 811
Equipment | Energy Star Hot Food Holding Cabinet | One Hot Food Holding Cabinet meeting ENERGY STAR® 2.0 Standards | One Standard Hot Food Holding Cabinet | Commercial | Turnover | Warehouse | FL Zone 2 | Per Unit | 0% | 3285 | 1554.9 | 1730.1 | 0.52667 | 12 | 0.31862 | 0.15417 | 3564 | Regional Technical Forum for the Northwest Council (https://rtf.nwcouncil.org/measure/hot-food-holding-cabinets) | 0 | No labor cost (installation will not vary between base & change) | 4375 | Regional Technical Forum for the Northwest Council (https://rtf.nwcouncil.org/measure/hot-food-holding-cabinets) | 0 | No labor cost (installation will not vary between base & change) | 811 | unit |  | 811
Equipment | Energy Star Hot Food Holding Cabinet | One Hot Food Holding Cabinet meeting ENERGY STAR® 2.0 Standards | One Standard Hot Food Holding Cabinet | Commercial | New | Assembly | FL Zone 2 | Per Unit | 0% | 3285 | 1554.9 | 1730.1 | 0.52667 | 12 | 0.31862 | 0.15417 | 3564 | Regional Technical Forum for the Northwest Council (https://rtf.nwcouncil.org/measure/hot-food-holding-cabinets) | 0 | No labor cost (installation will not vary between base & change) | 4375 | Regional Technical Forum for the Northwest Council (https://rtf.nwcouncil.org/measure/hot-food-holding-cabinets) | 0 | No labor cost (installation will not vary between base & change) | 811 | unit |  | 811
Equipment | Energy Star Hot Food Holding Cabinet | One Hot Food Holding Cabinet meeting ENERGY STAR® 2.0 Standards | One Standard Hot Food Holding Cabinet | Commercial | New | College and University | FL Zone 2 | Per Unit | 27% | 3285 | 1554.9 | 1730.1 | 0.52667 | 12 | 0.31862 | 0.15417 | 3564 | Regional Technical Forum for the Northwest Council (https://rtf.nwcouncil.org/measure/hot-food-holding-cabinets) | 0 | No labor cost (installation will not vary between base & change) | 4375 | Regional Technical Forum for the Northwest Council (https://rtf.nwcouncil.org/measure/hot-food-holding-cabinets) | 0 | No labor cost (installation will not vary between base & change) | 811 | unit |  | 811
Equipment | Energy Star Hot Food Holding Cabinet | One Hot Food Holding Cabinet meeting ENERGY STAR® 2.0 Standards | One Standard Hot Food Holding Cabinet | Commercial | New | Grocery | FL Zone 2 | Per Unit | 0% | 3285 | 1554.9 | 1730.1 | 0.52667 | 12 | 0.31862 | 0.15417 | 3564 | Regional Technical Forum for the Northwest Council (https://rtf.nwcouncil.org/measure/hot-food-holding-cabinets) | 0 | No labor cost (installation will not vary between base & change) | 4375 | Regional Technical Forum for the Northwest Council (https://rtf.nwcouncil.org/measure/hot-food-holding-cabinets) | 0 | No labor cost (installation will not vary between base & change) | 811 | unit |  | 811
Equipment | Energy Star Hot Food Holding Cabinet | One Hot Food Holding Cabinet meeting ENERGY STAR® 2.0 Standards | One Standard Hot Food Holding Cabinet | Commercial | New | Healthcare | FL Zone 2 | Per Unit | 27% | 3285 | 1554.9 | 1730.1 | 0.52667 | 12 | 0.31862 | 0.15417 | 3564 | Regional Technical Forum for the Northwest Council (https://rtf.nwcouncil.org/measure/hot-food-holding-cabinets) | 0 | No labor cost (installation will not vary between base & change) | 4375 | Regional Technical Forum for the Northwest Council (https://rtf.nwcouncil.org/measure/hot-food-holding-cabinets) | 0 | No labor cost (installation will not vary between base & change) | 811 | unit |  | 811
Equipment | Energy Star Hot Food Holding Cabinet | One Hot Food Holding Cabinet meeting ENERGY STAR® 2.0 Standards | One Standard Hot Food Holding Cabinet | Commercial | New | Hospitals | FL Zone 2 | Per Unit | 27% | 3285 | 1554.9 | 1730.1 | 0.52667 | 12 | 0.31862 | 0.15417 | 3564 | Regional Technical Forum for the Northwest Council (https://rtf.nwcouncil.org/measure/hot-food-holding-cabinets) | 0 | No labor cost (installation will not vary between base & change) | 4375 | Regional Technical Forum for the Northwest Council (https://rtf.nwcouncil.org/measure/hot-food-holding-cabinets) | 0 | No labor cost (installation will not vary between base & change) | 811 | unit |  | 811
Equipment | Energy Star Hot Food Holding Cabinet | One Hot Food Holding Cabinet meeting ENERGY STAR® 2.0 Standards | One Standard Hot Food Holding Cabinet | Commercial | New | Institutional | FL Zone 2 | Per Unit | 0% | 3285 | 1554.9 | 1730.1 | 0.52667 | 12 | 0.31862 | 0.15417 | 3564 | Regional Technical Forum for the Northwest Council (https://rtf.nwcouncil.org/measure/hot-food-holding-cabinets) | 0 | No labor cost (installation will not vary between base & change) | 4375 | Regional Technical Forum for the Northwest Council (https://rtf.nwcouncil.org/measure/hot-food-holding-cabinets) | 0 | No labor cost (installation will not vary between base & change) | 811 | unit |  | 811
Equipment | Energy Star Hot Food Holding Cabinet | One Hot Food Holding Cabinet meeting ENERGY STAR® 2.0 Standards | One Standard Hot Food Holding Cabinet | Commercial | New | Lodging/Hospitality | FL Zone 2 | Per Unit | 27% | 3285 | 1554.9 | 1730.1 | 0.52667 | 12 | 0.31862 | 0.15417 | 3564 | Regional Technical Forum for the Northwest Council (https://rtf.nwcouncil.org/measure/hot-food-holding-cabinets) | 0 | No labor cost (installation will not vary between base & change) | 4375 | Regional Technical Forum for the Northwest Council (https://rtf.nwcouncil.org/measure/hot-food-holding-cabinets) | 0 | No labor cost (installation will not vary between base & change) | 811 | unit |  | 811
Equipment | Energy Star Hot Food Holding Cabinet | One Hot Food Holding Cabinet meeting ENERGY STAR® 2.0 Standards | One Standard Hot Food Holding Cabinet | Commercial | New | Miscellaneous | FL Zone 2 | Per Unit | 0% | 3285 | 1554.9 | 1730.1 | 0.52667 | 12 | 0.31862 | 0.15417 | 3564 | Regional Technical Forum for the Northwest Council (https://rtf.nwcouncil.org/measure/hot-food-holding-cabinets) | 0 | No labor cost (installation will not vary between base & change) | 4375 | Regional Technical Forum for the Northwest Council (https://rtf.nwcouncil.org/measure/hot-food-holding-cabinets) | 0 | No labor cost (installation will not vary between base & change) | 811 | unit |  | 811
Equipment | Energy Star Hot Food Holding Cabinet | One Hot Food Holding Cabinet meeting ENERGY STAR® 2.0 Standards | One Standard Hot Food Holding Cabinet | Commercial | New | Offices | FL Zone 2 | Per Unit | 0% | 3285 | 1554.9 | 1730.1 | 0.52667 | 12 | 0.31862 | 0.15417 | 3564 | Regional Technical Forum for the Northwest Council (https://rtf.nwcouncil.org/measure/hot-food-holding-cabinets) | 0 | No labor cost (installation will not vary between base & change) | 4375 | Regional Technical Forum for the Northwest Council (https://rtf.nwcouncil.org/measure/hot-food-holding-cabinets) | 0 | No labor cost (installation will not vary between base & change) | 811 | unit |  | 811
Equipment | Energy Star Hot Food Holding Cabinet | One Hot Food Holding Cabinet meeting ENERGY STAR® 2.0 Standards | One Standard Hot Food Holding Cabinet | Commercial | New | Restaurants | FL Zone 2 | Per Unit | 27% | 3285 | 1554.9 | 1730.1 | 0.52667 | 12 | 0.31862 | 0.15417 | 3564 | Regional Technical Forum for the Northwest Council (https://rtf.nwcouncil.org/measure/hot-food-holding-cabinets) | 0 | No labor cost (installation will not vary between base & change) | 4375 | Regional Technical Forum for the Northwest Council (https://rtf.nwcouncil.org/measure/hot-food-holding-cabinets) | 0 | No labor cost (installation will not vary between base & change) | 811 | unit |  | 811
Equipment | Energy Star Hot Food Holding Cabinet | One Hot Food Holding Cabinet meeting ENERGY STAR® 2.0 Standards | One Standard Hot Food Holding Cabinet | Commercial | New | Retail | FL Zone 2 | Per Unit | 0% | 3285 | 1554.9 | 1730.1 | 0.52667 | 12 | 0.31862 | 0.15417 | 3564 | Regional Technical Forum for the Northwest Council (https://rtf.nwcouncil.org/measure/hot-food-holding-cabinets) | 0 | No labor cost (installation will not vary between base & change) | 4375 | Regional Technical Forum for the Northwest Council (https://rtf.nwcouncil.org/measure/hot-food-holding-cabinets) | 0 | No labor cost (installation will not vary between base & change) | 811 | unit |  | 811
Equipment | Energy Star Hot Food Holding Cabinet | One Hot Food Holding Cabinet meeting ENERGY STAR® 2.0 Standards | One Standard Hot Food Holding Cabinet | Commercial | New | Schools K-12 | FL Zone 2 | Per Unit | 27% | 3285 | 1554.9 | 1730.1 | 0.52667 | 12 | 0.31862 | 0.15417 | 3564 | Regional Technical Forum for the Northwest Council (https://rtf.nwcouncil.org/measure/hot-food-holding-cabinets) | 0 | No labor cost (installation will not vary between base & change) | 4375 | Regional Technical Forum for the Northwest Council (https://rtf.nwcouncil.org/measure/hot-food-holding-cabinets) | 0 | No labor cost (installation will not vary between base & change) | 811 | unit |  | 811
Equipment | Energy Star Hot Food Holding Cabinet | One Hot Food Holding Cabinet meeting ENERGY STAR® 2.0 Standards | One Standard Hot Food Holding Cabinet | Commercial | New | Warehouse | FL Zone 2 | Per Unit | 0% | 3285 | 1554.9 | 1730.1 | 0.52667 | 12 | 0.31862 | 0.15417 | 3564 | Regional Technical Forum for the Northwest Council (https://rtf.nwcouncil.org/measure/hot-food-holding-cabinets) | 0 | No labor cost (installation will not vary between base & change) | 4375 | Regional Technical Forum for the Northwest Council (https://rtf.nwcouncil.org/measure/hot-food-holding-cabinets) | 0 | No labor cost (installation will not vary between base & change) | 811 | unit |  | 811
Equipment | Energy Star Steamer | One 4-Pan Electric Steamer meeting ENERGY STAR® 2.0 Standards, 68% Efficient | One Standard Economy-Grade 4-Pan Steamer, 26% Efficient | Commercial | Turnover | Assembly | FL Zone 2 | Per Unit | 0% | 17599 | 7632 | 9967 | 0.56634 | 12 | 1.4645 | 0.85037 | 5748.54 | Regional Technical Forum for the Northwest Council (https://nwcouncil.app.box.com/v/ComCookingSteamer3-0) | 0 | No labor cost (installation will not vary between base & change) | 6574.26 | Regional Technical Forum for the Northwest Council (https://nwcouncil.app.box.com/v/ComCookingSteamer3-0) | 0 | No labor cost (installation will not vary between base & change) | 825.72 | unit |  | 825.72
Equipment | Energy Star Steamer | One 4-Pan Electric Steamer meeting ENERGY STAR® 2.0 Standards, 68% Efficient | One Standard Economy-Grade 4-Pan Steamer, 26% Efficient | Commercial | Turnover | College and University | FL Zone 2 | Per Unit | 12% | 17599 | 7632 | 9967 | 0.56634 | 12 | 1.4645 | 0.85037 | 5748.54 | Regional Technical Forum for the Northwest Council (https://nwcouncil.app.box.com/v/ComCookingSteamer3-0) | 0 | No labor cost (installation will not vary between base & change) | 6574.26 | Regional Technical Forum for the Northwest Council (https://nwcouncil.app.box.com/v/ComCookingSteamer3-0) | 0 | No labor cost (installation will not vary between base & change) | 825.72 | unit |  | 825.72
Equipment | Energy Star Steamer | One 4-Pan Electric Steamer meeting ENERGY STAR® 2.0 Standards, 68% Efficient | One Standard Economy-Grade 4-Pan Steamer, 26% Efficient | Commercial | Turnover | Grocery | FL Zone 2 | Per Unit | 0% | 17599 | 7632 | 9967 | 0.56634 | 12 | 1.4645 | 0.85037 | 5748.54 | Regional Technical Forum for the Northwest Council (https://nwcouncil.app.box.com/v/ComCookingSteamer3-0) | 0 | No labor cost (installation will not vary between base & change) | 6574.26 | Regional Technical Forum for the Northwest Council (https://nwcouncil.app.box.com/v/ComCookingSteamer3-0) | 0 | No labor cost (installation will not vary between base & change) | 825.72 | unit |  | 825.72
Equipment | Energy Star Steamer | One 4-Pan Electric Steamer meeting ENERGY STAR® 2.0 Standards, 68% Efficient | One Standard Economy-Grade 4-Pan Steamer, 26% Efficient | Commercial | Turnover | Healthcare | FL Zone 2 | Per Unit | 12% | 17599 | 7632 | 9967 | 0.56634 | 12 | 1.4645 | 0.85037 | 5748.54 | Regional Technical Forum for the Northwest Council (https://nwcouncil.app.box.com/v/ComCookingSteamer3-0) | 0 | No labor cost (installation will not vary between base & change) | 6574.26 | Regional Technical Forum for the Northwest Council (https://nwcouncil.app.box.com/v/ComCookingSteamer3-0) | 0 | No labor cost (installation will not vary between base & change) | 825.72 | unit |  | 825.72
Equipment | Energy Star Steamer | One 4-Pan Electric Steamer meeting ENERGY STAR® 2.0 Standards, 68% Efficient | One Standard Economy-Grade 4-Pan Steamer, 26% Efficient | Commercial | Turnover | Hospitals | FL Zone 2 | Per Unit | 12% | 17599 | 7632 | 9967 | 0.56634 | 12 | 1.4645 | 0.85037 | 5748.54 | Regional Technical Forum for the Northwest Council (https://nwcouncil.app.box.com/v/ComCookingSteamer3-0) | 0 | No labor cost (installation will not vary between base & change) | 6574.26 | Regional Technical Forum for the Northwest Council (https://nwcouncil.app.box.com/v/ComCookingSteamer3-0) | 0 | No labor cost (installation will not vary between base & change) | 825.72 | unit |  | 825.72
Equipment | Energy Star Steamer | One 4-Pan Electric Steamer meeting ENERGY STAR® 2.0 Standards, 68% Efficient | One Standard Economy-Grade 4-Pan Steamer, 26% Efficient | Commercial | Turnover | Institutional | FL Zone 2 | Per Unit | 0% | 17599 | 7632 | 9967 | 0.56634 | 12 | 1.4645 | 0.85037 | 5748.54 | Regional Technical Forum for the Northwest Council (https://nwcouncil.app.box.com/v/ComCookingSteamer3-0) | 0 | No labor cost (installation will not vary between base & change) | 6574.26 | Regional Technical Forum for the Northwest Council (https://nwcouncil.app.box.com/v/ComCookingSteamer3-0) | 0 | No labor cost (installation will not vary between base & change) | 825.72 | unit |  | 825.72
Equipment | Energy Star Steamer | One 4-Pan Electric Steamer meeting ENERGY STAR® 2.0 Standards, 68% Efficient | One Standard Economy-Grade 4-Pan Steamer, 26% Efficient | Commercial | Turnover | Lodging/Hospitality | FL Zone 2 | Per Unit | 12% | 17599 | 7632 | 9967 | 0.56634 | 12 | 1.4645 | 0.85037 | 5748.54 | Regional Technical Forum for the Northwest Council (https://nwcouncil.app.box.com/v/ComCookingSteamer3-0) | 0 | No labor cost (installation will not vary between base & change) | 6574.26 | Regional Technical Forum for the Northwest Council (https://nwcouncil.app.box.com/v/ComCookingSteamer3-0) | 0 | No labor cost (installation will not vary between base & change) | 825.72 | unit |  | 825.72
Equipment | Energy Star Steamer | One 4-Pan Electric Steamer meeting ENERGY STAR® 2.0 Standards, 68% Efficient | One Standard Economy-Grade 4-Pan Steamer, 26% Efficient | Commercial | Turnover | Miscellaneous | FL Zone 2 | Per Unit | 0% | 17599 | 7632 | 9967 | 0.56634 | 12 | 1.4645 | 0.85037 | 5748.54 | Regional Technical Forum for the Northwest Council (https://nwcouncil.app.box.com/v/ComCookingSteamer3-0) | 0 | No labor cost (installation will not vary between base & change) | 6574.26 | Regional Technical Forum for the Northwest Council (https://nwcouncil.app.box.com/v/ComCookingSteamer3-0) | 0 | No labor cost (installation will not vary between base & change) | 825.72 | unit |  | 825.72
Equipment | Energy Star Steamer | One 4-Pan Electric Steamer meeting ENERGY STAR® 2.0 Standards, 68% Efficient | One Standard Economy-Grade 4-Pan Steamer, 26% Efficient | Commercial | Turnover | Offices | FL Zone 2 | Per Unit | 0% | 17599 | 7632 | 9967 | 0.56634 | 12 | 1.4645 | 0.85037 | 5748.54 | Regional Technical Forum for the Northwest Council (https://nwcouncil.app.box.com/v/ComCookingSteamer3-0) | 0 | No labor cost (installation will not vary between base & change) | 6574.26 | Regional Technical Forum for the Northwest Council (https://nwcouncil.app.box.com/v/ComCookingSteamer3-0) | 0 | No labor cost (installation will not vary between base & change) | 825.72 | unit |  | 825.72
Equipment | Energy Star Steamer | One 4-Pan Electric Steamer meeting ENERGY STAR® 2.0 Standards, 68% Efficient | One Standard Economy-Grade 4-Pan Steamer, 26% Efficient | Commercial | Turnover | Restaurants | FL Zone 2 | Per Unit | 12% | 17599 | 7632 | 9967 | 0.56634 | 12 | 1.4645 | 0.85037 | 5748.54 | Regional Technical Forum for the Northwest Council (https://nwcouncil.app.box.com/v/ComCookingSteamer3-0) | 0 | No labor cost (installation will not vary between base & change) | 6574.26 | Regional Technical Forum for the Northwest Council (https://nwcouncil.app.box.com/v/ComCookingSteamer3-0) | 0 | No labor cost (installation will not vary between base & change) | 825.72 | unit |  | 825.72
Equipment | Energy Star Steamer | One 4-Pan Electric Steamer meeting ENERGY STAR® 2.0 Standards, 68% Efficient | One Standard Economy-Grade 4-Pan Steamer, 26% Efficient | Commercial | Turnover | Retail | FL Zone 2 | Per Unit | 0% | 17599 | 7632 | 9967 | 0.56634 | 12 | 1.4645 | 0.85037 | 5748.54 | Regional Technical Forum for the Northwest Council (https://nwcouncil.app.box.com/v/ComCookingSteamer3-0) | 0 | No labor cost (installation will not vary between base & change) | 6574.26 | Regional Technical Forum for the Northwest Council (https://nwcouncil.app.box.com/v/ComCookingSteamer3-0) | 0 | No labor cost (installation will not vary between base & change) | 825.72 | unit |  | 825.72
Equipment | Energy Star Steamer | One 4-Pan Electric Steamer meeting ENERGY STAR® 2.0 Standards, 68% Efficient | One Standard Economy-Grade 4-Pan Steamer, 26% Efficient | Commercial | Turnover | Schools K-12 | FL Zone 2 | Per Unit | 12% | 17599 | 7632 | 9967 | 0.56634 | 12 | 1.4645 | 0.85037 | 5748.54 | Regional Technical Forum for the Northwest Council (https://nwcouncil.app.box.com/v/ComCookingSteamer3-0) | 0 | No labor cost (installation will not vary between base & change) | 6574.26 | Regional Technical Forum for the Northwest Council (https://nwcouncil.app.box.com/v/ComCookingSteamer3-0) | 0 | No labor cost (installation will not vary between base & change) | 825.72 | unit |  | 825.72
Equipment | Energy Star Steamer | One 4-Pan Electric Steamer meeting ENERGY STAR® 2.0 Standards, 68% Efficient | One Standard Economy-Grade 4-Pan Steamer, 26% Efficient | Commercial | Turnover | Warehouse | FL Zone 2 | Per Unit | 0% | 17599 | 7632 | 9967 | 0.56634 | 12 | 1.4645 | 0.85037 | 5748.54 | Regional Technical Forum for the Northwest Council (https://nwcouncil.app.box.com/v/ComCookingSteamer3-0) | 0 | No labor cost (installation will not vary between base & change) | 6574.26 | Regional Technical Forum for the Northwest Council (https://nwcouncil.app.box.com/v/ComCookingSteamer3-0) | 0 | No labor cost (installation will not vary between base & change) | 825.72 | unit |  | 825.72
Equipment | Energy Star Steamer | One 4-Pan Electric Steamer meeting ENERGY STAR® 2.0 Standards, 68% Efficient | One Standard Economy-Grade 4-Pan Steamer, 26% Efficient | Commercial | New | Assembly | FL Zone 2 | Per Unit | 0% | 17599 | 7632 | 9967 | 0.56634 | 12 | 1.4645 | 0.85037 | 5748.54 | Regional Technical Forum for the Northwest Council (https://nwcouncil.app.box.com/v/ComCookingSteamer3-0) | 0 | No labor cost (installation will not vary between base & change) | 6574.26 | Regional Technical Forum for the Northwest Council (https://nwcouncil.app.box.com/v/ComCookingSteamer3-0) | 0 | No labor cost (installation will not vary between base & change) | 825.72 | unit |  | 825.72
Equipment | Energy Star Steamer | One 4-Pan Electric Steamer meeting ENERGY STAR® 2.0 Standards, 68% Efficient | One Standard Economy-Grade 4-Pan Steamer, 26% Efficient | Commercial | New | College and University | FL Zone 2 | Per Unit | 12% | 17599 | 7632 | 9967 | 0.56634 | 12 | 1.4645 | 0.85037 | 5748.54 | Regional Technical Forum for the Northwest Council (https://nwcouncil.app.box.com/v/ComCookingSteamer3-0) | 0 | No labor cost (installation will not vary between base & change) | 6574.26 | Regional Technical Forum for the Northwest Council (https://nwcouncil.app.box.com/v/ComCookingSteamer3-0) | 0 | No labor cost (installation will not vary between base & change) | 825.72 | unit |  | 825.72
Equipment | Energy Star Steamer | One 4-Pan Electric Steamer meeting ENERGY STAR® 2.0 Standards, 68% Efficient | One Standard Economy-Grade 4-Pan Steamer, 26% Efficient | Commercial | New | Grocery | FL Zone 2 | Per Unit | 0% | 17599 | 7632 | 9967 | 0.56634 | 12 | 1.4645 | 0.85037 | 5748.54 | Regional Technical Forum for the Northwest Council (https://nwcouncil.app.box.com/v/ComCookingSteamer3-0) | 0 | No labor cost (installation will not vary between base & change) | 6574.26 | Regional Technical Forum for the Northwest Council (https://nwcouncil.app.box.com/v/ComCookingSteamer3-0) | 0 | No labor cost (installation will not vary between base & change) | 825.72 | unit |  | 825.72
Equipment | Energy Star Steamer | One 4-Pan Electric Steamer meeting ENERGY STAR® 2.0 Standards, 68% Efficient | One Standard Economy-Grade 4-Pan Steamer, 26% Efficient | Commercial | New | Healthcare | FL Zone 2 | Per Unit | 12% | 17599 | 7632 | 9967 | 0.56634 | 12 | 1.4645 | 0.85037 | 5748.54 | Regional Technical Forum for the Northwest Council (https://nwcouncil.app.box.com/v/ComCookingSteamer3-0) | 0 | No labor cost (installation will not vary between base & change) | 6574.26 | Regional Technical Forum for the Northwest Council (https://nwcouncil.app.box.com/v/ComCookingSteamer3-0) | 0 | No labor cost (installation will not vary between base & change) | 825.72 | unit |  | 825.72
Equipment | Energy Star Steamer | One 4-Pan Electric Steamer meeting ENERGY STAR® 2.0 Standards, 68% Efficient | One Standard Economy-Grade 4-Pan Steamer, 26% Efficient | Commercial | New | Hospitals | FL Zone 2 | Per Unit | 12% | 17599 | 7632 | 9967 | 0.56634 | 12 | 1.4645 | 0.85037 | 5748.54 | Regional Technical Forum for the Northwest Council (https://nwcouncil.app.box.com/v/ComCookingSteamer3-0) | 0 | No labor cost (installation will not vary between base & change) | 6574.26 | Regional Technical Forum for the Northwest Council (https://nwcouncil.app.box.com/v/ComCookingSteamer3-0) | 0 | No labor cost (installation will not vary between base & change) | 825.72 | unit |  | 825.72
Equipment | Energy Star Steamer | One 4-Pan Electric Steamer meeting ENERGY STAR® 2.0 Standards, 68% Efficient | One Standard Economy-Grade 4-Pan Steamer, 26% Efficient | Commercial | New | Institutional | FL Zone 2 | Per Unit | 0% | 17599 | 7632 | 9967 | 0.56634 | 12 | 1.4645 | 0.85037 | 5748.54 | Regional Technical Forum for the Northwest Council (https://nwcouncil.app.box.com/v/ComCookingSteamer3-0) | 0 | No labor cost (installation will not vary between base & change) | 6574.26 | Regional Technical Forum for the Northwest Council (https://nwcouncil.app.box.com/v/ComCookingSteamer3-0) | 0 | No labor cost (installation will not vary between base & change) | 825.72 | unit |  | 825.72
Equipment | Energy Star Steamer | One 4-Pan Electric Steamer meeting ENERGY STAR® 2.0 Standards, 68% Efficient | One Standard Economy-Grade 4-Pan Steamer, 26% Efficient | Commercial | New | Lodging/Hospitality | FL Zone 2 | Per Unit | 12% | 17599 | 7632 | 9967 | 0.56634 | 12 | 1.4645 | 0.85037 | 5748.54 | Regional Technical Forum for the Northwest Council (https://nwcouncil.app.box.com/v/ComCookingSteamer3-0) | 0 | No labor cost (installation will not vary between base & change) | 6574.26 | Regional Technical Forum for the Northwest Council (https://nwcouncil.app.box.com/v/ComCookingSteamer3-0) | 0 | No labor cost (installation will not vary between base & change) | 825.72 | unit |  | 825.72
Equipment | Energy Star Steamer | One 4-Pan Electric Steamer meeting ENERGY STAR® 2.0 Standards, 68% Efficient | One Standard Economy-Grade 4-Pan Steamer, 26% Efficient | Commercial | New | Miscellaneous | FL Zone 2 | Per Unit | 0% | 17599 | 7632 | 9967 | 0.56634 | 12 | 1.4645 | 0.85037 | 5748.54 | Regional Technical Forum for the Northwest Council (https://nwcouncil.app.box.com/v/ComCookingSteamer3-0) | 0 | No labor cost (installation will not vary between base & change) | 6574.26 | Regional Technical Forum for the Northwest Council (https://nwcouncil.app.box.com/v/ComCookingSteamer3-0) | 0 | No labor cost (installation will not vary between base & change) | 825.72 | unit |  | 825.72
Equipment | Energy Star Steamer | One 4-Pan Electric Steamer meeting ENERGY STAR® 2.0 Standards, 68% Efficient | One Standard Economy-Grade 4-Pan Steamer, 26% Efficient | Commercial | New | Offices | FL Zone 2 | Per Unit | 0% | 17599 | 7632 | 9967 | 0.56634 | 12 | 1.4645 | 0.85037 | 5748.54 | Regional Technical Forum for the Northwest Council (https://nwcouncil.app.box.com/v/ComCookingSteamer3-0) | 0 | No labor cost (installation will not vary between base & change) | 6574.26 | Regional Technical Forum for the Northwest Council (https://nwcouncil.app.box.com/v/ComCookingSteamer3-0) | 0 | No labor cost (installation will not vary between base & change) | 825.72 | unit |  | 825.72
Equipment | Energy Star Steamer | One 4-Pan Electric Steamer meeting ENERGY STAR® 2.0 Standards, 68% Efficient | One Standard Economy-Grade 4-Pan Steamer, 26% Efficient | Commercial | New | Restaurants | FL Zone 2 | Per Unit | 12% | 17599 | 7632 | 9967 | 0.56634 | 12 | 1.4645 | 0.85037 | 5748.54 | Regional Technical Forum for the Northwest Council (https://nwcouncil.app.box.com/v/ComCookingSteamer3-0) | 0 | No labor cost (installation will not vary between base & change) | 6574.26 | Regional Technical Forum for the Northwest Council (https://nwcouncil.app.box.com/v/ComCookingSteamer3-0) | 0 | No labor cost (installation will not vary between base & change) | 825.72 | unit |  | 825.72
Equipment | Energy Star Steamer | One 4-Pan Electric Steamer meeting ENERGY STAR® 2.0 Standards, 68% Efficient | One Standard Economy-Grade 4-Pan Steamer, 26% Efficient | Commercial | New | Retail | FL Zone 2 | Per Unit | 0% | 17599 | 7632 | 9967 | 0.56634 | 12 | 1.4645 | 0.85037 | 5748.54 | Regional Technical Forum for the Northwest Council (https://nwcouncil.app.box.com/v/ComCookingSteamer3-0) | 0 | No labor cost (installation will not vary between base & change) | 6574.26 | Regional Technical Forum for the Northwest Council (https://nwcouncil.app.box.com/v/ComCookingSteamer3-0) | 0 | No labor cost (installation will not vary between base & change) | 825.72 | unit |  | 825.72
Equipment | Energy Star Steamer | One 4-Pan Electric Steamer meeting ENERGY STAR® 2.0 Standards, 68% Efficient | One Standard Economy-Grade 4-Pan Steamer, 26% Efficient | Commercial | New | Schools K-12 | FL Zone 2 | Per Unit | 12% | 17599 | 7632 | 9967 | 0.56634 | 12 | 1.4645 | 0.85037 | 5748.54 | Regional Technical Forum for the Northwest Council (https://nwcouncil.app.box.com/v/ComCookingSteamer3-0) | 0 | No labor cost (installation will not vary between base & change) | 6574.26 | Regional Technical Forum for the Northwest Council (https://nwcouncil.app.box.com/v/ComCookingSteamer3-0) | 0 | No labor cost (installation will not vary between base & change) | 825.72 | unit |  | 825.72
Equipment | Energy Star Steamer | One 4-Pan Electric Steamer meeting ENERGY STAR® 2.0 Standards, 68% Efficient | One Standard Economy-Grade 4-Pan Steamer, 26% Efficient | Commercial | New | Warehouse | FL Zone 2 | Per Unit | 0% | 17599 | 7632 | 9967 | 0.56634 | 12 | 1.4645 | 0.85037 | 5748.54 | Regional Technical Forum for the Northwest Council (https://nwcouncil.app.box.com/v/ComCookingSteamer3-0) | 0 | No labor cost (installation will not vary between base & change) | 6574.26 | Regional Technical Forum for the Northwest Council (https://nwcouncil.app.box.com/v/ComCookingSteamer3-0) | 0 | No labor cost (installation will not vary between base & change) | 825.72 | unit |  | 825.72
Equipment | Induction Cooktops | Efficient Induction Cooktop | One Standard Electric Cooktop | Commercial | Turnover | Assembly | FL Zone 2 | Per Unit | 0% | 10488.15 | 8513.91 | 1974.24 | 0.18824 | 10 | 0.4257 | 0.17529 | 1270 | https://www.webstaurantstore.com/garland-ed-15hse-designer-series-15-two-solid-burner-electric-countertop-hot-plate-208v-1-phase-5-2-kw/372ED15HSEB.html | 0 | No labor cost (installation will not vary between base & change) | 3963.65 | https://www.webstaurantstore.com/vollrath-924himc-cayenne-four-hob-heavy-duty-induction-hot-plate-with-manual-controls-208-240v/922924HIMC%20%20208*240.html?utm_source=Google&utm_medium=cpc&utm_campaign=GoogleShopping&gclid=EAIaIQobChMI18375tCj2gIVE6vsCh065QlBEAkYASABEgLbWfD_BwE | 0 | No labor cost (installation will not vary between base & change) | 2693.65 | unit |  | 2693.65
Equipment | Induction Cooktops | Efficient Induction Cooktop | One Standard Electric Cooktop | Commercial | Turnover | College and University | FL Zone 2 | Per Unit | 5% | 10488.15 | 8513.91 | 1974.24 | 0.18824 | 10 | 0.4257 | 0.17529 | 1270 | https://www.webstaurantstore.com/garland-ed-15hse-designer-series-15-two-solid-burner-electric-countertop-hot-plate-208v-1-phase-5-2-kw/372ED15HSEB.html | 0 | No labor cost (installation will not vary between base & change) | 3963.65 | https://www.webstaurantstore.com/vollrath-924himc-cayenne-four-hob-heavy-duty-induction-hot-plate-with-manual-controls-208-240v/922924HIMC%20%20208*240.html?utm_source=Google&utm_medium=cpc&utm_campaign=GoogleShopping&gclid=EAIaIQobChMI18375tCj2gIVE6vsCh065QlBEAkYASABEgLbWfD_BwE | 0 | No labor cost (installation will not vary between base & change) | 2693.65 | unit |  | 2693.65
Equipment | Induction Cooktops | Efficient Induction Cooktop | One Standard Electric Cooktop | Commercial | Turnover | Grocery | FL Zone 2 | Per Unit | 0% | 10488.15 | 8513.91 | 1974.24 | 0.18824 | 10 | 0.4257 | 0.17529 | 1270 | https://www.webstaurantstore.com/garland-ed-15hse-designer-series-15-two-solid-burner-electric-countertop-hot-plate-208v-1-phase-5-2-kw/372ED15HSEB.html | 0 | No labor cost (installation will not vary between base & change) | 3963.65 | https://www.webstaurantstore.com/vollrath-924himc-cayenne-four-hob-heavy-duty-induction-hot-plate-with-manual-controls-208-240v/922924HIMC%20%20208*240.html?utm_source=Google&utm_medium=cpc&utm_campaign=GoogleShopping&gclid=EAIaIQobChMI18375tCj2gIVE6vsCh065QlBEAkYASABEgLbWfD_BwE | 0 | No labor cost (installation will not vary between base & change) | 2693.65 | unit |  | 2693.65
Equipment | Induction Cooktops | Efficient Induction Cooktop | One Standard Electric Cooktop | Commercial | Turnover | Healthcare | FL Zone 2 | Per Unit | 14% | 10488.15 | 8513.91 | 1974.24 | 0.18824 | 10 | 0.4257 | 0.17529 | 1270 | https://www.webstaurantstore.com/garland-ed-15hse-designer-series-15-two-solid-burner-electric-countertop-hot-plate-208v-1-phase-5-2-kw/372ED15HSEB.html | 0 | No labor cost (installation will not vary between base & change) | 3963.65 | https://www.webstaurantstore.com/vollrath-924himc-cayenne-four-hob-heavy-duty-induction-hot-plate-with-manual-controls-208-240v/922924HIMC%20%20208*240.html?utm_source=Google&utm_medium=cpc&utm_campaign=GoogleShopping&gclid=EAIaIQobChMI18375tCj2gIVE6vsCh065QlBEAkYASABEgLbWfD_BwE | 0 | No labor cost (installation will not vary between base & change) | 2693.65 | unit |  | 2693.65
Equipment | Induction Cooktops | Efficient Induction Cooktop | One Standard Electric Cooktop | Commercial | Turnover | Hospitals | FL Zone 2 | Per Unit | 5% | 10488.15 | 8513.91 | 1974.24 | 0.18824 | 10 | 0.4257 | 0.17529 | 1270 | https://www.webstaurantstore.com/garland-ed-15hse-designer-series-15-two-solid-burner-electric-countertop-hot-plate-208v-1-phase-5-2-kw/372ED15HSEB.html | 0 | No labor cost (installation will not vary between base & change) | 3963.65 | https://www.webstaurantstore.com/vollrath-924himc-cayenne-four-hob-heavy-duty-induction-hot-plate-with-manual-controls-208-240v/922924HIMC%20%20208*240.html?utm_source=Google&utm_medium=cpc&utm_campaign=GoogleShopping&gclid=EAIaIQobChMI18375tCj2gIVE6vsCh065QlBEAkYASABEgLbWfD_BwE | 0 | No labor cost (installation will not vary between base & change) | 2693.65 | unit |  | 2693.65
Equipment | Induction Cooktops | Efficient Induction Cooktop | One Standard Electric Cooktop | Commercial | Turnover | Institutional | FL Zone 2 | Per Unit | 0% | 10488.15 | 8513.91 | 1974.24 | 0.18824 | 10 | 0.4257 | 0.17529 | 1270 | https://www.webstaurantstore.com/garland-ed-15hse-designer-series-15-two-solid-burner-electric-countertop-hot-plate-208v-1-phase-5-2-kw/372ED15HSEB.html | 0 | No labor cost (installation will not vary between base & change) | 3963.65 | https://www.webstaurantstore.com/vollrath-924himc-cayenne-four-hob-heavy-duty-induction-hot-plate-with-manual-controls-208-240v/922924HIMC%20%20208*240.html?utm_source=Google&utm_medium=cpc&utm_campaign=GoogleShopping&gclid=EAIaIQobChMI18375tCj2gIVE6vsCh065QlBEAkYASABEgLbWfD_BwE | 0 | No labor cost (installation will not vary between base & change) | 2693.65 | unit |  | 2693.65
Equipment | Induction Cooktops | Efficient Induction Cooktop | One Standard Electric Cooktop | Commercial | Turnover | Lodging/Hospitality | FL Zone 2 | Per Unit | 14% | 10488.15 | 8513.91 | 1974.24 | 0.18824 | 10 | 0.4257 | 0.17529 | 1270 | https://www.webstaurantstore.com/garland-ed-15hse-designer-series-15-two-solid-burner-electric-countertop-hot-plate-208v-1-phase-5-2-kw/372ED15HSEB.html | 0 | No labor cost (installation will not vary between base & change) | 3963.65 | https://www.webstaurantstore.com/vollrath-924himc-cayenne-four-hob-heavy-duty-induction-hot-plate-with-manual-controls-208-240v/922924HIMC%20%20208*240.html?utm_source=Google&utm_medium=cpc&utm_campaign=GoogleShopping&gclid=EAIaIQobChMI18375tCj2gIVE6vsCh065QlBEAkYASABEgLbWfD_BwE | 0 | No labor cost (installation will not vary between base & change) | 2693.65 | unit |  | 2693.65
Equipment | Induction Cooktops | Efficient Induction Cooktop | One Standard Electric Cooktop | Commercial | Turnover | Miscellaneous | FL Zone 2 | Per Unit | 0% | 10488.15 | 8513.91 | 1974.24 | 0.18824 | 10 | 0.4257 | 0.17529 | 1270 | https://www.webstaurantstore.com/garland-ed-15hse-designer-series-15-two-solid-burner-electric-countertop-hot-plate-208v-1-phase-5-2-kw/372ED15HSEB.html | 0 | No labor cost (installation will not vary between base & change) | 3963.65 | https://www.webstaurantstore.com/vollrath-924himc-cayenne-four-hob-heavy-duty-induction-hot-plate-with-manual-controls-208-240v/922924HIMC%20%20208*240.html?utm_source=Google&utm_medium=cpc&utm_campaign=GoogleShopping&gclid=EAIaIQobChMI18375tCj2gIVE6vsCh065QlBEAkYASABEgLbWfD_BwE | 0 | No labor cost (installation will not vary between base & change) | 2693.65 | unit |  | 2693.65
Equipment | Induction Cooktops | Efficient Induction Cooktop | One Standard Electric Cooktop | Commercial | Turnover | Offices | FL Zone 2 | Per Unit | 0% | 10488.15 | 8513.91 | 1974.24 | 0.18824 | 10 | 0.4257 | 0.17529 | 1270 | https://www.webstaurantstore.com/garland-ed-15hse-designer-series-15-two-solid-burner-electric-countertop-hot-plate-208v-1-phase-5-2-kw/372ED15HSEB.html | 0 | No labor cost (installation will not vary between base & change) | 3963.65 | https://www.webstaurantstore.com/vollrath-924himc-cayenne-four-hob-heavy-duty-induction-hot-plate-with-manual-controls-208-240v/922924HIMC%20%20208*240.html?utm_source=Google&utm_medium=cpc&utm_campaign=GoogleShopping&gclid=EAIaIQobChMI18375tCj2gIVE6vsCh065QlBEAkYASABEgLbWfD_BwE | 0 | No labor cost (installation will not vary between base & change) | 2693.65 | unit |  | 2693.65
Equipment | Induction Cooktops | Efficient Induction Cooktop | One Standard Electric Cooktop | Commercial | Turnover | Restaurants | FL Zone 2 | Per Unit | 5% | 10488.15 | 8513.91 | 1974.24 | 0.18824 | 10 | 0.4257 | 0.17529 | 1270 | https://www.webstaurantstore.com/garland-ed-15hse-designer-series-15-two-solid-burner-electric-countertop-hot-plate-208v-1-phase-5-2-kw/372ED15HSEB.html | 0 | No labor cost (installation will not vary between base & change) | 3963.65 | https://www.webstaurantstore.com/vollrath-924himc-cayenne-four-hob-heavy-duty-induction-hot-plate-with-manual-controls-208-240v/922924HIMC%20%20208*240.html?utm_source=Google&utm_medium=cpc&utm_campaign=GoogleShopping&gclid=EAIaIQobChMI18375tCj2gIVE6vsCh065QlBEAkYASABEgLbWfD_BwE | 0 | No labor cost (installation will not vary between base & change) | 2693.65 | unit |  | 2693.65
Equipment | Induction Cooktops | Efficient Induction Cooktop | One Standard Electric Cooktop | Commercial | Turnover | Retail | FL Zone 2 | Per Unit | 0% | 10488.15 | 8513.91 | 1974.24 | 0.18824 | 10 | 0.4257 | 0.17529 | 1270 | https://www.webstaurantstore.com/garland-ed-15hse-designer-series-15-two-solid-burner-electric-countertop-hot-plate-208v-1-phase-5-2-kw/372ED15HSEB.html | 0 | No labor cost (installation will not vary between base & change) | 3963.65 | https://www.webstaurantstore.com/vollrath-924himc-cayenne-four-hob-heavy-duty-induction-hot-plate-with-manual-controls-208-240v/922924HIMC%20%20208*240.html?utm_source=Google&utm_medium=cpc&utm_campaign=GoogleShopping&gclid=EAIaIQobChMI18375tCj2gIVE6vsCh065QlBEAkYASABEgLbWfD_BwE | 0 | No labor cost (installation will not vary between base & change) | 2693.65 | unit |  | 2693.65
Equipment | Induction Cooktops | Efficient Induction Cooktop | One Standard Electric Cooktop | Commercial | Turnover | Schools K-12 | FL Zone 2 | Per Unit | 5% | 10488.15 | 8513.91 | 1974.24 | 0.18824 | 10 | 0.4257 | 0.17529 | 1270 | https://www.webstaurantstore.com/garland-ed-15hse-designer-series-15-two-solid-burner-electric-countertop-hot-plate-208v-1-phase-5-2-kw/372ED15HSEB.html | 0 | No labor cost (installation will not vary between base & change) | 3963.65 | https://www.webstaurantstore.com/vollrath-924himc-cayenne-four-hob-heavy-duty-induction-hot-plate-with-manual-controls-208-240v/922924HIMC%20%20208*240.html?utm_source=Google&utm_medium=cpc&utm_campaign=GoogleShopping&gclid=EAIaIQobChMI18375tCj2gIVE6vsCh065QlBEAkYASABEgLbWfD_BwE | 0 | No labor cost (installation will not vary between base & change) | 2693.65 | unit |  | 2693.65
Equipment | Induction Cooktops | Efficient Induction Cooktop | One Standard Electric Cooktop | Commercial | Turnover | Warehouse | FL Zone 2 | Per Unit | 0% | 10488.15 | 8513.91 | 1974.24 | 0.18824 | 10 | 0.4257 | 0.17529 | 1270 | https://www.webstaurantstore.com/garland-ed-15hse-designer-series-15-two-solid-burner-electric-countertop-hot-plate-208v-1-phase-5-2-kw/372ED15HSEB.html | 0 | No labor cost (installation will not vary between base & change) | 3963.65 | https://www.webstaurantstore.com/vollrath-924himc-cayenne-four-hob-heavy-duty-induction-hot-plate-with-manual-controls-208-240v/922924HIMC%20%20208*240.html?utm_source=Google&utm_medium=cpc&utm_campaign=GoogleShopping&gclid=EAIaIQobChMI18375tCj2gIVE6vsCh065QlBEAkYASABEgLbWfD_BwE | 0 | No labor cost (installation will not vary between base & change) | 2693.65 | unit |  | 2693.65
Equipment | Induction Cooktops | Efficient Induction Cooktop | One Standard Electric Cooktop | Commercial | New | Assembly | FL Zone 2 | Per Unit | 0% | 10488.15 | 8513.91 | 1974.24 | 0.18824 | 10 | 0.4257 | 0.17529 | 1270 | https://www.webstaurantstore.com/garland-ed-15hse-designer-series-15-two-solid-burner-electric-countertop-hot-plate-208v-1-phase-5-2-kw/372ED15HSEB.html | 0 | No labor cost (installation will not vary between base & change) | 3963.65 | https://www.webstaurantstore.com/vollrath-924himc-cayenne-four-hob-heavy-duty-induction-hot-plate-with-manual-controls-208-240v/922924HIMC%20%20208*240.html?utm_source=Google&utm_medium=cpc&utm_campaign=GoogleShopping&gclid=EAIaIQobChMI18375tCj2gIVE6vsCh065QlBEAkYASABEgLbWfD_BwE | 0 | No labor cost (installation will not vary between base & change) | 2693.65 | unit |  | 2693.65
Equipment | Induction Cooktops | Efficient Induction Cooktop | One Standard Electric Cooktop | Commercial | New | College and University | FL Zone 2 | Per Unit | 5% | 10488.15 | 8513.91 | 1974.24 | 0.18824 | 10 | 0.4257 | 0.17529 | 1270 | https://www.webstaurantstore.com/garland-ed-15hse-designer-series-15-two-solid-burner-electric-countertop-hot-plate-208v-1-phase-5-2-kw/372ED15HSEB.html | 0 | No labor cost (installation will not vary between base & change) | 3963.65 | https://www.webstaurantstore.com/vollrath-924himc-cayenne-four-hob-heavy-duty-induction-hot-plate-with-manual-controls-208-240v/922924HIMC%20%20208*240.html?utm_source=Google&utm_medium=cpc&utm_campaign=GoogleShopping&gclid=EAIaIQobChMI18375tCj2gIVE6vsCh065QlBEAkYASABEgLbWfD_BwE | 0 | No labor cost (installation will not vary between base & change) | 2693.65 | unit |  | 2693.65
Equipment | Induction Cooktops | Efficient Induction Cooktop | One Standard Electric Cooktop | Commercial | New | Grocery | FL Zone 2 | Per Unit | 0% | 10488.15 | 8513.91 | 1974.24 | 0.18824 | 10 | 0.4257 | 0.17529 | 1270 | https://www.webstaurantstore.com/garland-ed-15hse-designer-series-15-two-solid-burner-electric-countertop-hot-plate-208v-1-phase-5-2-kw/372ED15HSEB.html | 0 | No labor cost (installation will not vary between base & change) | 3963.65 | https://www.webstaurantstore.com/vollrath-924himc-cayenne-four-hob-heavy-duty-induction-hot-plate-with-manual-controls-208-240v/922924HIMC%20%20208*240.html?utm_source=Google&utm_medium=cpc&utm_campaign=GoogleShopping&gclid=EAIaIQobChMI18375tCj2gIVE6vsCh065QlBEAkYASABEgLbWfD_BwE | 0 | No labor cost (installation will not vary between base & change) | 2693.65 | unit |  | 2693.65
Equipment | Induction Cooktops | Efficient Induction Cooktop | One Standard Electric Cooktop | Commercial | New | Healthcare | FL Zone 2 | Per Unit | 14% | 10488.15 | 8513.91 | 1974.24 | 0.18824 | 10 | 0.4257 | 0.17529 | 1270 | https://www.webstaurantstore.com/garland-ed-15hse-designer-series-15-two-solid-burner-electric-countertop-hot-plate-208v-1-phase-5-2-kw/372ED15HSEB.html | 0 | No labor cost (installation will not vary between base & change) | 3963.65 | https://www.webstaurantstore.com/vollrath-924himc-cayenne-four-hob-heavy-duty-induction-hot-plate-with-manual-controls-208-240v/922924HIMC%20%20208*240.html?utm_source=Google&utm_medium=cpc&utm_campaign=GoogleShopping&gclid=EAIaIQobChMI18375tCj2gIVE6vsCh065QlBEAkYASABEgLbWfD_BwE | 0 | No labor cost (installation will not vary between base & change) | 2693.65 | unit |  | 2693.65
Equipment | Induction Cooktops | Efficient Induction Cooktop | One Standard Electric Cooktop | Commercial | New | Hospitals | FL Zone 2 | Per Unit | 5% | 10488.15 | 8513.91 | 1974.24 | 0.18824 | 10 | 0.4257 | 0.17529 | 1270 | https://www.webstaurantstore.com/garland-ed-15hse-designer-series-15-two-solid-burner-electric-countertop-hot-plate-208v-1-phase-5-2-kw/372ED15HSEB.html | 0 | No labor cost (installation will not vary between base & change) | 3963.65 | https://www.webstaurantstore.com/vollrath-924himc-cayenne-four-hob-heavy-duty-induction-hot-plate-with-manual-controls-208-240v/922924HIMC%20%20208*240.html?utm_source=Google&utm_medium=cpc&utm_campaign=GoogleShopping&gclid=EAIaIQobChMI18375tCj2gIVE6vsCh065QlBEAkYASABEgLbWfD_BwE | 0 | No labor cost (installation will not vary between base & change) | 2693.65 | unit |  | 2693.65
Equipment | Induction Cooktops | Efficient Induction Cooktop | One Standard Electric Cooktop | Commercial | New | Institutional | FL Zone 2 | Per Unit | 0% | 10488.15 | 8513.91 | 1974.24 | 0.18824 | 10 | 0.4257 | 0.17529 | 1270 | https://www.webstaurantstore.com/garland-ed-15hse-designer-series-15-two-solid-burner-electric-countertop-hot-plate-208v-1-phase-5-2-kw/372ED15HSEB.html | 0 | No labor cost (installation will not vary between base & change) | 3963.65 | https://www.webstaurantstore.com/vollrath-924himc-cayenne-four-hob-heavy-duty-induction-hot-plate-with-manual-controls-208-240v/922924HIMC%20%20208*240.html?utm_source=Google&utm_medium=cpc&utm_campaign=GoogleShopping&gclid=EAIaIQobChMI18375tCj2gIVE6vsCh065QlBEAkYASABEgLbWfD_BwE | 0 | No labor cost (installation will not vary between base & change) | 2693.65 | unit |  | 2693.65
Equipment | Induction Cooktops | Efficient Induction Cooktop | One Standard Electric Cooktop | Commercial | New | Lodging/Hospitality | FL Zone 2 | Per Unit | 14% | 10488.15 | 8513.91 | 1974.24 | 0.18824 | 10 | 0.4257 | 0.17529 | 1270 | https://www.webstaurantstore.com/garland-ed-15hse-designer-series-15-two-solid-burner-electric-countertop-hot-plate-208v-1-phase-5-2-kw/372ED15HSEB.html | 0 | No labor cost (installation will not vary between base & change) | 3963.65 | https://www.webstaurantstore.com/vollrath-924himc-cayenne-four-hob-heavy-duty-induction-hot-plate-with-manual-controls-208-240v/922924HIMC%20%20208*240.html?utm_source=Google&utm_medium=cpc&utm_campaign=GoogleShopping&gclid=EAIaIQobChMI18375tCj2gIVE6vsCh065QlBEAkYASABEgLbWfD_BwE | 0 | No labor cost (installation will not vary between base & change) | 2693.65 | unit |  | 2693.65
Equipment | Induction Cooktops | Efficient Induction Cooktop | One Standard Electric Cooktop | Commercial | New | Miscellaneous | FL Zone 2 | Per Unit | 0% | 10488.15 | 8513.91 | 1974.24 | 0.18824 | 10 | 0.4257 | 0.17529 | 1270 | https://www.webstaurantstore.com/garland-ed-15hse-designer-series-15-two-solid-burner-electric-countertop-hot-plate-208v-1-phase-5-2-kw/372ED15HSEB.html | 0 | No labor cost (installation will not vary between base & change) | 3963.65 | https://www.webstaurantstore.com/vollrath-924himc-cayenne-four-hob-heavy-duty-induction-hot-plate-with-manual-controls-208-240v/922924HIMC%20%20208*240.html?utm_source=Google&utm_medium=cpc&utm_campaign=GoogleShopping&gclid=EAIaIQobChMI18375tCj2gIVE6vsCh065QlBEAkYASABEgLbWfD_BwE | 0 | No labor cost (installation will not vary between base & change) | 2693.65 | unit |  | 2693.65
Equipment | Induction Cooktops | Efficient Induction Cooktop | One Standard Electric Cooktop | Commercial | New | Offices | FL Zone 2 | Per Unit | 0% | 10488.15 | 8513.91 | 1974.24 | 0.18824 | 10 | 0.4257 | 0.17529 | 1270 | https://www.webstaurantstore.com/garland-ed-15hse-designer-series-15-two-solid-burner-electric-countertop-hot-plate-208v-1-phase-5-2-kw/372ED15HSEB.html | 0 | No labor cost (installation will not vary between base & change) | 3963.65 | https://www.webstaurantstore.com/vollrath-924himc-cayenne-four-hob-heavy-duty-induction-hot-plate-with-manual-controls-208-240v/922924HIMC%20%20208*240.html?utm_source=Google&utm_medium=cpc&utm_campaign=GoogleShopping&gclid=EAIaIQobChMI18375tCj2gIVE6vsCh065QlBEAkYASABEgLbWfD_BwE | 0 | No labor cost (installation will not vary between base & change) | 2693.65 | unit |  | 2693.65
Equipment | Induction Cooktops | Efficient Induction Cooktop | One Standard Electric Cooktop | Commercial | New | Restaurants | FL Zone 2 | Per Unit | 47% | 10488.15 | 8513.91 | 1974.24 | 0.18824 | 10 | 0.4257 | 0.17529 | 1270 | https://www.webstaurantstore.com/garland-ed-15hse-designer-series-15-two-solid-burner-electric-countertop-hot-plate-208v-1-phase-5-2-kw/372ED15HSEB.html | 0 | No labor cost (installation will not vary between base & change) | 3963.65 | https://www.webstaurantstore.com/vollrath-924himc-cayenne-four-hob-heavy-duty-induction-hot-plate-with-manual-controls-208-240v/922924HIMC%20%20208*240.html?utm_source=Google&utm_medium=cpc&utm_campaign=GoogleShopping&gclid=EAIaIQobChMI18375tCj2gIVE6vsCh065QlBEAkYASABEgLbWfD_BwE | 0 | No labor cost (installation will not vary between base & change) | 2693.65 | unit |  | 2693.65
Equipment | Induction Cooktops | Efficient Induction Cooktop | One Standard Electric Cooktop | Commercial | New | Retail | FL Zone 2 | Per Unit | 0% | 10488.15 | 8513.91 | 1974.24 | 0.18824 | 10 | 0.4257 | 0.17529 | 1270 | https://www.webstaurantstore.com/garland-ed-15hse-designer-series-15-two-solid-burner-electric-countertop-hot-plate-208v-1-phase-5-2-kw/372ED15HSEB.html | 0 | No labor cost (installation will not vary between base & change) | 3963.65 | https://www.webstaurantstore.com/vollrath-924himc-cayenne-four-hob-heavy-duty-induction-hot-plate-with-manual-controls-208-240v/922924HIMC%20%20208*240.html?utm_source=Google&utm_medium=cpc&utm_campaign=GoogleShopping&gclid=EAIaIQobChMI18375tCj2gIVE6vsCh065QlBEAkYASABEgLbWfD_BwE | 0 | No labor cost (installation will not vary between base & change) | 2693.65 | unit |  | 2693.65
Equipment | Induction Cooktops | Efficient Induction Cooktop | One Standard Electric Cooktop | Commercial | New | Schools K-12 | FL Zone 2 | Per Unit | 5% | 10488.15 | 8513.91 | 1974.24 | 0.18824 | 10 | 0.4257 | 0.17529 | 1270 | https://www.webstaurantstore.com/garland-ed-15hse-designer-series-15-two-solid-burner-electric-countertop-hot-plate-208v-1-phase-5-2-kw/372ED15HSEB.html | 0 | No labor cost (installation will not vary between base & change) | 3963.65 | https://www.webstaurantstore.com/vollrath-924himc-cayenne-four-hob-heavy-duty-induction-hot-plate-with-manual-controls-208-240v/922924HIMC%20%20208*240.html?utm_source=Google&utm_medium=cpc&utm_campaign=GoogleShopping&gclid=EAIaIQobChMI18375tCj2gIVE6vsCh065QlBEAkYASABEgLbWfD_BwE | 0 | No labor cost (installation will not vary between base & change) | 2693.65 | unit |  | 2693.65
Equipment | Induction Cooktops | Efficient Induction Cooktop | One Standard Electric Cooktop | Commercial | New | Warehouse | FL Zone 2 | Per Unit | 0% | 10488.15 | 8513.91 | 1974.24 | 0.18824 | 10 | 0.4257 | 0.17529 | 1270 | https://www.webstaurantstore.com/garland-ed-15hse-designer-series-15-two-solid-burner-electric-countertop-hot-plate-208v-1-phase-5-2-kw/372ED15HSEB.html | 0 | No labor cost (installation will not vary between base & change) | 3963.65 | https://www.webstaurantstore.com/vollrath-924himc-cayenne-four-hob-heavy-duty-induction-hot-plate-with-manual-controls-208-240v/922924HIMC%20%20208*240.html?utm_source=Google&utm_medium=cpc&utm_campaign=GoogleShopping&gclid=EAIaIQobChMI18375tCj2gIVE6vsCh065QlBEAkYASABEgLbWfD_BwE | 0 | No labor cost (installation will not vary between base & change) | 2693.65 | unit |  | 2693.65
Equipment | Energy Star Commercial Dishwasher | One Dishwasher meeting ENERGY STAR® 5.2 Requirements | One Dishwasher meeting Federal Standard | Commercial | Turnover | Assembly | FL Zone 2 | Per Unit | 0% | 64581.26 | 45527.13 | 19054.13 | 0.29504 | 15 | 1.3826 | -0.00015 | 0 | Reference source included incremental cost only | 0 | No labor cost (installation will not vary between base & change) | 737.7778 | Illinois 2018 Statewide TRM, Section 4.2.8 (incremental cost only; average of all DW types) | 0 | No labor cost (installation will not vary between base & change) | 737.7778 | unit |  | 737.7778
Equipment | Energy Star Commercial Dishwasher | One Dishwasher meeting ENERGY STAR® 5.2 Requirements | One Dishwasher meeting Federal Standard | Commercial | Turnover | College and University | FL Zone 2 | Per Unit | 30% | 64581.26 | 45527.13 | 19054.13 | 0.29504 | 15 | 1.3826 | -0.00015 | 0 | Reference source included incremental cost only | 0 | No labor cost (installation will not vary between base & change) | 737.7778 | Illinois 2018 Statewide TRM, Section 4.2.8 (incremental cost only; average of all DW types) | 0 | No labor cost (installation will not vary between base & change) | 737.7778 | unit |  | 737.7778
Equipment | Energy Star Commercial Dishwasher | One Dishwasher meeting ENERGY STAR® 5.2 Requirements | One Dishwasher meeting Federal Standard | Commercial | Turnover | Grocery | FL Zone 2 | Per Unit | 0% | 64581.26 | 45527.13 | 19054.13 | 0.29504 | 15 | 1.3826 | -0.00015 | 0 | Reference source included incremental cost only | 0 | No labor cost (installation will not vary between base & change) | 737.7778 | Illinois 2018 Statewide TRM, Section 4.2.8 (incremental cost only; average of all DW types) | 0 | No labor cost (installation will not vary between base & change) | 737.7778 | unit |  | 737.7778
Equipment | Energy Star Commercial Dishwasher | One Dishwasher meeting ENERGY STAR® 5.2 Requirements | One Dishwasher meeting Federal Standard | Commercial | Turnover | Healthcare | FL Zone 2 | Per Unit | 30% | 64581.26 | 45527.13 | 19054.13 | 0.29504 | 15 | 1.3826 | -0.00015 | 0 | Reference source included incremental cost only | 0 | No labor cost (installation will not vary between base & change) | 737.7778 | Illinois 2018 Statewide TRM, Section 4.2.8 (incremental cost only; average of all DW types) | 0 | No labor cost (installation will not vary between base & change) | 737.7778 | unit |  | 737.7778
Equipment | Energy Star Commercial Dishwasher | One Dishwasher meeting ENERGY STAR® 5.2 Requirements | One Dishwasher meeting Federal Standard | Commercial | Turnover | Hospitals | FL Zone 2 | Per Unit | 30% | 64581.26 | 45527.13 | 19054.13 | 0.29504 | 15 | 1.3826 | -0.00015 | 0 | Reference source included incremental cost only | 0 | No labor cost (installation will not vary between base & change) | 737.7778 | Illinois 2018 Statewide TRM, Section 4.2.8 (incremental cost only; average of all DW types) | 0 | No labor cost (installation will not vary between base & change) | 737.7778 | unit |  | 737.7778
Equipment | Energy Star Commercial Dishwasher | One Dishwasher meeting ENERGY STAR® 5.2 Requirements | One Dishwasher meeting Federal Standard | Commercial | Turnover | Institutional | FL Zone 2 | Per Unit | 0% | 64581.26 | 45527.13 | 19054.13 | 0.29504 | 15 | 1.3826 | -0.00015 | 0 | Reference source included incremental cost only | 0 | No labor cost (installation will not vary between base & change) | 737.7778 | Illinois 2018 Statewide TRM, Section 4.2.8 (incremental cost only; average of all DW types) | 0 | No labor cost (installation will not vary between base & change) | 737.7778 | unit |  | 737.7778
Equipment | Energy Star Commercial Dishwasher | One Dishwasher meeting ENERGY STAR® 5.2 Requirements | One Dishwasher meeting Federal Standard | Commercial | Turnover | Lodging/Hospitality | FL Zone 2 | Per Unit | 30% | 64581.26 | 45527.13 | 19054.13 | 0.29504 | 15 | 1.3826 | -0.00015 | 0 | Reference source included incremental cost only | 0 | No labor cost (installation will not vary between base & change) | 737.7778 | Illinois 2018 Statewide TRM, Section 4.2.8 (incremental cost only; average of all DW types) | 0 | No labor cost (installation will not vary between base & change) | 737.7778 | unit |  | 737.7778
Equipment | Energy Star Commercial Dishwasher | One Dishwasher meeting ENERGY STAR® 5.2 Requirements | One Dishwasher meeting Federal Standard | Commercial | Turnover | Miscellaneous | FL Zone 2 | Per Unit | 0% | 64581.26 | 45527.13 | 19054.13 | 0.29504 | 15 | 1.3826 | -0.00015 | 0 | Reference source included incremental cost only | 0 | No labor cost (installation will not vary between base & change) | 737.7778 | Illinois 2018 Statewide TRM, Section 4.2.8 (incremental cost only; average of all DW types) | 0 | No labor cost (installation will not vary between base & change) | 737.7778 | unit |  | 737.7778
Equipment | Energy Star Commercial Dishwasher | One Dishwasher meeting ENERGY STAR® 5.2 Requirements | One Dishwasher meeting Federal Standard | Commercial | Turnover | Offices | FL Zone 2 | Per Unit | 0% | 64581.26 | 45527.13 | 19054.13 | 0.29504 | 15 | 1.3826 | -0.00015 | 0 | Reference source included incremental cost only | 0 | No labor cost (installation will not vary between base & change) | 737.7778 | Illinois 2018 Statewide TRM, Section 4.2.8 (incremental cost only; average of all DW types) | 0 | No labor cost (installation will not vary between base & change) | 737.7778 | unit |  | 737.7778
Equipment | Energy Star Commercial Dishwasher | One Dishwasher meeting ENERGY STAR® 5.2 Requirements | One Dishwasher meeting Federal Standard | Commercial | Turnover | Restaurants | FL Zone 2 | Per Unit | 30% | 64581.26 | 45527.13 | 19054.13 | 0.29504 | 15 | 1.3826 | -0.00015 | 0 | Reference source included incremental cost only | 0 | No labor cost (installation will not vary between base & change) | 737.7778 | Illinois 2018 Statewide TRM, Section 4.2.8 (incremental cost only; average of all DW types) | 0 | No labor cost (installation will not vary between base & change) | 737.7778 | unit |  | 737.7778
Equipment | Energy Star Commercial Dishwasher | One Dishwasher meeting ENERGY STAR® 5.2 Requirements | One Dishwasher meeting Federal Standard | Commercial | Turnover | Retail | FL Zone 2 | Per Unit | 0% | 64581.26 | 45527.13 | 19054.13 | 0.29504 | 15 | 1.3826 | -0.00015 | 0 | Reference source included incremental cost only | 0 | No labor cost (installation will not vary between base & change) | 737.7778 | Illinois 2018 Statewide TRM, Section 4.2.8 (incremental cost only; average of all DW types) | 0 | No labor cost (installation will not vary between base & change) | 737.7778 | unit |  | 737.7778
Equipment | Energy Star Commercial Dishwasher | One Dishwasher meeting ENERGY STAR® 5.2 Requirements | One Dishwasher meeting Federal Standard | Commercial | Turnover | Schools K-12 | FL Zone 2 | Per Unit | 30% | 64581.26 | 45527.13 | 19054.13 | 0.29504 | 15 | 1.3826 | -0.00015 | 0 | Reference source included incremental cost only | 0 | No labor cost (installation will not vary between base & change) | 737.7778 | Illinois 2018 Statewide TRM, Section 4.2.8 (incremental cost only; average of all DW types) | 0 | No labor cost (installation will not vary between base & change) | 737.7778 | unit |  | 737.7778
Equipment | Energy Star Commercial Dishwasher | One Dishwasher meeting ENERGY STAR® 5.2 Requirements | One Dishwasher meeting Federal Standard | Commercial | Turnover | Warehouse | FL Zone 2 | Per Unit | 0% | 64581.26 | 45527.13 | 19054.13 | 0.29504 | 15 | 1.3826 | -0.00015 | 0 | Reference source included incremental cost only | 0 | No labor cost (installation will not vary between base & change) | 737.7778 | Illinois 2018 Statewide TRM, Section 4.2.8 (incremental cost only; average of all DW types) | 0 | No labor cost (installation will not vary between base & change) | 737.7778 | unit |  | 737.7778
Equipment | Energy Star Commercial Dishwasher | One Dishwasher meeting ENERGY STAR® 5.2 Requirements | One Dishwasher meeting Federal Standard | Commercial | New | Assembly | FL Zone 2 | Per Unit | 0% | 64581.26 | 45527.13 | 19054.13 | 0.29504 | 15 | 1.3826 | -0.00015 | 0 | Reference source included incremental cost only | 0 | No labor cost (installation will not vary between base & change) | 737.7778 | Illinois 2018 Statewide TRM, Section 4.2.8 (incremental cost only; average of all DW types) | 0 | No labor cost (installation will not vary between base & change) | 737.7778 | unit |  | 737.7778
Equipment | Energy Star Commercial Dishwasher | One Dishwasher meeting ENERGY STAR® 5.2 Requirements | One Dishwasher meeting Federal Standard | Commercial | New | College and University | FL Zone 2 | Per Unit | 30% | 64581.26 | 45527.13 | 19054.13 | 0.29504 | 15 | 1.3826 | -0.00015 | 0 | Reference source included incremental cost only | 0 | No labor cost (installation will not vary between base & change) | 737.7778 | Illinois 2018 Statewide TRM, Section 4.2.8 (incremental cost only; average of all DW types) | 0 | No labor cost (installation will not vary between base & change) | 737.7778 | unit |  | 737.7778
Equipment | Energy Star Commercial Dishwasher | One Dishwasher meeting ENERGY STAR® 5.2 Requirements | One Dishwasher meeting Federal Standard | Commercial | New | Grocery | FL Zone 2 | Per Unit | 0% | 64581.26 | 45527.13 | 19054.13 | 0.29504 | 15 | 1.3826 | -0.00015 | 0 | Reference source included incremental cost only | 0 | No labor cost (installation will not vary between base & change) | 737.7778 | Illinois 2018 Statewide TRM, Section 4.2.8 (incremental cost only; average of all DW types) | 0 | No labor cost (installation will not vary between base & change) | 737.7778 | unit |  | 737.7778
Equipment | Energy Star Commercial Dishwasher | One Dishwasher meeting ENERGY STAR® 5.2 Requirements | One Dishwasher meeting Federal Standard | Commercial | New | Healthcare | FL Zone 2 | Per Unit | 30% | 64581.26 | 45527.13 | 19054.13 | 0.29504 | 15 | 1.3826 | -0.00015 | 0 | Reference source included incremental cost only | 0 | No labor cost (installation will not vary between base & change) | 737.7778 | Illinois 2018 Statewide TRM, Section 4.2.8 (incremental cost only; average of all DW types) | 0 | No labor cost (installation will not vary between base & change) | 737.7778 | unit |  | 737.7778
Equipment | Energy Star Commercial Dishwasher | One Dishwasher meeting ENERGY STAR® 5.2 Requirements | One Dishwasher meeting Federal Standard | Commercial | New | Hospitals | FL Zone 2 | Per Unit | 30% | 64581.26 | 45527.13 | 19054.13 | 0.29504 | 15 | 1.3826 | -0.00015 | 0 | Reference source included incremental cost only | 0 | No labor cost (installation will not vary between base & change) | 737.7778 | Illinois 2018 Statewide TRM, Section 4.2.8 (incremental cost only; average of all DW types) | 0 | No labor cost (installation will not vary between base & change) | 737.7778 | unit |  | 737.7778
Equipment | Energy Star Commercial Dishwasher | One Dishwasher meeting ENERGY STAR® 5.2 Requirements | One Dishwasher meeting Federal Standard | Commercial | New | Institutional | FL Zone 2 | Per Unit | 0% | 64581.26 | 45527.13 | 19054.13 | 0.29504 | 15 | 1.3826 | -0.00015 | 0 | Reference source included incremental cost only | 0 | No labor cost (installation will not vary between base & change) | 737.7778 | Illinois 2018 Statewide TRM, Section 4.2.8 (incremental cost only; average of all DW types) | 0 | No labor cost (installation will not vary between base & change) | 737.7778 | unit |  | 737.7778
Equipment | Energy Star Commercial Dishwasher | One Dishwasher meeting ENERGY STAR® 5.2 Requirements | One Dishwasher meeting Federal Standard | Commercial | New | Lodging/Hospitality | FL Zone 2 | Per Unit | 30% | 64581.26 | 45527.13 | 19054.13 | 0.29504 | 15 | 1.3826 | -0.00015 | 0 | Reference source included incremental cost only | 0 | No labor cost (installation will not vary between base & change) | 737.7778 | Illinois 2018 Statewide TRM, Section 4.2.8 (incremental cost only; average of all DW types) | 0 | No labor cost (installation will not vary between base & change) | 737.7778 | unit |  | 737.7778
Equipment | Energy Star Commercial Dishwasher | One Dishwasher meeting ENERGY STAR® 5.2 Requirements | One Dishwasher meeting Federal Standard | Commercial | New | Miscellaneous | FL Zone 2 | Per Unit | 0% | 64581.26 | 45527.13 | 19054.13 | 0.29504 | 15 | 1.3826 | -0.00015 | 0 | Reference source included incremental cost only | 0 | No labor cost (installation will not vary between base & change) | 737.7778 | Illinois 2018 Statewide TRM, Section 4.2.8 (incremental cost only; average of all DW types) | 0 | No labor cost (installation will not vary between base & change) | 737.7778 | unit |  | 737.7778
Equipment | Energy Star Commercial Dishwasher | One Dishwasher meeting ENERGY STAR® 5.2 Requirements | One Dishwasher meeting Federal Standard | Commercial | New | Offices | FL Zone 2 | Per Unit | 0% | 64581.26 | 45527.13 | 19054.13 | 0.29504 | 15 | 1.3826 | -0.00015 | 0 | Reference source included incremental cost only | 0 | No labor cost (installation will not vary between base & change) | 737.7778 | Illinois 2018 Statewide TRM, Section 4.2.8 (incremental cost only; average of all DW types) | 0 | No labor cost (installation will not vary between base & change) | 737.7778 | unit |  | 737.7778
Equipment | Energy Star Commercial Dishwasher | One Dishwasher meeting ENERGY STAR® 5.2 Requirements | One Dishwasher meeting Federal Standard | Commercial | New | Restaurants | FL Zone 2 | Per Unit | 30% | 64581.26 | 45527.13 | 19054.13 | 0.29504 | 15 | 1.3826 | -0.00015 | 0 | Reference source included incremental cost only | 0 | No labor cost (installation will not vary between base & change) | 737.7778 | Illinois 2018 Statewide TRM, Section 4.2.8 (incremental cost only; average of all DW types) | 0 | No labor cost (installation will not vary between base & change) | 737.7778 | unit |  | 737.7778
Equipment | Energy Star Commercial Dishwasher | One Dishwasher meeting ENERGY STAR® 5.2 Requirements | One Dishwasher meeting Federal Standard | Commercial | New | Retail | FL Zone 2 | Per Unit | 0% | 64581.26 | 45527.13 | 19054.13 | 0.29504 | 15 | 1.3826 | -0.00015 | 0 | Reference source included incremental cost only | 0 | No labor cost (installation will not vary between base & change) | 737.7778 | Illinois 2018 Statewide TRM, Section 4.2.8 (incremental cost only; average of all DW types) | 0 | No labor cost (installation will not vary between base & change) | 737.7778 | unit |  | 737.7778
Equipment | Energy Star Commercial Dishwasher | One Dishwasher meeting ENERGY STAR® 5.2 Requirements | One Dishwasher meeting Federal Standard | Commercial | New | Schools K-12 | FL Zone 2 | Per Unit | 30% | 64581.26 | 45527.13 | 19054.13 | 0.29504 | 15 | 1.3826 | -0.00015 | 0 | Reference source included incremental cost only | 0 | No labor cost (installation will not vary between base & change) | 737.7778 | Illinois 2018 Statewide TRM, Section 4.2.8 (incremental cost only; average of all DW types) | 0 | No labor cost (installation will not vary between base & change) | 737.7778 | unit |  | 737.7778
Equipment | Energy Star Commercial Dishwasher | One Dishwasher meeting ENERGY STAR® 5.2 Requirements | One Dishwasher meeting Federal Standard | Commercial | New | Warehouse | FL Zone 2 | Per Unit | 0% | 64581.26 | 45527.13 | 19054.13 | 0.29504 | 15 | 1.3826 | -0.00015 | 0 | Reference source included incremental cost only | 0 | No labor cost (installation will not vary between base & change) | 737.7778 | Illinois 2018 Statewide TRM, Section 4.2.8 (incremental cost only; average of all DW types) | 0 | No labor cost (installation will not vary between base & change) | 737.7778 | unit |  | 737.7778
Equipment | Heat Pump Water Heater | Efficient 50 Gallon Electric Heat Pump Water Heater (EF = 2.5) | Code-Compliant 50 Gallon Electric Heat Pump Water Heater (EF = 0.95) | Commercial | Turnover | Assembly | FL Zone 2 | Per Unit | 34% | 7192.49 | 2494.276 | 4698.213 | 0.65321 | 10 | 0.79397 | 0.52808 | 419 | Baseline 50-gallon electric water heater: https://www.lowes.com/pd/A-O-Smith-Signature-50-Gallon-Short-6-year-Limited-4500-Watt-Double-Element-Electric-Water-Heater/1000216833 | 714 | Estimate at $105 per labor hour, assume 6.8 hours work, reference: http://www.serviskey.net/support/rate-estimator?s4=FL; https://www.homewyse.com/costs/cost_of_instant_hot_water_heaters.html (direct fit/replacement) | 1299 | https://www.homedepot.com/p/Rheem-Performance-Platinum-50-gal-10-Year-Hybrid-High-Efficiency-Smart-Tank-Electric-Water-Heater-XE50T10HD50U1/303419574 | 840 | Estimate at $105 per labor hour, assume 8 hours work, reference: http://www.serviskey.net/support/rate-estimator?s4=FL; https://www.homewyse.com/costs/cost_of_instant_hot_water_heaters.html (minor fit change) | 1006 | unit | 1 | 1006
Equipment | Heat Pump Water Heater | Efficient 50 Gallon Electric Heat Pump Water Heater (EF = 2.5) | Code-Compliant 50 Gallon Electric Heat Pump Water Heater (EF = 0.95) | Commercial | Turnover | College and University | FL Zone 2 | Per Unit | 28% | 165427.3 | 57368.35 | 108058.9 | 0.65321 | 10 | 5.7477 | 31.0919 | 419 | Baseline 50-gallon electric water heater: https://www.lowes.com/pd/A-O-Smith-Signature-50-Gallon-Short-6-year-Limited-4500-Watt-Double-Element-Electric-Water-Heater/1000216833 | 714 | Estimate at $105 per labor hour, assume 6.8 hours work, reference: http://www.serviskey.net/support/rate-estimator?s4=FL; https://www.homewyse.com/costs/cost_of_instant_hot_water_heaters.html (direct fit/replacement) | 1299 | https://www.homedepot.com/p/Rheem-Performance-Platinum-50-gal-10-Year-Hybrid-High-Efficiency-Smart-Tank-Electric-Water-Heater-XE50T10HD50U1/303419574 | 840 | Estimate at $105 per labor hour, assume 8 hours work, reference: http://www.serviskey.net/support/rate-estimator?s4=FL; https://www.homewyse.com/costs/cost_of_instant_hot_water_heaters.html (minor fit change) | 1006 | unit | 10 | 10060
Equipment | Heat Pump Water Heater | Efficient 50 Gallon Electric Heat Pump Water Heater (EF = 2.5) | Code-Compliant 50 Gallon Electric Heat Pump Water Heater (EF = 0.95) | Commercial | Turnover | Grocery | FL Zone 2 | Per Unit | 19% | 14384.98 | 4988.553 | 9396.427 | 0.65321 | 10 | 0.65925 | 3.4586 | 419 | Baseline 50-gallon electric water heater: https://www.lowes.com/pd/A-O-Smith-Signature-50-Gallon-Short-6-year-Limited-4500-Watt-Double-Element-Electric-Water-Heater/1000216833 | 714 | Estimate at $105 per labor hour, assume 6.8 hours work, reference: http://www.serviskey.net/support/rate-estimator?s4=FL; https://www.homewyse.com/costs/cost_of_instant_hot_water_heaters.html (direct fit/replacement) | 1299 | https://www.homedepot.com/p/Rheem-Performance-Platinum-50-gal-10-Year-Hybrid-High-Efficiency-Smart-Tank-Electric-Water-Heater-XE50T10HD50U1/303419574 | 840 | Estimate at $105 per labor hour, assume 8 hours work, reference: http://www.serviskey.net/support/rate-estimator?s4=FL; https://www.homewyse.com/costs/cost_of_instant_hot_water_heaters.html (minor fit change) | 1006 | unit | 1 | 1006
Equipment | Heat Pump Water Heater | Efficient 50 Gallon Electric Heat Pump Water Heater (EF = 2.5) | Code-Compliant 50 Gallon Electric Heat Pump Water Heater (EF = 0.95) | Commercial | Turnover | Healthcare | FL Zone 2 | Per Unit | 38% | 9589.986 | 3325.702 | 6264.285 | 0.65321 | 10 | 1.0586 | 0.70411 | 419 | Baseline 50-gallon electric water heater: https://www.lowes.com/pd/A-O-Smith-Signature-50-Gallon-Short-6-year-Limited-4500-Watt-Double-Element-Electric-Water-Heater/1000216833 | 714 | Estimate at $105 per labor hour, assume 6.8 hours work, reference: http://www.serviskey.net/support/rate-estimator?s4=FL; https://www.homewyse.com/costs/cost_of_instant_hot_water_heaters.html (direct fit/replacement) | 1299 | https://www.homedepot.com/p/Rheem-Performance-Platinum-50-gal-10-Year-Hybrid-High-Efficiency-Smart-Tank-Electric-Water-Heater-XE50T10HD50U1/303419574 | 840 | Estimate at $105 per labor hour, assume 8 hours work, reference: http://www.serviskey.net/support/rate-estimator?s4=FL; https://www.homewyse.com/costs/cost_of_instant_hot_water_heaters.html (minor fit change) | 1006 | unit | 1 | 1006
Equipment | Heat Pump Water Heater | Efficient 50 Gallon Electric Heat Pump Water Heater (EF = 2.5) | Code-Compliant 50 Gallon Electric Heat Pump Water Heater (EF = 0.95) | Commercial | Turnover | Hospitals | FL Zone 2 | Per Unit | 42% | 290097.1 | 100602.5 | 189494.6 | 0.65321 | 10 | 10.0793 | 54.5234 | 419 | Baseline 50-gallon electric water heater: https://www.lowes.com/pd/A-O-Smith-Signature-50-Gallon-Short-6-year-Limited-4500-Watt-Double-Element-Electric-Water-Heater/1000216833 | 714 | Estimate at $105 per labor hour, assume 6.8 hours work, reference: http://www.serviskey.net/support/rate-estimator?s4=FL; https://www.homewyse.com/costs/cost_of_instant_hot_water_heaters.html (direct fit/replacement) | 1299 | https://www.homedepot.com/p/Rheem-Performance-Platinum-50-gal-10-Year-Hybrid-High-Efficiency-Smart-Tank-Electric-Water-Heater-XE50T10HD50U1/303419574 | 840 | Estimate at $105 per labor hour, assume 8 hours work, reference: http://www.serviskey.net/support/rate-estimator?s4=FL; https://www.homewyse.com/costs/cost_of_instant_hot_water_heaters.html (minor fit change) | 1006 | unit | 15 | 15090
Equipment | Heat Pump Water Heater | Efficient 50 Gallon Electric Heat Pump Water Heater (EF = 2.5) | Code-Compliant 50 Gallon Electric Heat Pump Water Heater (EF = 0.95) | Commercial | Turnover | Institutional | FL Zone 2 | Per Unit | 34% | 575399.2 | 199542.1 | 375857.1 | 0.65321 | 10 | 63.5174 | 42.2467 | 419 | Baseline 50-gallon electric water heater: https://www.lowes.com/pd/A-O-Smith-Signature-50-Gallon-Short-6-year-Limited-4500-Watt-Double-Element-Electric-Water-Heater/1000216833 | 714 | Estimate at $105 per labor hour, assume 6.8 hours work, reference: http://www.serviskey.net/support/rate-estimator?s4=FL; https://www.homewyse.com/costs/cost_of_instant_hot_water_heaters.html (direct fit/replacement) | 1299 | https://www.homedepot.com/p/Rheem-Performance-Platinum-50-gal-10-Year-Hybrid-High-Efficiency-Smart-Tank-Electric-Water-Heater-XE50T10HD50U1/303419574 | 840 | Estimate at $105 per labor hour, assume 8 hours work, reference: http://www.serviskey.net/support/rate-estimator?s4=FL; https://www.homewyse.com/costs/cost_of_instant_hot_water_heaters.html (minor fit change) | 1006 | unit | 25 | 25150
Equipment | Heat Pump Water Heater | Efficient 50 Gallon Electric Heat Pump Water Heater (EF = 2.5) | Code-Compliant 50 Gallon Electric Heat Pump Water Heater (EF = 0.95) | Commercial | Turnover | Lodging/Hospitality | FL Zone 2 | Per Unit | 41% | 69047.9 | 23945.05 | 45102.85 | 0.65321 | 10 | 3.1644 | 16.6011 | 419 | Baseline 50-gallon electric water heater: https://www.lowes.com/pd/A-O-Smith-Signature-50-Gallon-Short-6-year-Limited-4500-Watt-Double-Element-Electric-Water-Heater/1000216833 | 714 | Estimate at $105 per labor hour, assume 6.8 hours work, reference: http://www.serviskey.net/support/rate-estimator?s4=FL; https://www.homewyse.com/costs/cost_of_instant_hot_water_heaters.html (direct fit/replacement) | 1299 | https://www.homedepot.com/p/Rheem-Performance-Platinum-50-gal-10-Year-Hybrid-High-Efficiency-Smart-Tank-Electric-Water-Heater-XE50T10HD50U1/303419574 | 840 | Estimate at $105 per labor hour, assume 8 hours work, reference: http://www.serviskey.net/support/rate-estimator?s4=FL; https://www.homewyse.com/costs/cost_of_instant_hot_water_heaters.html (minor fit change) | 1006 | unit | 3 | 3018
Equipment | Heat Pump Water Heater | Efficient 50 Gallon Electric Heat Pump Water Heater (EF = 2.5) | Code-Compliant 50 Gallon Electric Heat Pump Water Heater (EF = 0.95) | Commercial | Turnover | Miscellaneous | FL Zone 2 | Per Unit | 34% | 431549.4 | 149656.6 | 281892.8 | 0.65321 | 10 | 47.638 | 31.685 | 419 | Baseline 50-gallon electric water heater: https://www.lowes.com/pd/A-O-Smith-Signature-50-Gallon-Short-6-year-Limited-4500-Watt-Double-Element-Electric-Water-Heater/1000216833 | 714 | Estimate at $105 per labor hour, assume 6.8 hours work, reference: http://www.serviskey.net/support/rate-estimator?s4=FL; https://www.homewyse.com/costs/cost_of_instant_hot_water_heaters.html (direct fit/replacement) | 1299 | https://www.homedepot.com/p/Rheem-Performance-Platinum-50-gal-10-Year-Hybrid-High-Efficiency-Smart-Tank-Electric-Water-Heater-XE50T10HD50U1/303419574 | 840 | Estimate at $105 per labor hour, assume 8 hours work, reference: http://www.serviskey.net/support/rate-estimator?s4=FL; https://www.homewyse.com/costs/cost_of_instant_hot_water_heaters.html (minor fit change) | 1006 | unit | 20 | 20120
Equipment | Heat Pump Water Heater | Efficient 50 Gallon Electric Heat Pump Water Heater (EF = 2.5) | Code-Compliant 50 Gallon Electric Heat Pump Water Heater (EF = 0.95) | Commercial | Turnover | Offices | FL Zone 2 | Per Unit | 40% | 59937.41 | 20785.64 | 39151.78 | 0.65321 | 10 | 6.6164 | 4.4007 | 419 | Baseline 50-gallon electric water heater: https://www.lowes.com/pd/A-O-Smith-Signature-50-Gallon-Short-6-year-Limited-4500-Watt-Double-Element-Electric-Water-Heater/1000216833 | 714 | Estimate at $105 per labor hour, assume 6.8 hours work, reference: http://www.serviskey.net/support/rate-estimator?s4=FL; https://www.homewyse.com/costs/cost_of_instant_hot_water_heaters.html (direct fit/replacement) | 1299 | https://www.homedepot.com/p/Rheem-Performance-Platinum-50-gal-10-Year-Hybrid-High-Efficiency-Smart-Tank-Electric-Water-Heater-XE50T10HD50U1/303419574 | 840 | Estimate at $105 per labor hour, assume 8 hours work, reference: http://www.serviskey.net/support/rate-estimator?s4=FL; https://www.homewyse.com/costs/cost_of_instant_hot_water_heaters.html (minor fit change) | 1006 | unit | 3 | 3018
Equipment | Heat Pump Water Heater | Efficient 50 Gallon Electric Heat Pump Water Heater (EF = 2.5) | Code-Compliant 50 Gallon Electric Heat Pump Water Heater (EF = 0.95) | Commercial | Turnover | Restaurants | FL Zone 2 | Per Unit | 20% | 23974.97 | 8314.254 | 15660.71 | 0.65321 | 10 | 1.0987 | 5.7643 | 419 | Baseline 50-gallon electric water heater: https://www.lowes.com/pd/A-O-Smith-Signature-50-Gallon-Short-6-year-Limited-4500-Watt-Double-Element-Electric-Water-Heater/1000216833 | 714 | Estimate at $105 per labor hour, assume 6.8 hours work, reference: http://www.serviskey.net/support/rate-estimator?s4=FL; https://www.homewyse.com/costs/cost_of_instant_hot_water_heaters.html (direct fit/replacement) | 1299 | https://www.homedepot.com/p/Rheem-Performance-Platinum-50-gal-10-Year-Hybrid-High-Efficiency-Smart-Tank-Electric-Water-Heater-XE50T10HD50U1/303419574 | 840 | Estimate at $105 per labor hour, assume 8 hours work, reference: http://www.serviskey.net/support/rate-estimator?s4=FL; https://www.homewyse.com/costs/cost_of_instant_hot_water_heaters.html (minor fit change) | 1006 | unit | 2 | 2012
Equipment | Heat Pump Water Heater | Efficient 50 Gallon Electric Heat Pump Water Heater (EF = 2.5) | Code-Compliant 50 Gallon Electric Heat Pump Water Heater (EF = 0.95) | Commercial | Turnover | Retail | FL Zone 2 | Per Unit | 18% | 42723.39 | 14816 | 27907.39 | 0.65321 | 10 | 1.958 | 10.2719 | 419 | Baseline 50-gallon electric water heater: https://www.lowes.com/pd/A-O-Smith-Signature-50-Gallon-Short-6-year-Limited-4500-Watt-Double-Element-Electric-Water-Heater/1000216833 | 714 | Estimate at $105 per labor hour, assume 6.8 hours work, reference: http://www.serviskey.net/support/rate-estimator?s4=FL; https://www.homewyse.com/costs/cost_of_instant_hot_water_heaters.html (direct fit/replacement) | 1299 | https://www.homedepot.com/p/Rheem-Performance-Platinum-50-gal-10-Year-Hybrid-High-Efficiency-Smart-Tank-Electric-Water-Heater-XE50T10HD50U1/303419574 | 840 | Estimate at $105 per labor hour, assume 8 hours work, reference: http://www.serviskey.net/support/rate-estimator?s4=FL; https://www.homewyse.com/costs/cost_of_instant_hot_water_heaters.html (minor fit change) | 1006 | unit | 3 | 3018
Equipment | Heat Pump Water Heater | Efficient 50 Gallon Electric Heat Pump Water Heater (EF = 2.5) | Code-Compliant 50 Gallon Electric Heat Pump Water Heater (EF = 0.95) | Commercial | Turnover | Schools K-12 | FL Zone 2 | Per Unit | 28% | 2996.936 | 1039.305 | 1957.632 | 0.65321 | 10 | 0.33083 | 0.22004 | 419 | Baseline 50-gallon electric water heater: https://www.lowes.com/pd/A-O-Smith-Signature-50-Gallon-Short-6-year-Limited-4500-Watt-Double-Element-Electric-Water-Heater/1000216833 | 714 | Estimate at $105 per labor hour, assume 6.8 hours work, reference: http://www.serviskey.net/support/rate-estimator?s4=FL; https://www.homewyse.com/costs/cost_of_instant_hot_water_heaters.html (direct fit/replacement) | 1299 | https://www.homedepot.com/p/Rheem-Performance-Platinum-50-gal-10-Year-Hybrid-High-Efficiency-Smart-Tank-Electric-Water-Heater-XE50T10HD50U1/303419574 | 840 | Estimate at $105 per labor hour, assume 8 hours work, reference: http://www.serviskey.net/support/rate-estimator?s4=FL; https://www.homewyse.com/costs/cost_of_instant_hot_water_heaters.html (minor fit change) | 1006 | unit | 1 | 1006
Equipment | Heat Pump Water Heater | Efficient 50 Gallon Electric Heat Pump Water Heater (EF = 2.5) | Code-Compliant 50 Gallon Electric Heat Pump Water Heater (EF = 0.95) | Commercial | Turnover | Warehouse | FL Zone 2 | Per Unit | 20% | 14384.98 | 4988.553 | 9396.427 | 0.65321 | 10 | 1.5879 | 1.0562 | 419 | Baseline 50-gallon electric water heater: https://www.lowes.com/pd/A-O-Smith-Signature-50-Gallon-Short-6-year-Limited-4500-Watt-Double-Element-Electric-Water-Heater/1000216833 | 714 | Estimate at $105 per labor hour, assume 6.8 hours work, reference: http://www.serviskey.net/support/rate-estimator?s4=FL; https://www.homewyse.com/costs/cost_of_instant_hot_water_heaters.html (direct fit/replacement) | 1299 | https://www.homedepot.com/p/Rheem-Performance-Platinum-50-gal-10-Year-Hybrid-High-Efficiency-Smart-Tank-Electric-Water-Heater-XE50T10HD50U1/303419574 | 840 | Estimate at $105 per labor hour, assume 8 hours work, reference: http://www.serviskey.net/support/rate-estimator?s4=FL; https://www.homewyse.com/costs/cost_of_instant_hot_water_heaters.html (minor fit change) | 1006 | unit | 1 | 1006
Equipment | Heat Pump Water Heater | Efficient 50 Gallon Electric Heat Pump Water Heater (EF = 2.5) | Code-Compliant 50 Gallon Electric Heat Pump Water Heater (EF = 0.95) | Commercial | New | Assembly | FL Zone 2 | Per Unit | 34% | 7192.49 | 2494.276 | 4698.213 | 0.65321 | 10 | 0.79397 | 0.52808 | 419 | Baseline 50-gallon electric water heater: https://www.lowes.com/pd/A-O-Smith-Signature-50-Gallon-Short-6-year-Limited-4500-Watt-Double-Element-Electric-Water-Heater/1000216833 | 714 | Estimate at $105 per labor hour, assume 6.8 hours work, reference: http://www.serviskey.net/support/rate-estimator?s4=FL; https://www.homewyse.com/costs/cost_of_instant_hot_water_heaters.html (direct fit/replacement) | 1299 | https://www.homedepot.com/p/Rheem-Performance-Platinum-50-gal-10-Year-Hybrid-High-Efficiency-Smart-Tank-Electric-Water-Heater-XE50T10HD50U1/303419574 | 840 | Estimate at $105 per labor hour, assume 8 hours work, reference: http://www.serviskey.net/support/rate-estimator?s4=FL; https://www.homewyse.com/costs/cost_of_instant_hot_water_heaters.html (minor fit change) | 1006 | unit | 1 | 1006
Equipment | Heat Pump Water Heater | Efficient 50 Gallon Electric Heat Pump Water Heater (EF = 2.5) | Code-Compliant 50 Gallon Electric Heat Pump Water Heater (EF = 0.95) | Commercial | New | College and University | FL Zone 2 | Per Unit | 28% | 165427.3 | 57368.35 | 108058.9 | 0.65321 | 10 | 5.7477 | 31.0919 | 419 | Baseline 50-gallon electric water heater: https://www.lowes.com/pd/A-O-Smith-Signature-50-Gallon-Short-6-year-Limited-4500-Watt-Double-Element-Electric-Water-Heater/1000216833 | 714 | Estimate at $105 per labor hour, assume 6.8 hours work, reference: http://www.serviskey.net/support/rate-estimator?s4=FL; https://www.homewyse.com/costs/cost_of_instant_hot_water_heaters.html (direct fit/replacement) | 1299 | https://www.homedepot.com/p/Rheem-Performance-Platinum-50-gal-10-Year-Hybrid-High-Efficiency-Smart-Tank-Electric-Water-Heater-XE50T10HD50U1/303419574 | 840 | Estimate at $105 per labor hour, assume 8 hours work, reference: http://www.serviskey.net/support/rate-estimator?s4=FL; https://www.homewyse.com/costs/cost_of_instant_hot_water_heaters.html (minor fit change) | 1006 | unit | 10 | 10060
Equipment | Heat Pump Water Heater | Efficient 50 Gallon Electric Heat Pump Water Heater (EF = 2.5) | Code-Compliant 50 Gallon Electric Heat Pump Water Heater (EF = 0.95) | Commercial | New | Grocery | FL Zone 2 | Per Unit | 19% | 14384.98 | 4988.553 | 9396.427 | 0.65321 | 10 | 0.65925 | 3.4586 | 419 | Baseline 50-gallon electric water heater: https://www.lowes.com/pd/A-O-Smith-Signature-50-Gallon-Short-6-year-Limited-4500-Watt-Double-Element-Electric-Water-Heater/1000216833 | 714 | Estimate at $105 per labor hour, assume 6.8 hours work, reference: http://www.serviskey.net/support/rate-estimator?s4=FL; https://www.homewyse.com/costs/cost_of_instant_hot_water_heaters.html (direct fit/replacement) | 1299 | https://www.homedepot.com/p/Rheem-Performance-Platinum-50-gal-10-Year-Hybrid-High-Efficiency-Smart-Tank-Electric-Water-Heater-XE50T10HD50U1/303419574 | 840 | Estimate at $105 per labor hour, assume 8 hours work, reference: http://www.serviskey.net/support/rate-estimator?s4=FL; https://www.homewyse.com/costs/cost_of_instant_hot_water_heaters.html (minor fit change) | 1006 | unit | 1 | 1006
Equipment | Heat Pump Water Heater | Efficient 50 Gallon Electric Heat Pump Water Heater (EF = 2.5) | Code-Compliant 50 Gallon Electric Heat Pump Water Heater (EF = 0.95) | Commercial | New | Healthcare | FL Zone 2 | Per Unit | 38% | 9589.986 | 3325.702 | 6264.285 | 0.65321 | 10 | 1.0586 | 0.70411 | 419 | Baseline 50-gallon electric water heater: https://www.lowes.com/pd/A-O-Smith-Signature-50-Gallon-Short-6-year-Limited-4500-Watt-Double-Element-Electric-Water-Heater/1000216833 | 714 | Estimate at $105 per labor hour, assume 6.8 hours work, reference: http://www.serviskey.net/support/rate-estimator?s4=FL; https://www.homewyse.com/costs/cost_of_instant_hot_water_heaters.html (direct fit/replacement) | 1299 | https://www.homedepot.com/p/Rheem-Performance-Platinum-50-gal-10-Year-Hybrid-High-Efficiency-Smart-Tank-Electric-Water-Heater-XE50T10HD50U1/303419574 | 840 | Estimate at $105 per labor hour, assume 8 hours work, reference: http://www.serviskey.net/support/rate-estimator?s4=FL; https://www.homewyse.com/costs/cost_of_instant_hot_water_heaters.html (minor fit change) | 1006 | unit | 1 | 1006
Equipment | Heat Pump Water Heater | Efficient 50 Gallon Electric Heat Pump Water Heater (EF = 2.5) | Code-Compliant 50 Gallon Electric Heat Pump Water Heater (EF = 0.95) | Commercial | New | Hospitals | FL Zone 2 | Per Unit | 42% | 290097.1 | 100602.5 | 189494.6 | 0.65321 | 10 | 10.0793 | 54.5234 | 419 | Baseline 50-gallon electric water heater: https://www.lowes.com/pd/A-O-Smith-Signature-50-Gallon-Short-6-year-Limited-4500-Watt-Double-Element-Electric-Water-Heater/1000216833 | 714 | Estimate at $105 per labor hour, assume 6.8 hours work, reference: http://www.serviskey.net/support/rate-estimator?s4=FL; https://www.homewyse.com/costs/cost_of_instant_hot_water_heaters.html (direct fit/replacement) | 1299 | https://www.homedepot.com/p/Rheem-Performance-Platinum-50-gal-10-Year-Hybrid-High-Efficiency-Smart-Tank-Electric-Water-Heater-XE50T10HD50U1/303419574 | 840 | Estimate at $105 per labor hour, assume 8 hours work, reference: http://www.serviskey.net/support/rate-estimator?s4=FL; https://www.homewyse.com/costs/cost_of_instant_hot_water_heaters.html (minor fit change) | 1006 | unit | 15 | 15090
Equipment | Heat Pump Water Heater | Efficient 50 Gallon Electric Heat Pump Water Heater (EF = 2.5) | Code-Compliant 50 Gallon Electric Heat Pump Water Heater (EF = 0.95) | Commercial | New | Institutional | FL Zone 2 | Per Unit | 34% | 575399.2 | 199542.1 | 375857.1 | 0.65321 | 10 | 63.5174 | 42.2467 | 419 | Baseline 50-gallon electric water heater: https://www.lowes.com/pd/A-O-Smith-Signature-50-Gallon-Short-6-year-Limited-4500-Watt-Double-Element-Electric-Water-Heater/1000216833 | 714 | Estimate at $105 per labor hour, assume 6.8 hours work, reference: http://www.serviskey.net/support/rate-estimator?s4=FL; https://www.homewyse.com/costs/cost_of_instant_hot_water_heaters.html (direct fit/replacement) | 1299 | https://www.homedepot.com/p/Rheem-Performance-Platinum-50-gal-10-Year-Hybrid-High-Efficiency-Smart-Tank-Electric-Water-Heater-XE50T10HD50U1/303419574 | 840 | Estimate at $105 per labor hour, assume 8 hours work, reference: http://www.serviskey.net/support/rate-estimator?s4=FL; https://www.homewyse.com/costs/cost_of_instant_hot_water_heaters.html (minor fit change) | 1006 | unit | 25 | 25150
Equipment | Heat Pump Water Heater | Efficient 50 Gallon Electric Heat Pump Water Heater (EF = 2.5) | Code-Compliant 50 Gallon Electric Heat Pump Water Heater (EF = 0.95) | Commercial | New | Lodging/Hospitality | FL Zone 2 | Per Unit | 41% | 69047.9 | 23945.05 | 45102.85 | 0.65321 | 10 | 3.1644 | 16.6011 | 419 | Baseline 50-gallon electric water heater: https://www.lowes.com/pd/A-O-Smith-Signature-50-Gallon-Short-6-year-Limited-4500-Watt-Double-Element-Electric-Water-Heater/1000216833 | 714 | Estimate at $105 per labor hour, assume 6.8 hours work, reference: http://www.serviskey.net/support/rate-estimator?s4=FL; https://www.homewyse.com/costs/cost_of_instant_hot_water_heaters.html (direct fit/replacement) | 1299 | https://www.homedepot.com/p/Rheem-Performance-Platinum-50-gal-10-Year-Hybrid-High-Efficiency-Smart-Tank-Electric-Water-Heater-XE50T10HD50U1/303419574 | 840 | Estimate at $105 per labor hour, assume 8 hours work, reference: http://www.serviskey.net/support/rate-estimator?s4=FL; https://www.homewyse.com/costs/cost_of_instant_hot_water_heaters.html (minor fit change) | 1006 | unit | 3 | 3018
Equipment | Heat Pump Water Heater | Efficient 50 Gallon Electric Heat Pump Water Heater (EF = 2.5) | Code-Compliant 50 Gallon Electric Heat Pump Water Heater (EF = 0.95) | Commercial | New | Miscellaneous | FL Zone 2 | Per Unit | 34% | 431549.4 | 149656.6 | 281892.8 | 0.65321 | 10 | 47.638 | 31.685 | 419 | Baseline 50-gallon electric water heater: https://www.lowes.com/pd/A-O-Smith-Signature-50-Gallon-Short-6-year-Limited-4500-Watt-Double-Element-Electric-Water-Heater/1000216833 | 714 | Estimate at $105 per labor hour, assume 6.8 hours work, reference: http://www.serviskey.net/support/rate-estimator?s4=FL; https://www.homewyse.com/costs/cost_of_instant_hot_water_heaters.html (direct fit/replacement) | 1299 | https://www.homedepot.com/p/Rheem-Performance-Platinum-50-gal-10-Year-Hybrid-High-Efficiency-Smart-Tank-Electric-Water-Heater-XE50T10HD50U1/303419574 | 840 | Estimate at $105 per labor hour, assume 8 hours work, reference: http://www.serviskey.net/support/rate-estimator?s4=FL; https://www.homewyse.com/costs/cost_of_instant_hot_water_heaters.html (minor fit change) | 1006 | unit | 20 | 20120
Equipment | Heat Pump Water Heater | Efficient 50 Gallon Electric Heat Pump Water Heater (EF = 2.5) | Code-Compliant 50 Gallon Electric Heat Pump Water Heater (EF = 0.95) | Commercial | New | Offices | FL Zone 2 | Per Unit | 40% | 59937.41 | 20785.64 | 39151.78 | 0.65321 | 10 | 6.6164 | 4.4007 | 419 | Baseline 50-gallon electric water heater: https://www.lowes.com/pd/A-O-Smith-Signature-50-Gallon-Short-6-year-Limited-4500-Watt-Double-Element-Electric-Water-Heater/1000216833 | 714 | Estimate at $105 per labor hour, assume 6.8 hours work, reference: http://www.serviskey.net/support/rate-estimator?s4=FL; https://www.homewyse.com/costs/cost_of_instant_hot_water_heaters.html (direct fit/replacement) | 1299 | https://www.homedepot.com/p/Rheem-Performance-Platinum-50-gal-10-Year-Hybrid-High-Efficiency-Smart-Tank-Electric-Water-Heater-XE50T10HD50U1/303419574 | 840 | Estimate at $105 per labor hour, assume 8 hours work, reference: http://www.serviskey.net/support/rate-estimator?s4=FL; https://www.homewyse.com/costs/cost_of_instant_hot_water_heaters.html (minor fit change) | 1006 | unit | 3 | 3018
Equipment | Heat Pump Water Heater | Efficient 50 Gallon Electric Heat Pump Water Heater (EF = 2.5) | Code-Compliant 50 Gallon Electric Heat Pump Water Heater (EF = 0.95) | Commercial | New | Restaurants | FL Zone 2 | Per Unit | 20% | 23974.97 | 8314.254 | 15660.71 | 0.65321 | 10 | 1.0987 | 5.7643 | 419 | Baseline 50-gallon electric water heater: https://www.lowes.com/pd/A-O-Smith-Signature-50-Gallon-Short-6-year-Limited-4500-Watt-Double-Element-Electric-Water-Heater/1000216833 | 714 | Estimate at $105 per labor hour, assume 6.8 hours work, reference: http://www.serviskey.net/support/rate-estimator?s4=FL; https://www.homewyse.com/costs/cost_of_instant_hot_water_heaters.html (direct fit/replacement) | 1299 | https://www.homedepot.com/p/Rheem-Performance-Platinum-50-gal-10-Year-Hybrid-High-Efficiency-Smart-Tank-Electric-Water-Heater-XE50T10HD50U1/303419574 | 840 | Estimate at $105 per labor hour, assume 8 hours work, reference: http://www.serviskey.net/support/rate-estimator?s4=FL; https://www.homewyse.com/costs/cost_of_instant_hot_water_heaters.html (minor fit change) | 1006 | unit | 2 | 2012
Equipment | Heat Pump Water Heater | Efficient 50 Gallon Electric Heat Pump Water Heater (EF = 2.5) | Code-Compliant 50 Gallon Electric Heat Pump Water Heater (EF = 0.95) | Commercial | New | Retail | FL Zone 2 | Per Unit | 18% | 42723.39 | 14816 | 27907.39 | 0.65321 | 10 | 1.958 | 10.2719 | 419 | Baseline 50-gallon electric water heater: https://www.lowes.com/pd/A-O-Smith-Signature-50-Gallon-Short-6-year-Limited-4500-Watt-Double-Element-Electric-Water-Heater/1000216833 | 714 | Estimate at $105 per labor hour, assume 6.8 hours work, reference: http://www.serviskey.net/support/rate-estimator?s4=FL; https://www.homewyse.com/costs/cost_of_instant_hot_water_heaters.html (direct fit/replacement) | 1299 | https://www.homedepot.com/p/Rheem-Performance-Platinum-50-gal-10-Year-Hybrid-High-Efficiency-Smart-Tank-Electric-Water-Heater-XE50T10HD50U1/303419574 | 840 | Estimate at $105 per labor hour, assume 8 hours work, reference: http://www.serviskey.net/support/rate-estimator?s4=FL; https://www.homewyse.com/costs/cost_of_instant_hot_water_heaters.html (minor fit change) | 1006 | unit | 3 | 3018
Equipment | Heat Pump Water Heater | Efficient 50 Gallon Electric Heat Pump Water Heater (EF = 2.5) | Code-Compliant 50 Gallon Electric Heat Pump Water Heater (EF = 0.95) | Commercial | New | Schools K-12 | FL Zone 2 | Per Unit | 28% | 2996.936 | 1039.305 | 1957.632 | 0.65321 | 10 | 0.33083 | 0.22004 | 419 | Baseline 50-gallon electric water heater: https://www.lowes.com/pd/A-O-Smith-Signature-50-Gallon-Short-6-year-Limited-4500-Watt-Double-Element-Electric-Water-Heater/1000216833 | 714 | Estimate at $105 per labor hour, assume 6.8 hours work, reference: http://www.serviskey.net/support/rate-estimator?s4=FL; https://www.homewyse.com/costs/cost_of_instant_hot_water_heaters.html (direct fit/replacement) | 1299 | https://www.homedepot.com/p/Rheem-Performance-Platinum-50-gal-10-Year-Hybrid-High-Efficiency-Smart-Tank-Electric-Water-Heater-XE50T10HD50U1/303419574 | 840 | Estimate at $105 per labor hour, assume 8 hours work, reference: http://www.serviskey.net/support/rate-estimator?s4=FL; https://www.homewyse.com/costs/cost_of_instant_hot_water_heaters.html (minor fit change) | 1006 | unit | 1 | 1006
Equipment | Heat Pump Water Heater | Efficient 50 Gallon Electric Heat Pump Water Heater (EF = 2.5) | Code-Compliant 50 Gallon Electric Heat Pump Water Heater (EF = 0.95) | Commercial | New | Warehouse | FL Zone 2 | Per Unit | 20% | 14384.98 | 4988.553 | 9396.427 | 0.65321 | 10 | 1.5879 | 1.0562 | 419 | Baseline 50-gallon electric water heater: https://www.lowes.com/pd/A-O-Smith-Signature-50-Gallon-Short-6-year-Limited-4500-Watt-Double-Element-Electric-Water-Heater/1000216833 | 714 | Estimate at $105 per labor hour, assume 6.8 hours work, reference: http://www.serviskey.net/support/rate-estimator?s4=FL; https://www.homewyse.com/costs/cost_of_instant_hot_water_heaters.html (direct fit/replacement) | 1299 | https://www.homedepot.com/p/Rheem-Performance-Platinum-50-gal-10-Year-Hybrid-High-Efficiency-Smart-Tank-Electric-Water-Heater-XE50T10HD50U1/303419574 | 840 | Estimate at $105 per labor hour, assume 8 hours work, reference: http://www.serviskey.net/support/rate-estimator?s4=FL; https://www.homewyse.com/costs/cost_of_instant_hot_water_heaters.html (minor fit change) | 1006 | unit | 1 | 1006
Equipment | Instantaneous Hot Water System | Instantaneous Hot Water System | 0 | Commercial | Turnover | Assembly | FL Zone 2 | Per Water Heater | 95% | 6497.137 | 6117.253 | 379.8836 | 0.058469 | 20 | 0.042084 | 0.048493 | 0 | Reference source included incremental cost only | 714 | Estimate at $105 per labor hour, assume 6.8 hours work, reference: http://www.serviskey.net/support/rate-estimator?s4=FL; https://www.homewyse.com/costs/cost_of_instant_hot_water_heaters.html (direct fit/replacement) | 1350 | Illinois 2018 Statewide TRM, Section 4.3.5 (average incremental cost of sizes listed) | 2331 | Estimate at $105 per labor hour, assume 11.1 hours work per WH (assume additional 50% of time for 2nd & 3rd for wiring, breakers, etc), reference: http://www.serviskey.net/support/rate-estimator?s4=FL; https://www.homewyse.com/costs/cost_of_instant_hot_water_heaters.html (major fit/position change) | 2967 | unit | 1 | 2967
Equipment | Instantaneous Hot Water System | Instantaneous Hot Water System | 0 | Commercial | Turnover | College and University | FL Zone 2 | Per Water Heater | 95% | 149434.2 | 140696.8 | 8737.323 | 0.058469 | 20 | 0.82565 | 1.9915 | 0 | Reference source included incremental cost only | 714 | Estimate at $105 per labor hour, assume 6.8 hours work, reference: http://www.serviskey.net/support/rate-estimator?s4=FL; https://www.homewyse.com/costs/cost_of_instant_hot_water_heaters.html (direct fit/replacement) | 1350 | Illinois 2018 Statewide TRM, Section 4.3.5 (average incremental cost of sizes listed) | 2331 | Estimate at $105 per labor hour, assume 11.1 hours work per WH (assume additional 50% of time for 2nd & 3rd for wiring, breakers, etc), reference: http://www.serviskey.net/support/rate-estimator?s4=FL; https://www.homewyse.com/costs/cost_of_instant_hot_water_heaters.html (major fit/position change) | 2967 | unit | 10 | 29670
Equipment | Instantaneous Hot Water System | Instantaneous Hot Water System | 0 | Commercial | Turnover | Grocery | FL Zone 2 | Per Water Heater | 95% | 12994.27 | 12234.51 | 759.7673 | 0.058469 | 20 | 0.084523 | 0.088194 | 0 | Reference source included incremental cost only | 714 | Estimate at $105 per labor hour, assume 6.8 hours work, reference: http://www.serviskey.net/support/rate-estimator?s4=FL; https://www.homewyse.com/costs/cost_of_instant_hot_water_heaters.html (direct fit/replacement) | 1350 | Illinois 2018 Statewide TRM, Section 4.3.5 (average incremental cost of sizes listed) | 2331 | Estimate at $105 per labor hour, assume 11.1 hours work per WH (assume additional 50% of time for 2nd & 3rd for wiring, breakers, etc), reference: http://www.serviskey.net/support/rate-estimator?s4=FL; https://www.homewyse.com/costs/cost_of_instant_hot_water_heaters.html (major fit/position change) | 2967 | unit | 1 | 2967
Equipment | Instantaneous Hot Water System | Instantaneous Hot Water System | 0 | Commercial | Turnover | Healthcare | FL Zone 2 | Per Water Heater | 95% | 8662.849 | 8156.338 | 506.5115 | 0.058469 | 20 | 0.056112 | 0.064657 | 0 | Reference source included incremental cost only | 714 | Estimate at $105 per labor hour, assume 6.8 hours work, reference: http://www.serviskey.net/support/rate-estimator?s4=FL; https://www.homewyse.com/costs/cost_of_instant_hot_water_heaters.html (direct fit/replacement) | 1350 | Illinois 2018 Statewide TRM, Section 4.3.5 (average incremental cost of sizes listed) | 2331 | Estimate at $105 per labor hour, assume 11.1 hours work per WH (assume additional 50% of time for 2nd & 3rd for wiring, breakers, etc), reference: http://www.serviskey.net/support/rate-estimator?s4=FL; https://www.homewyse.com/costs/cost_of_instant_hot_water_heaters.html (major fit/position change) | 2967 | unit | 1 | 2967
Equipment | Instantaneous Hot Water System | Instantaneous Hot Water System | 0 | Commercial | Turnover | Hospitals | FL Zone 2 | Per Water Heater | 95% | 262051.2 | 246729.2 | 15321.97 | 0.058469 | 20 | 1.4479 | 3.4923 | 0 | Reference source included incremental cost only | 714 | Estimate at $105 per labor hour, assume 6.8 hours work, reference: http://www.serviskey.net/support/rate-estimator?s4=FL; https://www.homewyse.com/costs/cost_of_instant_hot_water_heaters.html (direct fit/replacement) | 1350 | Illinois 2018 Statewide TRM, Section 4.3.5 (average incremental cost of sizes listed) | 2331 | Estimate at $105 per labor hour, assume 11.1 hours work per WH (assume additional 50% of time for 2nd & 3rd for wiring, breakers, etc), reference: http://www.serviskey.net/support/rate-estimator?s4=FL; https://www.homewyse.com/costs/cost_of_instant_hot_water_heaters.html (major fit/position change) | 2967 | unit | 15 | 44505
Equipment | Instantaneous Hot Water System | Instantaneous Hot Water System | 0 | Commercial | Turnover | Institutional | FL Zone 2 | Per Water Heater | 95% | 519771 | 489380.3 | 30390.69 | 0.058469 | 20 | 3.3667 | 3.8794 | 0 | Reference source included incremental cost only | 714 | Estimate at $105 per labor hour, assume 6.8 hours work, reference: http://www.serviskey.net/support/rate-estimator?s4=FL; https://www.homewyse.com/costs/cost_of_instant_hot_water_heaters.html (direct fit/replacement) | 1350 | Illinois 2018 Statewide TRM, Section 4.3.5 (average incremental cost of sizes listed) | 2331 | Estimate at $105 per labor hour, assume 11.1 hours work per WH (assume additional 50% of time for 2nd & 3rd for wiring, breakers, etc), reference: http://www.serviskey.net/support/rate-estimator?s4=FL; https://www.homewyse.com/costs/cost_of_instant_hot_water_heaters.html (major fit/position change) | 2967 | unit | 25 | 74175
Equipment | Instantaneous Hot Water System | Instantaneous Hot Water System | 0 | Commercial | Turnover | Lodging/Hospitality | FL Zone 2 | Per Water Heater | 95% | 62372.52 | 58725.63 | 3646.883 | 0.058469 | 20 | 0.40571 | 0.42333 | 0 | Reference source included incremental cost only | 714 | Estimate at $105 per labor hour, assume 6.8 hours work, reference: http://www.serviskey.net/support/rate-estimator?s4=FL; https://www.homewyse.com/costs/cost_of_instant_hot_water_heaters.html (direct fit/replacement) | 1350 | Illinois 2018 Statewide TRM, Section 4.3.5 (average incremental cost of sizes listed) | 2331 | Estimate at $105 per labor hour, assume 11.1 hours work per WH (assume additional 50% of time for 2nd & 3rd for wiring, breakers, etc), reference: http://www.serviskey.net/support/rate-estimator?s4=FL; https://www.homewyse.com/costs/cost_of_instant_hot_water_heaters.html (major fit/position change) | 2967 | unit | 3 | 8901
Equipment | Instantaneous Hot Water System | Instantaneous Hot Water System | 0 | Commercial | Turnover | Miscellaneous | FL Zone 2 | Per Water Heater | 95% | 389828.2 | 367035.2 | 22793.02 | 0.058469 | 20 | 2.525 | 2.9096 | 0 | Reference source included incremental cost only | 714 | Estimate at $105 per labor hour, assume 6.8 hours work, reference: http://www.serviskey.net/support/rate-estimator?s4=FL; https://www.homewyse.com/costs/cost_of_instant_hot_water_heaters.html (direct fit/replacement) | 1350 | Illinois 2018 Statewide TRM, Section 4.3.5 (average incremental cost of sizes listed) | 2331 | Estimate at $105 per labor hour, assume 11.1 hours work per WH (assume additional 50% of time for 2nd & 3rd for wiring, breakers, etc), reference: http://www.serviskey.net/support/rate-estimator?s4=FL; https://www.homewyse.com/costs/cost_of_instant_hot_water_heaters.html (major fit/position change) | 2967 | unit | 20 | 59340
Equipment | Instantaneous Hot Water System | Instantaneous Hot Water System | 0 | Commercial | Turnover | Offices | FL Zone 2 | Per Water Heater | 95% | 54142.81 | 50977.11 | 3165.697 | 0.058469 | 20 | 0.3507 | 0.4041 | 0 | Reference source included incremental cost only | 714 | Estimate at $105 per labor hour, assume 6.8 hours work, reference: http://www.serviskey.net/support/rate-estimator?s4=FL; https://www.homewyse.com/costs/cost_of_instant_hot_water_heaters.html (direct fit/replacement) | 1350 | Illinois 2018 Statewide TRM, Section 4.3.5 (average incremental cost of sizes listed) | 2331 | Estimate at $105 per labor hour, assume 11.1 hours work per WH (assume additional 50% of time for 2nd & 3rd for wiring, breakers, etc), reference: http://www.serviskey.net/support/rate-estimator?s4=FL; https://www.homewyse.com/costs/cost_of_instant_hot_water_heaters.html (major fit/position change) | 2967 | unit | 3 | 8901
Equipment | Instantaneous Hot Water System | Instantaneous Hot Water System | 0 | Commercial | Turnover | Restaurants | FL Zone 2 | Per Water Heater | 95% | 21657.12 | 20390.84 | 1266.279 | 0.058469 | 20 | 0.14087 | 0.14699 | 0 | Reference source included incremental cost only | 714 | Estimate at $105 per labor hour, assume 6.8 hours work, reference: http://www.serviskey.net/support/rate-estimator?s4=FL; https://www.homewyse.com/costs/cost_of_instant_hot_water_heaters.html (direct fit/replacement) | 1350 | Illinois 2018 Statewide TRM, Section 4.3.5 (average incremental cost of sizes listed) | 2331 | Estimate at $105 per labor hour, assume 11.1 hours work per WH (assume additional 50% of time for 2nd & 3rd for wiring, breakers, etc), reference: http://www.serviskey.net/support/rate-estimator?s4=FL; https://www.homewyse.com/costs/cost_of_instant_hot_water_heaters.html (major fit/position change) | 2967 | unit | 2 | 5934
Equipment | Instantaneous Hot Water System | Instantaneous Hot Water System | 0 | Commercial | Turnover | Retail | FL Zone 2 | Per Water Heater | 95% | 38592.99 | 36336.49 | 2256.509 | 0.058469 | 20 | 0.25103 | 0.26194 | 0 | Reference source included incremental cost only | 714 | Estimate at $105 per labor hour, assume 6.8 hours work, reference: http://www.serviskey.net/support/rate-estimator?s4=FL; https://www.homewyse.com/costs/cost_of_instant_hot_water_heaters.html (direct fit/replacement) | 1350 | Illinois 2018 Statewide TRM, Section 4.3.5 (average incremental cost of sizes listed) | 2331 | Estimate at $105 per labor hour, assume 11.1 hours work per WH (assume additional 50% of time for 2nd & 3rd for wiring, breakers, etc), reference: http://www.serviskey.net/support/rate-estimator?s4=FL; https://www.homewyse.com/costs/cost_of_instant_hot_water_heaters.html (major fit/position change) | 2967 | unit | 3 | 8901
Equipment | Instantaneous Hot Water System | Instantaneous Hot Water System | 0 | Commercial | Turnover | Schools K-12 | FL Zone 2 | Per Water Heater | 95% | 2707.2 | 2548.911 | 158.2883 | 0.058469 | 20 | 0.017535 | 0.020206 | 0 | Reference source included incremental cost only | 714 | Estimate at $105 per labor hour, assume 6.8 hours work, reference: http://www.serviskey.net/support/rate-estimator?s4=FL; https://www.homewyse.com/costs/cost_of_instant_hot_water_heaters.html (direct fit/replacement) | 1350 | Illinois 2018 Statewide TRM, Section 4.3.5 (average incremental cost of sizes listed) | 2331 | Estimate at $105 per labor hour, assume 11.1 hours work per WH (assume additional 50% of time for 2nd & 3rd for wiring, breakers, etc), reference: http://www.serviskey.net/support/rate-estimator?s4=FL; https://www.homewyse.com/costs/cost_of_instant_hot_water_heaters.html (major fit/position change) | 2967 | unit | 1 | 2967
Equipment | Instantaneous Hot Water System | Instantaneous Hot Water System | 0 | Commercial | Turnover | Warehouse | FL Zone 2 | Per Water Heater | 95% | 12994.27 | 12234.51 | 759.7673 | 0.058469 | 20 | 0.084168 | 0.096985 | 0 | Reference source included incremental cost only | 714 | Estimate at $105 per labor hour, assume 6.8 hours work, reference: http://www.serviskey.net/support/rate-estimator?s4=FL; https://www.homewyse.com/costs/cost_of_instant_hot_water_heaters.html (direct fit/replacement) | 1350 | Illinois 2018 Statewide TRM, Section 4.3.5 (average incremental cost of sizes listed) | 2331 | Estimate at $105 per labor hour, assume 11.1 hours work per WH (assume additional 50% of time for 2nd & 3rd for wiring, breakers, etc), reference: http://www.serviskey.net/support/rate-estimator?s4=FL; https://www.homewyse.com/costs/cost_of_instant_hot_water_heaters.html (major fit/position change) | 2967 | unit | 1 | 2967
Equipment | Instantaneous Hot Water System | Instantaneous Hot Water System | 0 | Commercial | New | Assembly | FL Zone 2 | Per Water Heater | 95% | 6497.137 | 6117.253 | 379.8836 | 0.058469 | 20 | 0.042084 | 0.048493 | 0 | Reference source included incremental cost only | 714 | Estimate at $105 per labor hour, assume 6.8 hours work, reference: http://www.serviskey.net/support/rate-estimator?s4=FL; https://www.homewyse.com/costs/cost_of_instant_hot_water_heaters.html (direct fit/replacement) | 1350 | Illinois 2018 Statewide TRM, Section 4.3.5 (average incremental cost of sizes listed) | 2331 | Estimate at $105 per labor hour, assume 11.1 hours work per WH (assume additional 50% of time for 2nd & 3rd for wiring, breakers, etc), reference: http://www.serviskey.net/support/rate-estimator?s4=FL; https://www.homewyse.com/costs/cost_of_instant_hot_water_heaters.html (major fit/position change) | 2967 | unit | 1 | 2967
Equipment | Instantaneous Hot Water System | Instantaneous Hot Water System | 0 | Commercial | New | College and University | FL Zone 2 | Per Water Heater | 95% | 149434.2 | 140696.8 | 8737.323 | 0.058469 | 20 | 0.82565 | 1.9915 | 0 | Reference source included incremental cost only | 714 | Estimate at $105 per labor hour, assume 6.8 hours work, reference: http://www.serviskey.net/support/rate-estimator?s4=FL; https://www.homewyse.com/costs/cost_of_instant_hot_water_heaters.html (direct fit/replacement) | 1350 | Illinois 2018 Statewide TRM, Section 4.3.5 (average incremental cost of sizes listed) | 2331 | Estimate at $105 per labor hour, assume 11.1 hours work per WH (assume additional 50% of time for 2nd & 3rd for wiring, breakers, etc), reference: http://www.serviskey.net/support/rate-estimator?s4=FL; https://www.homewyse.com/costs/cost_of_instant_hot_water_heaters.html (major fit/position change) | 2967 | unit | 10 | 29670
Equipment | Instantaneous Hot Water System | Instantaneous Hot Water System | 0 | Commercial | New | Grocery | FL Zone 2 | Per Water Heater | 95% | 12994.27 | 12234.51 | 759.7673 | 0.058469 | 20 | 0.084523 | 0.088194 | 0 | Reference source included incremental cost only | 714 | Estimate at $105 per labor hour, assume 6.8 hours work, reference: http://www.serviskey.net/support/rate-estimator?s4=FL; https://www.homewyse.com/costs/cost_of_instant_hot_water_heaters.html (direct fit/replacement) | 1350 | Illinois 2018 Statewide TRM, Section 4.3.5 (average incremental cost of sizes listed) | 2331 | Estimate at $105 per labor hour, assume 11.1 hours work per WH (assume additional 50% of time for 2nd & 3rd for wiring, breakers, etc), reference: http://www.serviskey.net/support/rate-estimator?s4=FL; https://www.homewyse.com/costs/cost_of_instant_hot_water_heaters.html (major fit/position change) | 2967 | unit | 1 | 2967
Equipment | Instantaneous Hot Water System | Instantaneous Hot Water System | 0 | Commercial | New | Healthcare | FL Zone 2 | Per Water Heater | 95% | 8662.849 | 8156.338 | 506.5115 | 0.058469 | 20 | 0.056112 | 0.064657 | 0 | Reference source included incremental cost only | 714 | Estimate at $105 per labor hour, assume 6.8 hours work, reference: http://www.serviskey.net/support/rate-estimator?s4=FL; https://www.homewyse.com/costs/cost_of_instant_hot_water_heaters.html (direct fit/replacement) | 1350 | Illinois 2018 Statewide TRM, Section 4.3.5 (average incremental cost of sizes listed) | 2331 | Estimate at $105 per labor hour, assume 11.1 hours work per WH (assume additional 50% of time for 2nd & 3rd for wiring, breakers, etc), reference: http://www.serviskey.net/support/rate-estimator?s4=FL; https://www.homewyse.com/costs/cost_of_instant_hot_water_heaters.html (major fit/position change) | 2967 | unit | 1 | 2967
Equipment | Instantaneous Hot Water System | Instantaneous Hot Water System | 0 | Commercial | New | Hospitals | FL Zone 2 | Per Water Heater | 95% | 262051.2 | 246729.2 | 15321.97 | 0.058469 | 20 | 1.4479 | 3.4923 | 0 | Reference source included incremental cost only | 714 | Estimate at $105 per labor hour, assume 6.8 hours work, reference: http://www.serviskey.net/support/rate-estimator?s4=FL; https://www.homewyse.com/costs/cost_of_instant_hot_water_heaters.html (direct fit/replacement) | 1350 | Illinois 2018 Statewide TRM, Section 4.3.5 (average incremental cost of sizes listed) | 2331 | Estimate at $105 per labor hour, assume 11.1 hours work per WH (assume additional 50% of time for 2nd & 3rd for wiring, breakers, etc), reference: http://www.serviskey.net/support/rate-estimator?s4=FL; https://www.homewyse.com/costs/cost_of_instant_hot_water_heaters.html (major fit/position change) | 2967 | unit | 15 | 44505
Equipment | Instantaneous Hot Water System | Instantaneous Hot Water System | 0 | Commercial | New | Institutional | FL Zone 2 | Per Water Heater | 95% | 519771 | 489380.3 | 30390.69 | 0.058469 | 20 | 3.3667 | 3.8794 | 0 | Reference source included incremental cost only | 714 | Estimate at $105 per labor hour, assume 6.8 hours work, reference: http://www.serviskey.net/support/rate-estimator?s4=FL; https://www.homewyse.com/costs/cost_of_instant_hot_water_heaters.html (direct fit/replacement) | 1350 | Illinois 2018 Statewide TRM, Section 4.3.5 (average incremental cost of sizes listed) | 2331 | Estimate at $105 per labor hour, assume 11.1 hours work per WH (assume additional 50% of time for 2nd & 3rd for wiring, breakers, etc), reference: http://www.serviskey.net/support/rate-estimator?s4=FL; https://www.homewyse.com/costs/cost_of_instant_hot_water_heaters.html (major fit/position change) | 2967 | unit | 25 | 74175
Equipment | Instantaneous Hot Water System | Instantaneous Hot Water System | 0 | Commercial | New | Lodging/Hospitality | FL Zone 2 | Per Water Heater | 95% | 62372.52 | 58725.63 | 3646.883 | 0.058469 | 20 | 0.40571 | 0.42333 | 0 | Reference source included incremental cost only | 714 | Estimate at $105 per labor hour, assume 6.8 hours work, reference: http://www.serviskey.net/support/rate-estimator?s4=FL; https://www.homewyse.com/costs/cost_of_instant_hot_water_heaters.html (direct fit/replacement) | 1350 | Illinois 2018 Statewide TRM, Section 4.3.5 (average incremental cost of sizes listed) | 2331 | Estimate at $105 per labor hour, assume 11.1 hours work per WH (assume additional 50% of time for 2nd & 3rd for wiring, breakers, etc), reference: http://www.serviskey.net/support/rate-estimator?s4=FL; https://www.homewyse.com/costs/cost_of_instant_hot_water_heaters.html (major fit/position change) | 2967 | unit | 3 | 8901
Equipment | Instantaneous Hot Water System | Instantaneous Hot Water System | 0 | Commercial | New | Miscellaneous | FL Zone 2 | Per Water Heater | 95% | 389828.2 | 367035.2 | 22793.02 | 0.058469 | 20 | 2.525 | 2.9096 | 0 | Reference source included incremental cost only | 714 | Estimate at $105 per labor hour, assume 6.8 hours work, reference: http://www.serviskey.net/support/rate-estimator?s4=FL; https://www.homewyse.com/costs/cost_of_instant_hot_water_heaters.html (direct fit/replacement) | 1350 | Illinois 2018 Statewide TRM, Section 4.3.5 (average incremental cost of sizes listed) | 2331 | Estimate at $105 per labor hour, assume 11.1 hours work per WH (assume additional 50% of time for 2nd & 3rd for wiring, breakers, etc), reference: http://www.serviskey.net/support/rate-estimator?s4=FL; https://www.homewyse.com/costs/cost_of_instant_hot_water_heaters.html (major fit/position change) | 2967 | unit | 20 | 59340
Equipment | Instantaneous Hot Water System | Instantaneous Hot Water System | 0 | Commercial | New | Offices | FL Zone 2 | Per Water Heater | 95% | 54142.81 | 50977.11 | 3165.697 | 0.058469 | 20 | 0.3507 | 0.4041 | 0 | Reference source included incremental cost only | 714 | Estimate at $105 per labor hour, assume 6.8 hours work, reference: http://www.serviskey.net/support/rate-estimator?s4=FL; https://www.homewyse.com/costs/cost_of_instant_hot_water_heaters.html (direct fit/replacement) | 1350 | Illinois 2018 Statewide TRM, Section 4.3.5 (average incremental cost of sizes listed) | 2331 | Estimate at $105 per labor hour, assume 11.1 hours work per WH (assume additional 50% of time for 2nd & 3rd for wiring, breakers, etc), reference: http://www.serviskey.net/support/rate-estimator?s4=FL; https://www.homewyse.com/costs/cost_of_instant_hot_water_heaters.html (major fit/position change) | 2967 | unit | 3 | 8901
Equipment | Instantaneous Hot Water System | Instantaneous Hot Water System | 0 | Commercial | New | Restaurants | FL Zone 2 | Per Water Heater | 95% | 21657.12 | 20390.84 | 1266.279 | 0.058469 | 20 | 0.14087 | 0.14699 | 0 | Reference source included incremental cost only | 714 | Estimate at $105 per labor hour, assume 6.8 hours work, reference: http://www.serviskey.net/support/rate-estimator?s4=FL; https://www.homewyse.com/costs/cost_of_instant_hot_water_heaters.html (direct fit/replacement) | 1350 | Illinois 2018 Statewide TRM, Section 4.3.5 (average incremental cost of sizes listed) | 2331 | Estimate at $105 per labor hour, assume 11.1 hours work per WH (assume additional 50% of time for 2nd & 3rd for wiring, breakers, etc), reference: http://www.serviskey.net/support/rate-estimator?s4=FL; https://www.homewyse.com/costs/cost_of_instant_hot_water_heaters.html (major fit/position change) | 2967 | unit | 2 | 5934
Equipment | Instantaneous Hot Water System | Instantaneous Hot Water System | 0 | Commercial | New | Retail | FL Zone 2 | Per Water Heater | 95% | 38592.99 | 36336.49 | 2256.509 | 0.058469 | 20 | 0.25103 | 0.26194 | 0 | Reference source included incremental cost only | 714 | Estimate at $105 per labor hour, assume 6.8 hours work, reference: http://www.serviskey.net/support/rate-estimator?s4=FL; https://www.homewyse.com/costs/cost_of_instant_hot_water_heaters.html (direct fit/replacement) | 1350 | Illinois 2018 Statewide TRM, Section 4.3.5 (average incremental cost of sizes listed) | 2331 | Estimate at $105 per labor hour, assume 11.1 hours work per WH (assume additional 50% of time for 2nd & 3rd for wiring, breakers, etc), reference: http://www.serviskey.net/support/rate-estimator?s4=FL; https://www.homewyse.com/costs/cost_of_instant_hot_water_heaters.html (major fit/position change) | 2967 | unit | 3 | 8901
Equipment | Instantaneous Hot Water System | Instantaneous Hot Water System | 0 | Commercial | New | Schools K-12 | FL Zone 2 | Per Water Heater | 95% | 2707.2 | 2548.911 | 158.2883 | 0.058469 | 20 | 0.017535 | 0.020206 | 0 | Reference source included incremental cost only | 714 | Estimate at $105 per labor hour, assume 6.8 hours work, reference: http://www.serviskey.net/support/rate-estimator?s4=FL; https://www.homewyse.com/costs/cost_of_instant_hot_water_heaters.html (direct fit/replacement) | 1350 | Illinois 2018 Statewide TRM, Section 4.3.5 (average incremental cost of sizes listed) | 2331 | Estimate at $105 per labor hour, assume 11.1 hours work per WH (assume additional 50% of time for 2nd & 3rd for wiring, breakers, etc), reference: http://www.serviskey.net/support/rate-estimator?s4=FL; https://www.homewyse.com/costs/cost_of_instant_hot_water_heaters.html (major fit/position change) | 2967 | unit | 1 | 2967
Equipment | Instantaneous Hot Water System | Instantaneous Hot Water System | 0 | Commercial | New | Warehouse | FL Zone 2 | Per Water Heater | 95% | 12994.27 | 12234.51 | 759.7673 | 0.058469 | 20 | 0.084168 | 0.096985 | 0 | Reference source included incremental cost only | 714 | Estimate at $105 per labor hour, assume 6.8 hours work, reference: http://www.serviskey.net/support/rate-estimator?s4=FL; https://www.homewyse.com/costs/cost_of_instant_hot_water_heaters.html (direct fit/replacement) | 1350 | Illinois 2018 Statewide TRM, Section 4.3.5 (average incremental cost of sizes listed) | 2331 | Estimate at $105 per labor hour, assume 11.1 hours work per WH (assume additional 50% of time for 2nd & 3rd for wiring, breakers, etc), reference: http://www.serviskey.net/support/rate-estimator?s4=FL; https://www.homewyse.com/costs/cost_of_instant_hot_water_heaters.html (major fit/position change) | 2967 | unit | 1 | 2967
Equipment | Solar Water Heater | Solar Powered 50 Gallon Electric Resistance Water Heater (EF = 4.05) | Code-Compliant 50 Gallon Electric Resistance Water Heater (EF = 0.95) | Commercial | Turnover | Assembly | FL Zone 2 | Per Unit | 13% | 7192.49 | 1678.248 | 5514.242 | 0.76667 | 15 | 0.41214 | 0.057863 | 419 | Baseline 50-gallon electric water heater: https://www.lowes.com/pd/A-O-Smith-Signature-50-Gallon-Short-6-year-Limited-4500-Watt-Double-Element-Electric-Water-Heater/1000216833 | 714 | Estimate at $105 per labor hour, assume 6.8 hours work, reference: http://www.serviskey.net/support/rate-estimator?s4=FL; https://www.homewyse.com/costs/cost_of_instant_hot_water_heaters.html (direct fit/replacement) | 7900 | Average installed cost for FPL Pilot Offering | 0 | reference source did not distinguish material and labor costs | 6767 | unit | 1 | 6767
Equipment | Solar Water Heater | Solar Powered 50 Gallon Electric Resistance Water Heater (EF = 4.05) | Code-Compliant 50 Gallon Electric Resistance Water Heater (EF = 0.95) | Commercial | Turnover | College and University | FL Zone 2 | Per Unit | 19% | 165427.3 | 38599.69 | 126827.6 | 0.76667 | 15 | 9.4793 | 1.3308 | 419 | Baseline 50-gallon electric water heater: https://www.lowes.com/pd/A-O-Smith-Signature-50-Gallon-Short-6-year-Limited-4500-Watt-Double-Element-Electric-Water-Heater/1000216833 | 714 | Estimate at $105 per labor hour, assume 6.8 hours work, reference: http://www.serviskey.net/support/rate-estimator?s4=FL; https://www.homewyse.com/costs/cost_of_instant_hot_water_heaters.html (direct fit/replacement) | 7900 | Average installed cost for FPL Pilot Offering | 0 | reference source did not distinguish material and labor costs | 6767 | unit | 10 | 67670
Equipment | Solar Water Heater | Solar Powered 50 Gallon Electric Resistance Water Heater (EF = 4.05) | Code-Compliant 50 Gallon Electric Resistance Water Heater (EF = 0.95) | Commercial | Turnover | Grocery | FL Zone 2 | Per Unit | 28% | 14384.98 | 3356.495 | 11028.48 | 0.76667 | 15 | 0.82429 | 0.11573 | 419 | Baseline 50-gallon electric water heater: https://www.lowes.com/pd/A-O-Smith-Signature-50-Gallon-Short-6-year-Limited-4500-Watt-Double-Element-Electric-Water-Heater/1000216833 | 714 | Estimate at $105 per labor hour, assume 6.8 hours work, reference: http://www.serviskey.net/support/rate-estimator?s4=FL; https://www.homewyse.com/costs/cost_of_instant_hot_water_heaters.html (direct fit/replacement) | 7900 | Average installed cost for FPL Pilot Offering | 0 | reference source did not distinguish material and labor costs | 6767 | unit | 1 | 6767
Equipment | Solar Water Heater | Solar Powered 50 Gallon Electric Resistance Water Heater (EF = 4.05) | Code-Compliant 50 Gallon Electric Resistance Water Heater (EF = 0.95) | Commercial | Turnover | Healthcare | FL Zone 2 | Per Unit | 9% | 9589.986 | 2237.663 | 7352.323 | 0.76667 | 15 | 0.54953 | 0.07715 | 419 | Baseline 50-gallon electric water heater: https://www.lowes.com/pd/A-O-Smith-Signature-50-Gallon-Short-6-year-Limited-4500-Watt-Double-Element-Electric-Water-Heater/1000216833 | 714 | Estimate at $105 per labor hour, assume 6.8 hours work, reference: http://www.serviskey.net/support/rate-estimator?s4=FL; https://www.homewyse.com/costs/cost_of_instant_hot_water_heaters.html (direct fit/replacement) | 7900 | Average installed cost for FPL Pilot Offering | 0 | reference source did not distinguish material and labor costs | 6767 | unit | 1 | 6767
Equipment | Solar Water Heater | Solar Powered 50 Gallon Electric Resistance Water Heater (EF = 4.05) | Code-Compliant 50 Gallon Electric Resistance Water Heater (EF = 0.95) | Commercial | Turnover | Hospitals | FL Zone 2 | Per Unit | 5% | 290097.1 | 67689.32 | 222407.8 | 0.76667 | 15 | 16.6232 | 2.3338 | 419 | Baseline 50-gallon electric water heater: https://www.lowes.com/pd/A-O-Smith-Signature-50-Gallon-Short-6-year-Limited-4500-Watt-Double-Element-Electric-Water-Heater/1000216833 | 714 | Estimate at $105 per labor hour, assume 6.8 hours work, reference: http://www.serviskey.net/support/rate-estimator?s4=FL; https://www.homewyse.com/costs/cost_of_instant_hot_water_heaters.html (direct fit/replacement) | 7900 | Average installed cost for FPL Pilot Offering | 0 | reference source did not distinguish material and labor costs | 6767 | unit | 15 | 101505
Equipment | Solar Water Heater | Solar Powered 50 Gallon Electric Resistance Water Heater (EF = 4.05) | Code-Compliant 50 Gallon Electric Resistance Water Heater (EF = 0.95) | Commercial | Turnover | Institutional | FL Zone 2 | Per Unit | 13% | 575399.2 | 134259.8 | 441139.4 | 0.76667 | 15 | 32.9716 | 4.629 | 419 | Baseline 50-gallon electric water heater: https://www.lowes.com/pd/A-O-Smith-Signature-50-Gallon-Short-6-year-Limited-4500-Watt-Double-Element-Electric-Water-Heater/1000216833 | 714 | Estimate at $105 per labor hour, assume 6.8 hours work, reference: http://www.serviskey.net/support/rate-estimator?s4=FL; https://www.homewyse.com/costs/cost_of_instant_hot_water_heaters.html (direct fit/replacement) | 7900 | Average installed cost for FPL Pilot Offering | 0 | reference source did not distinguish material and labor costs | 6767 | unit | 25 | 169175
Equipment | Solar Water Heater | Solar Powered 50 Gallon Electric Resistance Water Heater (EF = 4.05) | Code-Compliant 50 Gallon Electric Resistance Water Heater (EF = 0.95) | Commercial | Turnover | Lodging/Hospitality | FL Zone 2 | Per Unit | 6% | 69047.9 | 16111.18 | 52936.72 | 0.76667 | 15 | 3.9566 | 0.55548 | 419 | Baseline 50-gallon electric water heater: https://www.lowes.com/pd/A-O-Smith-Signature-50-Gallon-Short-6-year-Limited-4500-Watt-Double-Element-Electric-Water-Heater/1000216833 | 714 | Estimate at $105 per labor hour, assume 6.8 hours work, reference: http://www.serviskey.net/support/rate-estimator?s4=FL; https://www.homewyse.com/costs/cost_of_instant_hot_water_heaters.html (direct fit/replacement) | 7900 | Average installed cost for FPL Pilot Offering | 0 | reference source did not distinguish material and labor costs | 6767 | unit | 3 | 20301
Equipment | Solar Water Heater | Solar Powered 50 Gallon Electric Resistance Water Heater (EF = 4.05) | Code-Compliant 50 Gallon Electric Resistance Water Heater (EF = 0.95) | Commercial | Turnover | Miscellaneous | FL Zone 2 | Per Unit | 13% | 431549.4 | 100694.9 | 330854.5 | 0.76667 | 15 | 24.7287 | 3.4718 | 419 | Baseline 50-gallon electric water heater: https://www.lowes.com/pd/A-O-Smith-Signature-50-Gallon-Short-6-year-Limited-4500-Watt-Double-Element-Electric-Water-Heater/1000216833 | 714 | Estimate at $105 per labor hour, assume 6.8 hours work, reference: http://www.serviskey.net/support/rate-estimator?s4=FL; https://www.homewyse.com/costs/cost_of_instant_hot_water_heaters.html (direct fit/replacement) | 7900 | Average installed cost for FPL Pilot Offering | 0 | reference source did not distinguish material and labor costs | 6767 | unit | 20 | 135340
Equipment | Solar Water Heater | Solar Powered 50 Gallon Electric Resistance Water Heater (EF = 4.05) | Code-Compliant 50 Gallon Electric Resistance Water Heater (EF = 0.95) | Commercial | Turnover | Offices | FL Zone 2 | Per Unit | 7% | 59937.41 | 13985.4 | 45952.02 | 0.76667 | 15 | 3.4345 | 0.48219 | 419 | Baseline 50-gallon electric water heater: https://www.lowes.com/pd/A-O-Smith-Signature-50-Gallon-Short-6-year-Limited-4500-Watt-Double-Element-Electric-Water-Heater/1000216833 | 714 | Estimate at $105 per labor hour, assume 6.8 hours work, reference: http://www.serviskey.net/support/rate-estimator?s4=FL; https://www.homewyse.com/costs/cost_of_instant_hot_water_heaters.html (direct fit/replacement) | 7900 | Average installed cost for FPL Pilot Offering | 0 | reference source did not distinguish material and labor costs | 6767 | unit | 3 | 20301
Equipment | Solar Water Heater | Solar Powered 50 Gallon Electric Resistance Water Heater (EF = 4.05) | Code-Compliant 50 Gallon Electric Resistance Water Heater (EF = 0.95) | Commercial | Turnover | Restaurants | FL Zone 2 | Per Unit | 27% | 23974.97 | 5594.159 | 18380.81 | 0.76667 | 15 | 1.3738 | 0.19288 | 419 | Baseline 50-gallon electric water heater: https://www.lowes.com/pd/A-O-Smith-Signature-50-Gallon-Short-6-year-Limited-4500-Watt-Double-Element-Electric-Water-Heater/1000216833 | 714 | Estimate at $105 per labor hour, assume 6.8 hours work, reference: http://www.serviskey.net/support/rate-estimator?s4=FL; https://www.homewyse.com/costs/cost_of_instant_hot_water_heaters.html (direct fit/replacement) | 7900 | Average installed cost for FPL Pilot Offering | 0 | reference source did not distinguish material and labor costs | 6767 | unit | 2 | 13534
Equipment | Solar Water Heater | Solar Powered 50 Gallon Electric Resistance Water Heater (EF = 4.05) | Code-Compliant 50 Gallon Electric Resistance Water Heater (EF = 0.95) | Commercial | Turnover | Retail | FL Zone 2 | Per Unit | 29% | 42723.39 | 9968.791 | 32754.6 | 0.76667 | 15 | 2.4481 | 0.3437 | 419 | Baseline 50-gallon electric water heater: https://www.lowes.com/pd/A-O-Smith-Signature-50-Gallon-Short-6-year-Limited-4500-Watt-Double-Element-Electric-Water-Heater/1000216833 | 714 | Estimate at $105 per labor hour, assume 6.8 hours work, reference: http://www.serviskey.net/support/rate-estimator?s4=FL; https://www.homewyse.com/costs/cost_of_instant_hot_water_heaters.html (direct fit/replacement) | 7900 | Average installed cost for FPL Pilot Offering | 0 | reference source did not distinguish material and labor costs | 6767 | unit | 3 | 20301
Equipment | Solar Water Heater | Solar Powered 50 Gallon Electric Resistance Water Heater (EF = 4.05) | Code-Compliant 50 Gallon Electric Resistance Water Heater (EF = 0.95) | Commercial | Turnover | Schools K-12 | FL Zone 2 | Per Unit | 19% | 2996.936 | 699.2852 | 2297.651 | 0.76667 | 15 | 0.17173 | 0.02411 | 419 | Baseline 50-gallon electric water heater: https://www.lowes.com/pd/A-O-Smith-Signature-50-Gallon-Short-6-year-Limited-4500-Watt-Double-Element-Electric-Water-Heater/1000216833 | 714 | Estimate at $105 per labor hour, assume 6.8 hours work, reference: http://www.serviskey.net/support/rate-estimator?s4=FL; https://www.homewyse.com/costs/cost_of_instant_hot_water_heaters.html (direct fit/replacement) | 7900 | Average installed cost for FPL Pilot Offering | 0 | reference source did not distinguish material and labor costs | 6767 | unit | 1 | 6767
Equipment | Solar Water Heater | Solar Powered 50 Gallon Electric Resistance Water Heater (EF = 4.05) | Code-Compliant 50 Gallon Electric Resistance Water Heater (EF = 0.95) | Commercial | Turnover | Warehouse | FL Zone 2 | Per Unit | 27% | 14384.98 | 3356.495 | 11028.48 | 0.76667 | 15 | 0.82429 | 0.11573 | 419 | Baseline 50-gallon electric water heater: https://www.lowes.com/pd/A-O-Smith-Signature-50-Gallon-Short-6-year-Limited-4500-Watt-Double-Element-Electric-Water-Heater/1000216833 | 714 | Estimate at $105 per labor hour, assume 6.8 hours work, reference: http://www.serviskey.net/support/rate-estimator?s4=FL; https://www.homewyse.com/costs/cost_of_instant_hot_water_heaters.html (direct fit/replacement) | 7900 | Average installed cost for FPL Pilot Offering | 0 | reference source did not distinguish material and labor costs | 6767 | unit | 1 | 6767
Equipment | Solar Water Heater | Solar Powered 50 Gallon Electric Resistance Water Heater (EF = 4.05) | Code-Compliant 50 Gallon Electric Resistance Water Heater (EF = 0.95) | Commercial | New | Assembly | FL Zone 2 | Per Unit | 13% | 7192.49 | 1678.248 | 5514.242 | 0.76667 | 15 | 0.41214 | 0.057863 | 419 | Baseline 50-gallon electric water heater: https://www.lowes.com/pd/A-O-Smith-Signature-50-Gallon-Short-6-year-Limited-4500-Watt-Double-Element-Electric-Water-Heater/1000216833 | 714 | Estimate at $105 per labor hour, assume 6.8 hours work, reference: http://www.serviskey.net/support/rate-estimator?s4=FL; https://www.homewyse.com/costs/cost_of_instant_hot_water_heaters.html (direct fit/replacement) | 7900 | Average installed cost for FPL Pilot Offering | 0 | reference source did not distinguish material and labor costs | 6767 | unit | 1 | 6767
Equipment | Solar Water Heater | Solar Powered 50 Gallon Electric Resistance Water Heater (EF = 4.05) | Code-Compliant 50 Gallon Electric Resistance Water Heater (EF = 0.95) | Commercial | New | College and University | FL Zone 2 | Per Unit | 19% | 165427.3 | 38599.69 | 126827.6 | 0.76667 | 15 | 9.4793 | 1.3308 | 419 | Baseline 50-gallon electric water heater: https://www.lowes.com/pd/A-O-Smith-Signature-50-Gallon-Short-6-year-Limited-4500-Watt-Double-Element-Electric-Water-Heater/1000216833 | 714 | Estimate at $105 per labor hour, assume 6.8 hours work, reference: http://www.serviskey.net/support/rate-estimator?s4=FL; https://www.homewyse.com/costs/cost_of_instant_hot_water_heaters.html (direct fit/replacement) | 7900 | Average installed cost for FPL Pilot Offering | 0 | reference source did not distinguish material and labor costs | 6767 | unit | 10 | 67670
Equipment | Solar Water Heater | Solar Powered 50 Gallon Electric Resistance Water Heater (EF = 4.05) | Code-Compliant 50 Gallon Electric Resistance Water Heater (EF = 0.95) | Commercial | New | Grocery | FL Zone 2 | Per Unit | 28% | 14384.98 | 3356.495 | 11028.48 | 0.76667 | 15 | 0.82429 | 0.11573 | 419 | Baseline 50-gallon electric water heater: https://www.lowes.com/pd/A-O-Smith-Signature-50-Gallon-Short-6-year-Limited-4500-Watt-Double-Element-Electric-Water-Heater/1000216833 | 714 | Estimate at $105 per labor hour, assume 6.8 hours work, reference: http://www.serviskey.net/support/rate-estimator?s4=FL; https://www.homewyse.com/costs/cost_of_instant_hot_water_heaters.html (direct fit/replacement) | 7900 | Average installed cost for FPL Pilot Offering | 0 | reference source did not distinguish material and labor costs | 6767 | unit | 1 | 6767
Equipment | Solar Water Heater | Solar Powered 50 Gallon Electric Resistance Water Heater (EF = 4.05) | Code-Compliant 50 Gallon Electric Resistance Water Heater (EF = 0.95) | Commercial | New | Healthcare | FL Zone 2 | Per Unit | 9% | 9589.986 | 2237.663 | 7352.323 | 0.76667 | 15 | 0.54953 | 0.07715 | 419 | Baseline 50-gallon electric water heater: https://www.lowes.com/pd/A-O-Smith-Signature-50-Gallon-Short-6-year-Limited-4500-Watt-Double-Element-Electric-Water-Heater/1000216833 | 714 | Estimate at $105 per labor hour, assume 6.8 hours work, reference: http://www.serviskey.net/support/rate-estimator?s4=FL; https://www.homewyse.com/costs/cost_of_instant_hot_water_heaters.html (direct fit/replacement) | 7900 | Average installed cost for FPL Pilot Offering | 0 | reference source did not distinguish material and labor costs | 6767 | unit | 1 | 6767
Equipment | Solar Water Heater | Solar Powered 50 Gallon Electric Resistance Water Heater (EF = 4.05) | Code-Compliant 50 Gallon Electric Resistance Water Heater (EF = 0.95) | Commercial | New | Hospitals | FL Zone 2 | Per Unit | 5% | 290097.1 | 67689.32 | 222407.8 | 0.76667 | 15 | 16.6232 | 2.3338 | 419 | Baseline 50-gallon electric water heater: https://www.lowes.com/pd/A-O-Smith-Signature-50-Gallon-Short-6-year-Limited-4500-Watt-Double-Element-Electric-Water-Heater/1000216833 | 714 | Estimate at $105 per labor hour, assume 6.8 hours work, reference: http://www.serviskey.net/support/rate-estimator?s4=FL; https://www.homewyse.com/costs/cost_of_instant_hot_water_heaters.html (direct fit/replacement) | 7900 | Average installed cost for FPL Pilot Offering | 0 | reference source did not distinguish material and labor costs | 6767 | unit | 15 | 101505
Equipment | Solar Water Heater | Solar Powered 50 Gallon Electric Resistance Water Heater (EF = 4.05) | Code-Compliant 50 Gallon Electric Resistance Water Heater (EF = 0.95) | Commercial | New | Institutional | FL Zone 2 | Per Unit | 13% | 575399.2 | 134259.8 | 441139.4 | 0.76667 | 15 | 32.9716 | 4.629 | 419 | Baseline 50-gallon electric water heater: https://www.lowes.com/pd/A-O-Smith-Signature-50-Gallon-Short-6-year-Limited-4500-Watt-Double-Element-Electric-Water-Heater/1000216833 | 714 | Estimate at $105 per labor hour, assume 6.8 hours work, reference: http://www.serviskey.net/support/rate-estimator?s4=FL; https://www.homewyse.com/costs/cost_of_instant_hot_water_heaters.html (direct fit/replacement) | 7900 | Average installed cost for FPL Pilot Offering | 0 | reference source did not distinguish material and labor costs | 6767 | unit | 25 | 169175
Equipment | Solar Water Heater | Solar Powered 50 Gallon Electric Resistance Water Heater (EF = 4.05) | Code-Compliant 50 Gallon Electric Resistance Water Heater (EF = 0.95) | Commercial | New | Lodging/Hospitality | FL Zone 2 | Per Unit | 6% | 69047.9 | 16111.18 | 52936.72 | 0.76667 | 15 | 3.9566 | 0.55548 | 419 | Baseline 50-gallon electric water heater: https://www.lowes.com/pd/A-O-Smith-Signature-50-Gallon-Short-6-year-Limited-4500-Watt-Double-Element-Electric-Water-Heater/1000216833 | 714 | Estimate at $105 per labor hour, assume 6.8 hours work, reference: http://www.serviskey.net/support/rate-estimator?s4=FL; https://www.homewyse.com/costs/cost_of_instant_hot_water_heaters.html (direct fit/replacement) | 7900 | Average installed cost for FPL Pilot Offering | 0 | reference source did not distinguish material and labor costs | 6767 | unit | 3 | 20301
Equipment | Solar Water Heater | Solar Powered 50 Gallon Electric Resistance Water Heater (EF = 4.05) | Code-Compliant 50 Gallon Electric Resistance Water Heater (EF = 0.95) | Commercial | New | Miscellaneous | FL Zone 2 | Per Unit | 13% | 431549.4 | 100694.9 | 330854.5 | 0.76667 | 15 | 24.7287 | 3.4718 | 419 | Baseline 50-gallon electric water heater: https://www.lowes.com/pd/A-O-Smith-Signature-50-Gallon-Short-6-year-Limited-4500-Watt-Double-Element-Electric-Water-Heater/1000216833 | 714 | Estimate at $105 per labor hour, assume 6.8 hours work, reference: http://www.serviskey.net/support/rate-estimator?s4=FL; https://www.homewyse.com/costs/cost_of_instant_hot_water_heaters.html (direct fit/replacement) | 7900 | Average installed cost for FPL Pilot Offering | 0 | reference source did not distinguish material and labor costs | 6767 | unit | 20 | 135340
Equipment | Solar Water Heater | Solar Powered 50 Gallon Electric Resistance Water Heater (EF = 4.05) | Code-Compliant 50 Gallon Electric Resistance Water Heater (EF = 0.95) | Commercial | New | Offices | FL Zone 2 | Per Unit | 7% | 59937.41 | 13985.4 | 45952.02 | 0.76667 | 15 | 3.4345 | 0.48219 | 419 | Baseline 50-gallon electric water heater: https://www.lowes.com/pd/A-O-Smith-Signature-50-Gallon-Short-6-year-Limited-4500-Watt-Double-Element-Electric-Water-Heater/1000216833 | 714 | Estimate at $105 per labor hour, assume 6.8 hours work, reference: http://www.serviskey.net/support/rate-estimator?s4=FL; https://www.homewyse.com/costs/cost_of_instant_hot_water_heaters.html (direct fit/replacement) | 7900 | Average installed cost for FPL Pilot Offering | 0 | reference source did not distinguish material and labor costs | 6767 | unit | 3 | 20301
Equipment | Solar Water Heater | Solar Powered 50 Gallon Electric Resistance Water Heater (EF = 4.05) | Code-Compliant 50 Gallon Electric Resistance Water Heater (EF = 0.95) | Commercial | New | Restaurants | FL Zone 2 | Per Unit | 27% | 23974.97 | 5594.159 | 18380.81 | 0.76667 | 15 | 1.3738 | 0.19288 | 419 | Baseline 50-gallon electric water heater: https://www.lowes.com/pd/A-O-Smith-Signature-50-Gallon-Short-6-year-Limited-4500-Watt-Double-Element-Electric-Water-Heater/1000216833 | 714 | Estimate at $105 per labor hour, assume 6.8 hours work, reference: http://www.serviskey.net/support/rate-estimator?s4=FL; https://www.homewyse.com/costs/cost_of_instant_hot_water_heaters.html (direct fit/replacement) | 7900 | Average installed cost for FPL Pilot Offering | 0 | reference source did not distinguish material and labor costs | 6767 | unit | 2 | 13534
Equipment | Solar Water Heater | Solar Powered 50 Gallon Electric Resistance Water Heater (EF = 4.05) | Code-Compliant 50 Gallon Electric Resistance Water Heater (EF = 0.95) | Commercial | New | Retail | FL Zone 2 | Per Unit | 29% | 42723.39 | 9968.791 | 32754.6 | 0.76667 | 15 | 2.4481 | 0.3437 | 419 | Baseline 50-gallon electric water heater: https://www.lowes.com/pd/A-O-Smith-Signature-50-Gallon-Short-6-year-Limited-4500-Watt-Double-Element-Electric-Water-Heater/1000216833 | 714 | Estimate at $105 per labor hour, assume 6.8 hours work, reference: http://www.serviskey.net/support/rate-estimator?s4=FL; https://www.homewyse.com/costs/cost_of_instant_hot_water_heaters.html (direct fit/replacement) | 7900 | Average installed cost for FPL Pilot Offering | 0 | reference source did not distinguish material and labor costs | 6767 | unit | 3 | 20301
Equipment | Solar Water Heater | Solar Powered 50 Gallon Electric Resistance Water Heater (EF = 4.05) | Code-Compliant 50 Gallon Electric Resistance Water Heater (EF = 0.95) | Commercial | New | Schools K-12 | FL Zone 2 | Per Unit | 19% | 2996.936 | 699.2852 | 2297.651 | 0.76667 | 15 | 0.17173 | 0.02411 | 419 | Baseline 50-gallon electric water heater: https://www.lowes.com/pd/A-O-Smith-Signature-50-Gallon-Short-6-year-Limited-4500-Watt-Double-Element-Electric-Water-Heater/1000216833 | 714 | Estimate at $105 per labor hour, assume 6.8 hours work, reference: http://www.serviskey.net/support/rate-estimator?s4=FL; https://www.homewyse.com/costs/cost_of_instant_hot_water_heaters.html (direct fit/replacement) | 7900 | Average installed cost for FPL Pilot Offering | 0 | reference source did not distinguish material and labor costs | 6767 | unit | 1 | 6767
Equipment | Solar Water Heater | Solar Powered 50 Gallon Electric Resistance Water Heater (EF = 4.05) | Code-Compliant 50 Gallon Electric Resistance Water Heater (EF = 0.95) | Commercial | New | Warehouse | FL Zone 2 | Per Unit | 27% | 14384.98 | 3356.495 | 11028.48 | 0.76667 | 15 | 0.82429 | 0.11573 | 419 | Baseline 50-gallon electric water heater: https://www.lowes.com/pd/A-O-Smith-Signature-50-Gallon-Short-6-year-Limited-4500-Watt-Double-Element-Electric-Water-Heater/1000216833 | 714 | Estimate at $105 per labor hour, assume 6.8 hours work, reference: http://www.serviskey.net/support/rate-estimator?s4=FL; https://www.homewyse.com/costs/cost_of_instant_hot_water_heaters.html (direct fit/replacement) | 7900 | Average installed cost for FPL Pilot Offering | 0 | reference source did not distinguish material and labor costs | 6767 | unit | 1 | 6767
Equipment | CFL - 15W Flood | 15W CFL | EISA-2020 compliant baseline lamp (65W flood) | Commercial | Turnover | Assembly | FL Zone 2 | Per Lamp | 0% | 261.17 | 60.27 | 200.9 | 0.76923 | 7.8 | 0 | 0 | 1.85 | https://www.homedepot.com/p/Philips-65-Watt-Incandescent-BR30-Flood-Light-Bulb-12-Pack-per-Case-248872/100560688 | 0 | No Labor Cost | 5.77 | https://www.1000bulbs.com/product/1644/FC15-FER3015W27.html | 0 | No Labor Cost | 3.92 | bulb |  | 3.92
Equipment | CFL - 15W Flood | 15W CFL | EISA-2020 compliant baseline lamp (65W flood) | Commercial | Turnover | College and University | FL Zone 2 | Per Lamp | 0% | 261.17 | 60.27 | 200.9 | 0.76923 | 7.8 | 0 | 0 | 1.85 | https://www.homedepot.com/p/Philips-65-Watt-Incandescent-BR30-Flood-Light-Bulb-12-Pack-per-Case-248872/100560688 | 0 | No Labor Cost | 5.77 | https://www.1000bulbs.com/product/1644/FC15-FER3015W27.html | 0 | No Labor Cost | 3.92 | bulb |  | 3.92
Equipment | CFL - 15W Flood | 15W CFL | EISA-2020 compliant baseline lamp (65W flood) | Commercial | Turnover | Grocery | FL Zone 2 | Per Lamp | 0% | 261.17 | 60.27 | 200.9 | 0.76923 | 7.8 | 0 | 0 | 1.85 | https://www.homedepot.com/p/Philips-65-Watt-Incandescent-BR30-Flood-Light-Bulb-12-Pack-per-Case-248872/100560688 | 0 | No Labor Cost | 5.77 | https://www.1000bulbs.com/product/1644/FC15-FER3015W27.html | 0 | No Labor Cost | 3.92 | bulb |  | 3.92
Equipment | CFL - 15W Flood | 15W CFL | EISA-2020 compliant baseline lamp (65W flood) | Commercial | Turnover | Healthcare | FL Zone 2 | Per Lamp | 0% | 261.17 | 60.27 | 200.9 | 0.76923 | 7.8 | 0 | 0 | 1.85 | https://www.homedepot.com/p/Philips-65-Watt-Incandescent-BR30-Flood-Light-Bulb-12-Pack-per-Case-248872/100560688 | 0 | No Labor Cost | 5.77 | https://www.1000bulbs.com/product/1644/FC15-FER3015W27.html | 0 | No Labor Cost | 3.92 | bulb |  | 3.92
Equipment | CFL - 15W Flood | 15W CFL | EISA-2020 compliant baseline lamp (65W flood) | Commercial | Turnover | Hospitals | FL Zone 2 | Per Lamp | 0% | 261.17 | 60.27 | 200.9 | 0.76923 | 7.8 | 0 | 0 | 1.85 | https://www.homedepot.com/p/Philips-65-Watt-Incandescent-BR30-Flood-Light-Bulb-12-Pack-per-Case-248872/100560688 | 0 | No Labor Cost | 5.77 | https://www.1000bulbs.com/product/1644/FC15-FER3015W27.html | 0 | No Labor Cost | 3.92 | bulb |  | 3.92
Equipment | CFL - 15W Flood | 15W CFL | EISA-2020 compliant baseline lamp (65W flood) | Commercial | Turnover | Institutional | FL Zone 2 | Per Lamp | 0% | 261.17 | 60.27 | 200.9 | 0.76923 | 7.8 | 0 | 0 | 1.85 | https://www.homedepot.com/p/Philips-65-Watt-Incandescent-BR30-Flood-Light-Bulb-12-Pack-per-Case-248872/100560688 | 0 | No Labor Cost | 5.77 | https://www.1000bulbs.com/product/1644/FC15-FER3015W27.html | 0 | No Labor Cost | 3.92 | bulb |  | 3.92
Equipment | CFL - 15W Flood | 15W CFL | EISA-2020 compliant baseline lamp (65W flood) | Commercial | Turnover | Lodging/Hospitality | FL Zone 2 | Per Lamp | 0% | 261.17 | 60.27 | 200.9 | 0.76923 | 7.8 | 0 | 0 | 1.85 | https://www.homedepot.com/p/Philips-65-Watt-Incandescent-BR30-Flood-Light-Bulb-12-Pack-per-Case-248872/100560688 | 0 | No Labor Cost | 5.77 | https://www.1000bulbs.com/product/1644/FC15-FER3015W27.html | 0 | No Labor Cost | 3.92 | bulb |  | 3.92
Equipment | CFL - 15W Flood | 15W CFL | EISA-2020 compliant baseline lamp (65W flood) | Commercial | Turnover | Miscellaneous | FL Zone 2 | Per Lamp | 0% | 261.17 | 60.27 | 200.9 | 0.76923 | 7.8 | 0 | 0 | 1.85 | https://www.homedepot.com/p/Philips-65-Watt-Incandescent-BR30-Flood-Light-Bulb-12-Pack-per-Case-248872/100560688 | 0 | No Labor Cost | 5.77 | https://www.1000bulbs.com/product/1644/FC15-FER3015W27.html | 0 | No Labor Cost | 3.92 | bulb |  | 3.92
Equipment | CFL - 15W Flood | 15W CFL | EISA-2020 compliant baseline lamp (65W flood) | Commercial | Turnover | Offices | FL Zone 2 | Per Lamp | 0% | 261.17 | 60.27 | 200.9 | 0.76923 | 7.8 | 0 | 0 | 1.85 | https://www.homedepot.com/p/Philips-65-Watt-Incandescent-BR30-Flood-Light-Bulb-12-Pack-per-Case-248872/100560688 | 0 | No Labor Cost | 5.77 | https://www.1000bulbs.com/product/1644/FC15-FER3015W27.html | 0 | No Labor Cost | 3.92 | bulb |  | 3.92
Equipment | CFL - 15W Flood | 15W CFL | EISA-2020 compliant baseline lamp (65W flood) | Commercial | Turnover | Restaurants | FL Zone 2 | Per Lamp | 0% | 261.17 | 60.27 | 200.9 | 0.76923 | 7.8 | 0 | 0 | 1.85 | https://www.homedepot.com/p/Philips-65-Watt-Incandescent-BR30-Flood-Light-Bulb-12-Pack-per-Case-248872/100560688 | 0 | No Labor Cost | 5.77 | https://www.1000bulbs.com/product/1644/FC15-FER3015W27.html | 0 | No Labor Cost | 3.92 | bulb |  | 3.92
Equipment | CFL - 15W Flood | 15W CFL | EISA-2020 compliant baseline lamp (65W flood) | Commercial | Turnover | Retail | FL Zone 2 | Per Lamp | 0% | 261.17 | 60.27 | 200.9 | 0.76923 | 7.8 | 0 | 0 | 1.85 | https://www.homedepot.com/p/Philips-65-Watt-Incandescent-BR30-Flood-Light-Bulb-12-Pack-per-Case-248872/100560688 | 0 | No Labor Cost | 5.77 | https://www.1000bulbs.com/product/1644/FC15-FER3015W27.html | 0 | No Labor Cost | 3.92 | bulb |  | 3.92
Equipment | CFL - 15W Flood | 15W CFL | EISA-2020 compliant baseline lamp (65W flood) | Commercial | Turnover | Schools K-12 | FL Zone 2 | Per Lamp | 0% | 261.17 | 60.27 | 200.9 | 0.76923 | 7.8 | 0 | 0 | 1.85 | https://www.homedepot.com/p/Philips-65-Watt-Incandescent-BR30-Flood-Light-Bulb-12-Pack-per-Case-248872/100560688 | 0 | No Labor Cost | 5.77 | https://www.1000bulbs.com/product/1644/FC15-FER3015W27.html | 0 | No Labor Cost | 3.92 | bulb |  | 3.92
Equipment | CFL - 15W Flood | 15W CFL | EISA-2020 compliant baseline lamp (65W flood) | Commercial | Turnover | Warehouse | FL Zone 2 | Per Lamp | 0% | 261.17 | 60.27 | 200.9 | 0.76923 | 7.8 | 0 | 0 | 1.85 | https://www.homedepot.com/p/Philips-65-Watt-Incandescent-BR30-Flood-Light-Bulb-12-Pack-per-Case-248872/100560688 | 0 | No Labor Cost | 5.77 | https://www.1000bulbs.com/product/1644/FC15-FER3015W27.html | 0 | No Labor Cost | 3.92 | bulb |  | 3.92
Equipment | CFL - 15W Flood | 15W CFL | EISA-2020 compliant baseline lamp (65W flood) | Commercial | New | Assembly | FL Zone 2 | Per Lamp | 0% | 261.17 | 60.27 | 200.9 | 0.76923 | 7.8 | 0 | 0 | 1.85 | https://www.homedepot.com/p/Philips-65-Watt-Incandescent-BR30-Flood-Light-Bulb-12-Pack-per-Case-248872/100560688 | 0 | No Labor Cost | 5.77 | https://www.1000bulbs.com/product/1644/FC15-FER3015W27.html | 0 | No Labor Cost | 3.92 | bulb |  | 3.92
Equipment | CFL - 15W Flood | 15W CFL | EISA-2020 compliant baseline lamp (65W flood) | Commercial | New | College and University | FL Zone 2 | Per Lamp | 0% | 261.17 | 60.27 | 200.9 | 0.76923 | 7.8 | 0 | 0 | 1.85 | https://www.homedepot.com/p/Philips-65-Watt-Incandescent-BR30-Flood-Light-Bulb-12-Pack-per-Case-248872/100560688 | 0 | No Labor Cost | 5.77 | https://www.1000bulbs.com/product/1644/FC15-FER3015W27.html | 0 | No Labor Cost | 3.92 | bulb |  | 3.92
Equipment | CFL - 15W Flood | 15W CFL | EISA-2020 compliant baseline lamp (65W flood) | Commercial | New | Grocery | FL Zone 2 | Per Lamp | 0% | 261.17 | 60.27 | 200.9 | 0.76923 | 7.8 | 0 | 0 | 1.85 | https://www.homedepot.com/p/Philips-65-Watt-Incandescent-BR30-Flood-Light-Bulb-12-Pack-per-Case-248872/100560688 | 0 | No Labor Cost | 5.77 | https://www.1000bulbs.com/product/1644/FC15-FER3015W27.html | 0 | No Labor Cost | 3.92 | bulb |  | 3.92
Equipment | CFL - 15W Flood | 15W CFL | EISA-2020 compliant baseline lamp (65W flood) | Commercial | New | Healthcare | FL Zone 2 | Per Lamp | 0% | 261.17 | 60.27 | 200.9 | 0.76923 | 7.8 | 0 | 0 | 1.85 | https://www.homedepot.com/p/Philips-65-Watt-Incandescent-BR30-Flood-Light-Bulb-12-Pack-per-Case-248872/100560688 | 0 | No Labor Cost | 5.77 | https://www.1000bulbs.com/product/1644/FC15-FER3015W27.html | 0 | No Labor Cost | 3.92 | bulb |  | 3.92
Equipment | CFL - 15W Flood | 15W CFL | EISA-2020 compliant baseline lamp (65W flood) | Commercial | New | Hospitals | FL Zone 2 | Per Lamp | 0% | 261.17 | 60.27 | 200.9 | 0.76923 | 7.8 | 0 | 0 | 1.85 | https://www.homedepot.com/p/Philips-65-Watt-Incandescent-BR30-Flood-Light-Bulb-12-Pack-per-Case-248872/100560688 | 0 | No Labor Cost | 5.77 | https://www.1000bulbs.com/product/1644/FC15-FER3015W27.html | 0 | No Labor Cost | 3.92 | bulb |  | 3.92
Equipment | CFL - 15W Flood | 15W CFL | EISA-2020 compliant baseline lamp (65W flood) | Commercial | New | Institutional | FL Zone 2 | Per Lamp | 0% | 261.17 | 60.27 | 200.9 | 0.76923 | 7.8 | 0 | 0 | 1.85 | https://www.homedepot.com/p/Philips-65-Watt-Incandescent-BR30-Flood-Light-Bulb-12-Pack-per-Case-248872/100560688 | 0 | No Labor Cost | 5.77 | https://www.1000bulbs.com/product/1644/FC15-FER3015W27.html | 0 | No Labor Cost | 3.92 | bulb |  | 3.92
Equipment | CFL - 15W Flood | 15W CFL | EISA-2020 compliant baseline lamp (65W flood) | Commercial | New | Lodging/Hospitality | FL Zone 2 | Per Lamp | 0% | 261.17 | 60.27 | 200.9 | 0.76923 | 7.8 | 0 | 0 | 1.85 | https://www.homedepot.com/p/Philips-65-Watt-Incandescent-BR30-Flood-Light-Bulb-12-Pack-per-Case-248872/100560688 | 0 | No Labor Cost | 5.77 | https://www.1000bulbs.com/product/1644/FC15-FER3015W27.html | 0 | No Labor Cost | 3.92 | bulb |  | 3.92
Equipment | CFL - 15W Flood | 15W CFL | EISA-2020 compliant baseline lamp (65W flood) | Commercial | New | Miscellaneous | FL Zone 2 | Per Lamp | 0% | 261.17 | 60.27 | 200.9 | 0.76923 | 7.8 | 0 | 0 | 1.85 | https://www.homedepot.com/p/Philips-65-Watt-Incandescent-BR30-Flood-Light-Bulb-12-Pack-per-Case-248872/100560688 | 0 | No Labor Cost | 5.77 | https://www.1000bulbs.com/product/1644/FC15-FER3015W27.html | 0 | No Labor Cost | 3.92 | bulb |  | 3.92
Equipment | CFL - 15W Flood | 15W CFL | EISA-2020 compliant baseline lamp (65W flood) | Commercial | New | Offices | FL Zone 2 | Per Lamp | 0% | 261.17 | 60.27 | 200.9 | 0.76923 | 7.8 | 0 | 0 | 1.85 | https://www.homedepot.com/p/Philips-65-Watt-Incandescent-BR30-Flood-Light-Bulb-12-Pack-per-Case-248872/100560688 | 0 | No Labor Cost | 5.77 | https://www.1000bulbs.com/product/1644/FC15-FER3015W27.html | 0 | No Labor Cost | 3.92 | bulb |  | 3.92
Equipment | CFL - 15W Flood | 15W CFL | EISA-2020 compliant baseline lamp (65W flood) | Commercial | New | Restaurants | FL Zone 2 | Per Lamp | 0% | 261.17 | 60.27 | 200.9 | 0.76923 | 7.8 | 0 | 0 | 1.85 | https://www.homedepot.com/p/Philips-65-Watt-Incandescent-BR30-Flood-Light-Bulb-12-Pack-per-Case-248872/100560688 | 0 | No Labor Cost | 5.77 | https://www.1000bulbs.com/product/1644/FC15-FER3015W27.html | 0 | No Labor Cost | 3.92 | bulb |  | 3.92
Equipment | CFL - 15W Flood | 15W CFL | EISA-2020 compliant baseline lamp (65W flood) | Commercial | New | Retail | FL Zone 2 | Per Lamp | 0% | 261.17 | 60.27 | 200.9 | 0.76923 | 7.8 | 0 | 0 | 1.85 | https://www.homedepot.com/p/Philips-65-Watt-Incandescent-BR30-Flood-Light-Bulb-12-Pack-per-Case-248872/100560688 | 0 | No Labor Cost | 5.77 | https://www.1000bulbs.com/product/1644/FC15-FER3015W27.html | 0 | No Labor Cost | 3.92 | bulb |  | 3.92
Equipment | CFL - 15W Flood | 15W CFL | EISA-2020 compliant baseline lamp (65W flood) | Commercial | New | Schools K-12 | FL Zone 2 | Per Lamp | 0% | 261.17 | 60.27 | 200.9 | 0.76923 | 7.8 | 0 | 0 | 1.85 | https://www.homedepot.com/p/Philips-65-Watt-Incandescent-BR30-Flood-Light-Bulb-12-Pack-per-Case-248872/100560688 | 0 | No Labor Cost | 5.77 | https://www.1000bulbs.com/product/1644/FC15-FER3015W27.html | 0 | No Labor Cost | 3.92 | bulb |  | 3.92
Equipment | CFL - 15W Flood | 15W CFL | EISA-2020 compliant baseline lamp (65W flood) | Commercial | New | Warehouse | FL Zone 2 | Per Lamp | 0% | 261.17 | 60.27 | 200.9 | 0.76923 | 7.8 | 0 | 0 | 1.85 | https://www.homedepot.com/p/Philips-65-Watt-Incandescent-BR30-Flood-Light-Bulb-12-Pack-per-Case-248872/100560688 | 0 | No Labor Cost | 5.77 | https://www.1000bulbs.com/product/1644/FC15-FER3015W27.html | 0 | No Labor Cost | 3.92 | bulb |  | 3.92
Equipment | High Efficiency HID Lighting | One Pulse Start Metal Halide 200W | Average Lumen Equivalent High Intensity Discharge Fixture | Commercial | Turnover | Assembly | FL Zone 2 | Per Fixture | 0% | 1416.345 | 932.176 | 484.169 | 0.34184 | 13 | 0 | 0 | 106.78 | https://www.amazon.com/Hubbell-Outdoor-WGL250S-250-watt-Pressure/dp/B0092Q6ZPW/ref=asc_df_B0092Q6ZPW/?tag=hyprod-20&linkCode=df0&hvadid=222189693293&hvpos=1o6&hvnetw=g&hvrand=5938126234860207798&hvpone=&hvptwo=&hvqmt=&hvdev=c&hvdvcmdl=&hvlocint=&hvlocphy=9009673&hvtargid=pla-441788680757&psc=1 | 82.76 | rate at $82.76/per labor hour assume 1 hours work, https://www.homewyse.com/services/cost_to_install_lighting_control_system.html | 300.22 | https://www.amazon.com/RAB-Lighting-MEGH200PSQ-PCS-Photocell/dp/B005PTOBSS/ref=sr_1_36?s=hi&ie=UTF8&qid=1538488477&sr=1-36&keywords=200+watt+pulse+start+metal+halide | 82.76 | rate at $82.76/per labor hour assume 1 hours work, https://www.homewyse.com/services/cost_to_install_lighting_control_system.html | 193.44 | fixture |  | 193.44
Equipment | High Efficiency HID Lighting | One Pulse Start Metal Halide 200W | Average Lumen Equivalent High Intensity Discharge Fixture | Commercial | Turnover | College and University | FL Zone 2 | Per Fixture | 0% | 1416.345 | 932.176 | 484.169 | 0.34184 | 13 | 0 | 0 | 106.78 | https://www.amazon.com/Hubbell-Outdoor-WGL250S-250-watt-Pressure/dp/B0092Q6ZPW/ref=asc_df_B0092Q6ZPW/?tag=hyprod-20&linkCode=df0&hvadid=222189693293&hvpos=1o6&hvnetw=g&hvrand=5938126234860207798&hvpone=&hvptwo=&hvqmt=&hvdev=c&hvdvcmdl=&hvlocint=&hvlocphy=9009673&hvtargid=pla-441788680757&psc=1 | 82.76 | rate at $82.76/per labor hour assume 1 hours work, https://www.homewyse.com/services/cost_to_install_lighting_control_system.html | 300.22 | https://www.amazon.com/RAB-Lighting-MEGH200PSQ-PCS-Photocell/dp/B005PTOBSS/ref=sr_1_36?s=hi&ie=UTF8&qid=1538488477&sr=1-36&keywords=200+watt+pulse+start+metal+halide | 82.76 | rate at $82.76/per labor hour assume 1 hours work, https://www.homewyse.com/services/cost_to_install_lighting_control_system.html | 193.44 | fixture |  | 193.44
Equipment | High Efficiency HID Lighting | One Pulse Start Metal Halide 200W | Average Lumen Equivalent High Intensity Discharge Fixture | Commercial | Turnover | Grocery | FL Zone 2 | Per Fixture | 0% | 1416.345 | 932.176 | 484.169 | 0.34184 | 13 | 0 | 0 | 106.78 | https://www.amazon.com/Hubbell-Outdoor-WGL250S-250-watt-Pressure/dp/B0092Q6ZPW/ref=asc_df_B0092Q6ZPW/?tag=hyprod-20&linkCode=df0&hvadid=222189693293&hvpos=1o6&hvnetw=g&hvrand=5938126234860207798&hvpone=&hvptwo=&hvqmt=&hvdev=c&hvdvcmdl=&hvlocint=&hvlocphy=9009673&hvtargid=pla-441788680757&psc=1 | 82.76 | rate at $82.76/per labor hour assume 1 hours work, https://www.homewyse.com/services/cost_to_install_lighting_control_system.html | 300.22 | https://www.amazon.com/RAB-Lighting-MEGH200PSQ-PCS-Photocell/dp/B005PTOBSS/ref=sr_1_36?s=hi&ie=UTF8&qid=1538488477&sr=1-36&keywords=200+watt+pulse+start+metal+halide | 82.76 | rate at $82.76/per labor hour assume 1 hours work, https://www.homewyse.com/services/cost_to_install_lighting_control_system.html | 193.44 | fixture |  | 193.44
Equipment | High Efficiency HID Lighting | One Pulse Start Metal Halide 200W | Average Lumen Equivalent High Intensity Discharge Fixture | Commercial | Turnover | Healthcare | FL Zone 2 | Per Fixture | 0% | 1416.345 | 932.176 | 484.169 | 0.34184 | 13 | 0 | 0 | 106.78 | https://www.amazon.com/Hubbell-Outdoor-WGL250S-250-watt-Pressure/dp/B0092Q6ZPW/ref=asc_df_B0092Q6ZPW/?tag=hyprod-20&linkCode=df0&hvadid=222189693293&hvpos=1o6&hvnetw=g&hvrand=5938126234860207798&hvpone=&hvptwo=&hvqmt=&hvdev=c&hvdvcmdl=&hvlocint=&hvlocphy=9009673&hvtargid=pla-441788680757&psc=1 | 82.76 | rate at $82.76/per labor hour assume 1 hours work, https://www.homewyse.com/services/cost_to_install_lighting_control_system.html | 300.22 | https://www.amazon.com/RAB-Lighting-MEGH200PSQ-PCS-Photocell/dp/B005PTOBSS/ref=sr_1_36?s=hi&ie=UTF8&qid=1538488477&sr=1-36&keywords=200+watt+pulse+start+metal+halide | 82.76 | rate at $82.76/per labor hour assume 1 hours work, https://www.homewyse.com/services/cost_to_install_lighting_control_system.html | 193.44 | fixture |  | 193.44
Equipment | High Efficiency HID Lighting | One Pulse Start Metal Halide 200W | Average Lumen Equivalent High Intensity Discharge Fixture | Commercial | Turnover | Hospitals | FL Zone 2 | Per Fixture | 0% | 1416.345 | 932.176 | 484.169 | 0.34184 | 13 | 0 | 0 | 106.78 | https://www.amazon.com/Hubbell-Outdoor-WGL250S-250-watt-Pressure/dp/B0092Q6ZPW/ref=asc_df_B0092Q6ZPW/?tag=hyprod-20&linkCode=df0&hvadid=222189693293&hvpos=1o6&hvnetw=g&hvrand=5938126234860207798&hvpone=&hvptwo=&hvqmt=&hvdev=c&hvdvcmdl=&hvlocint=&hvlocphy=9009673&hvtargid=pla-441788680757&psc=1 | 82.76 | rate at $82.76/per labor hour assume 1 hours work, https://www.homewyse.com/services/cost_to_install_lighting_control_system.html | 300.22 | https://www.amazon.com/RAB-Lighting-MEGH200PSQ-PCS-Photocell/dp/B005PTOBSS/ref=sr_1_36?s=hi&ie=UTF8&qid=1538488477&sr=1-36&keywords=200+watt+pulse+start+metal+halide | 82.76 | rate at $82.76/per labor hour assume 1 hours work, https://www.homewyse.com/services/cost_to_install_lighting_control_system.html | 193.44 | fixture |  | 193.44
Equipment | High Efficiency HID Lighting | One Pulse Start Metal Halide 200W | Average Lumen Equivalent High Intensity Discharge Fixture | Commercial | Turnover | Institutional | FL Zone 2 | Per Fixture | 0% | 1416.345 | 932.176 | 484.169 | 0.34184 | 13 | 0 | 0 | 106.78 | https://www.amazon.com/Hubbell-Outdoor-WGL250S-250-watt-Pressure/dp/B0092Q6ZPW/ref=asc_df_B0092Q6ZPW/?tag=hyprod-20&linkCode=df0&hvadid=222189693293&hvpos=1o6&hvnetw=g&hvrand=5938126234860207798&hvpone=&hvptwo=&hvqmt=&hvdev=c&hvdvcmdl=&hvlocint=&hvlocphy=9009673&hvtargid=pla-441788680757&psc=1 | 82.76 | rate at $82.76/per labor hour assume 1 hours work, https://www.homewyse.com/services/cost_to_install_lighting_control_system.html | 300.22 | https://www.amazon.com/RAB-Lighting-MEGH200PSQ-PCS-Photocell/dp/B005PTOBSS/ref=sr_1_36?s=hi&ie=UTF8&qid=1538488477&sr=1-36&keywords=200+watt+pulse+start+metal+halide | 82.76 | rate at $82.76/per labor hour assume 1 hours work, https://www.homewyse.com/services/cost_to_install_lighting_control_system.html | 193.44 | fixture |  | 193.44
Equipment | High Efficiency HID Lighting | One Pulse Start Metal Halide 200W | Average Lumen Equivalent High Intensity Discharge Fixture | Commercial | Turnover | Lodging/Hospitality | FL Zone 2 | Per Fixture | 0% | 1416.345 | 932.176 | 484.169 | 0.34184 | 13 | 0 | 0 | 106.78 | https://www.amazon.com/Hubbell-Outdoor-WGL250S-250-watt-Pressure/dp/B0092Q6ZPW/ref=asc_df_B0092Q6ZPW/?tag=hyprod-20&linkCode=df0&hvadid=222189693293&hvpos=1o6&hvnetw=g&hvrand=5938126234860207798&hvpone=&hvptwo=&hvqmt=&hvdev=c&hvdvcmdl=&hvlocint=&hvlocphy=9009673&hvtargid=pla-441788680757&psc=1 | 82.76 | rate at $82.76/per labor hour assume 1 hours work, https://www.homewyse.com/services/cost_to_install_lighting_control_system.html | 300.22 | https://www.amazon.com/RAB-Lighting-MEGH200PSQ-PCS-Photocell/dp/B005PTOBSS/ref=sr_1_36?s=hi&ie=UTF8&qid=1538488477&sr=1-36&keywords=200+watt+pulse+start+metal+halide | 82.76 | rate at $82.76/per labor hour assume 1 hours work, https://www.homewyse.com/services/cost_to_install_lighting_control_system.html | 193.44 | fixture |  | 193.44
Equipment | High Efficiency HID Lighting | One Pulse Start Metal Halide 200W | Average Lumen Equivalent High Intensity Discharge Fixture | Commercial | Turnover | Miscellaneous | FL Zone 2 | Per Fixture | 0% | 1416.345 | 932.176 | 484.169 | 0.34184 | 13 | 0 | 0 | 106.78 | https://www.amazon.com/Hubbell-Outdoor-WGL250S-250-watt-Pressure/dp/B0092Q6ZPW/ref=asc_df_B0092Q6ZPW/?tag=hyprod-20&linkCode=df0&hvadid=222189693293&hvpos=1o6&hvnetw=g&hvrand=5938126234860207798&hvpone=&hvptwo=&hvqmt=&hvdev=c&hvdvcmdl=&hvlocint=&hvlocphy=9009673&hvtargid=pla-441788680757&psc=1 | 82.76 | rate at $82.76/per labor hour assume 1 hours work, https://www.homewyse.com/services/cost_to_install_lighting_control_system.html | 300.22 | https://www.amazon.com/RAB-Lighting-MEGH200PSQ-PCS-Photocell/dp/B005PTOBSS/ref=sr_1_36?s=hi&ie=UTF8&qid=1538488477&sr=1-36&keywords=200+watt+pulse+start+metal+halide | 82.76 | rate at $82.76/per labor hour assume 1 hours work, https://www.homewyse.com/services/cost_to_install_lighting_control_system.html | 193.44 | fixture |  | 193.44
Equipment | High Efficiency HID Lighting | One Pulse Start Metal Halide 200W | Average Lumen Equivalent High Intensity Discharge Fixture | Commercial | Turnover | Offices | FL Zone 2 | Per Fixture | 0% | 1416.345 | 932.176 | 484.169 | 0.34184 | 13 | 0 | 0 | 106.78 | https://www.amazon.com/Hubbell-Outdoor-WGL250S-250-watt-Pressure/dp/B0092Q6ZPW/ref=asc_df_B0092Q6ZPW/?tag=hyprod-20&linkCode=df0&hvadid=222189693293&hvpos=1o6&hvnetw=g&hvrand=5938126234860207798&hvpone=&hvptwo=&hvqmt=&hvdev=c&hvdvcmdl=&hvlocint=&hvlocphy=9009673&hvtargid=pla-441788680757&psc=1 | 82.76 | rate at $82.76/per labor hour assume 1 hours work, https://www.homewyse.com/services/cost_to_install_lighting_control_system.html | 300.22 | https://www.amazon.com/RAB-Lighting-MEGH200PSQ-PCS-Photocell/dp/B005PTOBSS/ref=sr_1_36?s=hi&ie=UTF8&qid=1538488477&sr=1-36&keywords=200+watt+pulse+start+metal+halide | 82.76 | rate at $82.76/per labor hour assume 1 hours work, https://www.homewyse.com/services/cost_to_install_lighting_control_system.html | 193.44 | fixture |  | 193.44
Equipment | High Efficiency HID Lighting | One Pulse Start Metal Halide 200W | Average Lumen Equivalent High Intensity Discharge Fixture | Commercial | Turnover | Restaurants | FL Zone 2 | Per Fixture | 0% | 1416.345 | 932.176 | 484.169 | 0.34184 | 13 | 0 | 0 | 106.78 | https://www.amazon.com/Hubbell-Outdoor-WGL250S-250-watt-Pressure/dp/B0092Q6ZPW/ref=asc_df_B0092Q6ZPW/?tag=hyprod-20&linkCode=df0&hvadid=222189693293&hvpos=1o6&hvnetw=g&hvrand=5938126234860207798&hvpone=&hvptwo=&hvqmt=&hvdev=c&hvdvcmdl=&hvlocint=&hvlocphy=9009673&hvtargid=pla-441788680757&psc=1 | 82.76 | rate at $82.76/per labor hour assume 1 hours work, https://www.homewyse.com/services/cost_to_install_lighting_control_system.html | 300.22 | https://www.amazon.com/RAB-Lighting-MEGH200PSQ-PCS-Photocell/dp/B005PTOBSS/ref=sr_1_36?s=hi&ie=UTF8&qid=1538488477&sr=1-36&keywords=200+watt+pulse+start+metal+halide | 82.76 | rate at $82.76/per labor hour assume 1 hours work, https://www.homewyse.com/services/cost_to_install_lighting_control_system.html | 193.44 | fixture |  | 193.44
Equipment | High Efficiency HID Lighting | One Pulse Start Metal Halide 200W | Average Lumen Equivalent High Intensity Discharge Fixture | Commercial | Turnover | Retail | FL Zone 2 | Per Fixture | 0% | 1416.345 | 932.176 | 484.169 | 0.34184 | 13 | 0 | 0 | 106.78 | https://www.amazon.com/Hubbell-Outdoor-WGL250S-250-watt-Pressure/dp/B0092Q6ZPW/ref=asc_df_B0092Q6ZPW/?tag=hyprod-20&linkCode=df0&hvadid=222189693293&hvpos=1o6&hvnetw=g&hvrand=5938126234860207798&hvpone=&hvptwo=&hvqmt=&hvdev=c&hvdvcmdl=&hvlocint=&hvlocphy=9009673&hvtargid=pla-441788680757&psc=1 | 82.76 | rate at $82.76/per labor hour assume 1 hours work, https://www.homewyse.com/services/cost_to_install_lighting_control_system.html | 300.22 | https://www.amazon.com/RAB-Lighting-MEGH200PSQ-PCS-Photocell/dp/B005PTOBSS/ref=sr_1_36?s=hi&ie=UTF8&qid=1538488477&sr=1-36&keywords=200+watt+pulse+start+metal+halide | 82.76 | rate at $82.76/per labor hour assume 1 hours work, https://www.homewyse.com/services/cost_to_install_lighting_control_system.html | 193.44 | fixture |  | 193.44
Equipment | High Efficiency HID Lighting | One Pulse Start Metal Halide 200W | Average Lumen Equivalent High Intensity Discharge Fixture | Commercial | Turnover | Schools K-12 | FL Zone 2 | Per Fixture | 0% | 1416.345 | 932.176 | 484.169 | 0.34184 | 13 | 0 | 0 | 106.78 | https://www.amazon.com/Hubbell-Outdoor-WGL250S-250-watt-Pressure/dp/B0092Q6ZPW/ref=asc_df_B0092Q6ZPW/?tag=hyprod-20&linkCode=df0&hvadid=222189693293&hvpos=1o6&hvnetw=g&hvrand=5938126234860207798&hvpone=&hvptwo=&hvqmt=&hvdev=c&hvdvcmdl=&hvlocint=&hvlocphy=9009673&hvtargid=pla-441788680757&psc=1 | 82.76 | rate at $82.76/per labor hour assume 1 hours work, https://www.homewyse.com/services/cost_to_install_lighting_control_system.html | 300.22 | https://www.amazon.com/RAB-Lighting-MEGH200PSQ-PCS-Photocell/dp/B005PTOBSS/ref=sr_1_36?s=hi&ie=UTF8&qid=1538488477&sr=1-36&keywords=200+watt+pulse+start+metal+halide | 82.76 | rate at $82.76/per labor hour assume 1 hours work, https://www.homewyse.com/services/cost_to_install_lighting_control_system.html | 193.44 | fixture |  | 193.44
Equipment | High Efficiency HID Lighting | One Pulse Start Metal Halide 200W | Average Lumen Equivalent High Intensity Discharge Fixture | Commercial | Turnover | Warehouse | FL Zone 2 | Per Fixture | 0% | 1416.345 | 932.176 | 484.169 | 0.34184 | 13 | 0 | 0 | 106.78 | https://www.amazon.com/Hubbell-Outdoor-WGL250S-250-watt-Pressure/dp/B0092Q6ZPW/ref=asc_df_B0092Q6ZPW/?tag=hyprod-20&linkCode=df0&hvadid=222189693293&hvpos=1o6&hvnetw=g&hvrand=5938126234860207798&hvpone=&hvptwo=&hvqmt=&hvdev=c&hvdvcmdl=&hvlocint=&hvlocphy=9009673&hvtargid=pla-441788680757&psc=1 | 82.76 | rate at $82.76/per labor hour assume 1 hours work, https://www.homewyse.com/services/cost_to_install_lighting_control_system.html | 300.22 | https://www.amazon.com/RAB-Lighting-MEGH200PSQ-PCS-Photocell/dp/B005PTOBSS/ref=sr_1_36?s=hi&ie=UTF8&qid=1538488477&sr=1-36&keywords=200+watt+pulse+start+metal+halide | 82.76 | rate at $82.76/per labor hour assume 1 hours work, https://www.homewyse.com/services/cost_to_install_lighting_control_system.html | 193.44 | fixture |  | 193.44
Equipment | High Efficiency HID Lighting | One Pulse Start Metal Halide 200W | Average Lumen Equivalent High Intensity Discharge Fixture | Commercial | New | Assembly | FL Zone 2 | Per Fixture | 0% | 1416.345 | 932.176 | 484.169 | 0.34184 | 13 | 0 | 0 | 106.78 | https://www.amazon.com/Hubbell-Outdoor-WGL250S-250-watt-Pressure/dp/B0092Q6ZPW/ref=asc_df_B0092Q6ZPW/?tag=hyprod-20&linkCode=df0&hvadid=222189693293&hvpos=1o6&hvnetw=g&hvrand=5938126234860207798&hvpone=&hvptwo=&hvqmt=&hvdev=c&hvdvcmdl=&hvlocint=&hvlocphy=9009673&hvtargid=pla-441788680757&psc=1 | 82.76 | rate at $82.76/per labor hour assume 1 hours work, https://www.homewyse.com/services/cost_to_install_lighting_control_system.html | 300.22 | https://www.amazon.com/RAB-Lighting-MEGH200PSQ-PCS-Photocell/dp/B005PTOBSS/ref=sr_1_36?s=hi&ie=UTF8&qid=1538488477&sr=1-36&keywords=200+watt+pulse+start+metal+halide | 82.76 | rate at $82.76/per labor hour assume 1 hours work, https://www.homewyse.com/services/cost_to_install_lighting_control_system.html | 193.44 | fixture |  | 193.44
Equipment | High Efficiency HID Lighting | One Pulse Start Metal Halide 200W | Average Lumen Equivalent High Intensity Discharge Fixture | Commercial | New | College and University | FL Zone 2 | Per Fixture | 0% | 1416.345 | 932.176 | 484.169 | 0.34184 | 13 | 0 | 0 | 106.78 | https://www.amazon.com/Hubbell-Outdoor-WGL250S-250-watt-Pressure/dp/B0092Q6ZPW/ref=asc_df_B0092Q6ZPW/?tag=hyprod-20&linkCode=df0&hvadid=222189693293&hvpos=1o6&hvnetw=g&hvrand=5938126234860207798&hvpone=&hvptwo=&hvqmt=&hvdev=c&hvdvcmdl=&hvlocint=&hvlocphy=9009673&hvtargid=pla-441788680757&psc=1 | 82.76 | rate at $82.76/per labor hour assume 1 hours work, https://www.homewyse.com/services/cost_to_install_lighting_control_system.html | 300.22 | https://www.amazon.com/RAB-Lighting-MEGH200PSQ-PCS-Photocell/dp/B005PTOBSS/ref=sr_1_36?s=hi&ie=UTF8&qid=1538488477&sr=1-36&keywords=200+watt+pulse+start+metal+halide | 82.76 | rate at $82.76/per labor hour assume 1 hours work, https://www.homewyse.com/services/cost_to_install_lighting_control_system.html | 193.44 | fixture |  | 193.44
Equipment | High Efficiency HID Lighting | One Pulse Start Metal Halide 200W | Average Lumen Equivalent High Intensity Discharge Fixture | Commercial | New | Grocery | FL Zone 2 | Per Fixture | 0% | 1416.345 | 932.176 | 484.169 | 0.34184 | 13 | 0 | 0 | 106.78 | https://www.amazon.com/Hubbell-Outdoor-WGL250S-250-watt-Pressure/dp/B0092Q6ZPW/ref=asc_df_B0092Q6ZPW/?tag=hyprod-20&linkCode=df0&hvadid=222189693293&hvpos=1o6&hvnetw=g&hvrand=5938126234860207798&hvpone=&hvptwo=&hvqmt=&hvdev=c&hvdvcmdl=&hvlocint=&hvlocphy=9009673&hvtargid=pla-441788680757&psc=1 | 82.76 | rate at $82.76/per labor hour assume 1 hours work, https://www.homewyse.com/services/cost_to_install_lighting_control_system.html | 300.22 | https://www.amazon.com/RAB-Lighting-MEGH200PSQ-PCS-Photocell/dp/B005PTOBSS/ref=sr_1_36?s=hi&ie=UTF8&qid=1538488477&sr=1-36&keywords=200+watt+pulse+start+metal+halide | 82.76 | rate at $82.76/per labor hour assume 1 hours work, https://www.homewyse.com/services/cost_to_install_lighting_control_system.html | 193.44 | fixture |  | 193.44
Equipment | High Efficiency HID Lighting | One Pulse Start Metal Halide 200W | Average Lumen Equivalent High Intensity Discharge Fixture | Commercial | New | Healthcare | FL Zone 2 | Per Fixture | 0% | 1416.345 | 932.176 | 484.169 | 0.34184 | 13 | 0 | 0 | 106.78 | https://www.amazon.com/Hubbell-Outdoor-WGL250S-250-watt-Pressure/dp/B0092Q6ZPW/ref=asc_df_B0092Q6ZPW/?tag=hyprod-20&linkCode=df0&hvadid=222189693293&hvpos=1o6&hvnetw=g&hvrand=5938126234860207798&hvpone=&hvptwo=&hvqmt=&hvdev=c&hvdvcmdl=&hvlocint=&hvlocphy=9009673&hvtargid=pla-441788680757&psc=1 | 82.76 | rate at $82.76/per labor hour assume 1 hours work, https://www.homewyse.com/services/cost_to_install_lighting_control_system.html | 300.22 | https://www.amazon.com/RAB-Lighting-MEGH200PSQ-PCS-Photocell/dp/B005PTOBSS/ref=sr_1_36?s=hi&ie=UTF8&qid=1538488477&sr=1-36&keywords=200+watt+pulse+start+metal+halide | 82.76 | rate at $82.76/per labor hour assume 1 hours work, https://www.homewyse.com/services/cost_to_install_lighting_control_system.html | 193.44 | fixture |  | 193.44
Equipment | High Efficiency HID Lighting | One Pulse Start Metal Halide 200W | Average Lumen Equivalent High Intensity Discharge Fixture | Commercial | New | Hospitals | FL Zone 2 | Per Fixture | 0% | 1416.345 | 932.176 | 484.169 | 0.34184 | 13 | 0 | 0 | 106.78 | https://www.amazon.com/Hubbell-Outdoor-WGL250S-250-watt-Pressure/dp/B0092Q6ZPW/ref=asc_df_B0092Q6ZPW/?tag=hyprod-20&linkCode=df0&hvadid=222189693293&hvpos=1o6&hvnetw=g&hvrand=5938126234860207798&hvpone=&hvptwo=&hvqmt=&hvdev=c&hvdvcmdl=&hvlocint=&hvlocphy=9009673&hvtargid=pla-441788680757&psc=1 | 82.76 | rate at $82.76/per labor hour assume 1 hours work, https://www.homewyse.com/services/cost_to_install_lighting_control_system.html | 300.22 | https://www.amazon.com/RAB-Lighting-MEGH200PSQ-PCS-Photocell/dp/B005PTOBSS/ref=sr_1_36?s=hi&ie=UTF8&qid=1538488477&sr=1-36&keywords=200+watt+pulse+start+metal+halide | 82.76 | rate at $82.76/per labor hour assume 1 hours work, https://www.homewyse.com/services/cost_to_install_lighting_control_system.html | 193.44 | fixture |  | 193.44
Equipment | High Efficiency HID Lighting | One Pulse Start Metal Halide 200W | Average Lumen Equivalent High Intensity Discharge Fixture | Commercial | New | Institutional | FL Zone 2 | Per Fixture | 0% | 1416.345 | 932.176 | 484.169 | 0.34184 | 13 | 0 | 0 | 106.78 | https://www.amazon.com/Hubbell-Outdoor-WGL250S-250-watt-Pressure/dp/B0092Q6ZPW/ref=asc_df_B0092Q6ZPW/?tag=hyprod-20&linkCode=df0&hvadid=222189693293&hvpos=1o6&hvnetw=g&hvrand=5938126234860207798&hvpone=&hvptwo=&hvqmt=&hvdev=c&hvdvcmdl=&hvlocint=&hvlocphy=9009673&hvtargid=pla-441788680757&psc=1 | 82.76 | rate at $82.76/per labor hour assume 1 hours work, https://www.homewyse.com/services/cost_to_install_lighting_control_system.html | 300.22 | https://www.amazon.com/RAB-Lighting-MEGH200PSQ-PCS-Photocell/dp/B005PTOBSS/ref=sr_1_36?s=hi&ie=UTF8&qid=1538488477&sr=1-36&keywords=200+watt+pulse+start+metal+halide | 82.76 | rate at $82.76/per labor hour assume 1 hours work, https://www.homewyse.com/services/cost_to_install_lighting_control_system.html | 193.44 | fixture |  | 193.44
Equipment | High Efficiency HID Lighting | One Pulse Start Metal Halide 200W | Average Lumen Equivalent High Intensity Discharge Fixture | Commercial | New | Lodging/Hospitality | FL Zone 2 | Per Fixture | 0% | 1416.345 | 932.176 | 484.169 | 0.34184 | 13 | 0 | 0 | 106.78 | https://www.amazon.com/Hubbell-Outdoor-WGL250S-250-watt-Pressure/dp/B0092Q6ZPW/ref=asc_df_B0092Q6ZPW/?tag=hyprod-20&linkCode=df0&hvadid=222189693293&hvpos=1o6&hvnetw=g&hvrand=5938126234860207798&hvpone=&hvptwo=&hvqmt=&hvdev=c&hvdvcmdl=&hvlocint=&hvlocphy=9009673&hvtargid=pla-441788680757&psc=1 | 82.76 | rate at $82.76/per labor hour assume 1 hours work, https://www.homewyse.com/services/cost_to_install_lighting_control_system.html | 300.22 | https://www.amazon.com/RAB-Lighting-MEGH200PSQ-PCS-Photocell/dp/B005PTOBSS/ref=sr_1_36?s=hi&ie=UTF8&qid=1538488477&sr=1-36&keywords=200+watt+pulse+start+metal+halide | 82.76 | rate at $82.76/per labor hour assume 1 hours work, https://www.homewyse.com/services/cost_to_install_lighting_control_system.html | 193.44 | fixture |  | 193.44
Equipment | High Efficiency HID Lighting | One Pulse Start Metal Halide 200W | Average Lumen Equivalent High Intensity Discharge Fixture | Commercial | New | Miscellaneous | FL Zone 2 | Per Fixture | 0% | 1416.345 | 932.176 | 484.169 | 0.34184 | 13 | 0 | 0 | 106.78 | https://www.amazon.com/Hubbell-Outdoor-WGL250S-250-watt-Pressure/dp/B0092Q6ZPW/ref=asc_df_B0092Q6ZPW/?tag=hyprod-20&linkCode=df0&hvadid=222189693293&hvpos=1o6&hvnetw=g&hvrand=5938126234860207798&hvpone=&hvptwo=&hvqmt=&hvdev=c&hvdvcmdl=&hvlocint=&hvlocphy=9009673&hvtargid=pla-441788680757&psc=1 | 82.76 | rate at $82.76/per labor hour assume 1 hours work, https://www.homewyse.com/services/cost_to_install_lighting_control_system.html | 300.22 | https://www.amazon.com/RAB-Lighting-MEGH200PSQ-PCS-Photocell/dp/B005PTOBSS/ref=sr_1_36?s=hi&ie=UTF8&qid=1538488477&sr=1-36&keywords=200+watt+pulse+start+metal+halide | 82.76 | rate at $82.76/per labor hour assume 1 hours work, https://www.homewyse.com/services/cost_to_install_lighting_control_system.html | 193.44 | fixture |  | 193.44
Equipment | High Efficiency HID Lighting | One Pulse Start Metal Halide 200W | Average Lumen Equivalent High Intensity Discharge Fixture | Commercial | New | Offices | FL Zone 2 | Per Fixture | 0% | 1416.345 | 932.176 | 484.169 | 0.34184 | 13 | 0 | 0 | 106.78 | https://www.amazon.com/Hubbell-Outdoor-WGL250S-250-watt-Pressure/dp/B0092Q6ZPW/ref=asc_df_B0092Q6ZPW/?tag=hyprod-20&linkCode=df0&hvadid=222189693293&hvpos=1o6&hvnetw=g&hvrand=5938126234860207798&hvpone=&hvptwo=&hvqmt=&hvdev=c&hvdvcmdl=&hvlocint=&hvlocphy=9009673&hvtargid=pla-441788680757&psc=1 | 82.76 | rate at $82.76/per labor hour assume 1 hours work, https://www.homewyse.com/services/cost_to_install_lighting_control_system.html | 300.22 | https://www.amazon.com/RAB-Lighting-MEGH200PSQ-PCS-Photocell/dp/B005PTOBSS/ref=sr_1_36?s=hi&ie=UTF8&qid=1538488477&sr=1-36&keywords=200+watt+pulse+start+metal+halide | 82.76 | rate at $82.76/per labor hour assume 1 hours work, https://www.homewyse.com/services/cost_to_install_lighting_control_system.html | 193.44 | fixture |  | 193.44
Equipment | High Efficiency HID Lighting | One Pulse Start Metal Halide 200W | Average Lumen Equivalent High Intensity Discharge Fixture | Commercial | New | Restaurants | FL Zone 2 | Per Fixture | 0% | 1416.345 | 932.176 | 484.169 | 0.34184 | 13 | 0 | 0 | 106.78 | https://www.amazon.com/Hubbell-Outdoor-WGL250S-250-watt-Pressure/dp/B0092Q6ZPW/ref=asc_df_B0092Q6ZPW/?tag=hyprod-20&linkCode=df0&hvadid=222189693293&hvpos=1o6&hvnetw=g&hvrand=5938126234860207798&hvpone=&hvptwo=&hvqmt=&hvdev=c&hvdvcmdl=&hvlocint=&hvlocphy=9009673&hvtargid=pla-441788680757&psc=1 | 82.76 | rate at $82.76/per labor hour assume 1 hours work, https://www.homewyse.com/services/cost_to_install_lighting_control_system.html | 300.22 | https://www.amazon.com/RAB-Lighting-MEGH200PSQ-PCS-Photocell/dp/B005PTOBSS/ref=sr_1_36?s=hi&ie=UTF8&qid=1538488477&sr=1-36&keywords=200+watt+pulse+start+metal+halide | 82.76 | rate at $82.76/per labor hour assume 1 hours work, https://www.homewyse.com/services/cost_to_install_lighting_control_system.html | 193.44 | fixture |  | 193.44
Equipment | High Efficiency HID Lighting | One Pulse Start Metal Halide 200W | Average Lumen Equivalent High Intensity Discharge Fixture | Commercial | New | Retail | FL Zone 2 | Per Fixture | 0% | 1416.345 | 932.176 | 484.169 | 0.34184 | 13 | 0 | 0 | 106.78 | https://www.amazon.com/Hubbell-Outdoor-WGL250S-250-watt-Pressure/dp/B0092Q6ZPW/ref=asc_df_B0092Q6ZPW/?tag=hyprod-20&linkCode=df0&hvadid=222189693293&hvpos=1o6&hvnetw=g&hvrand=5938126234860207798&hvpone=&hvptwo=&hvqmt=&hvdev=c&hvdvcmdl=&hvlocint=&hvlocphy=9009673&hvtargid=pla-441788680757&psc=1 | 82.76 | rate at $82.76/per labor hour assume 1 hours work, https://www.homewyse.com/services/cost_to_install_lighting_control_system.html | 300.22 | https://www.amazon.com/RAB-Lighting-MEGH200PSQ-PCS-Photocell/dp/B005PTOBSS/ref=sr_1_36?s=hi&ie=UTF8&qid=1538488477&sr=1-36&keywords=200+watt+pulse+start+metal+halide | 82.76 | rate at $82.76/per labor hour assume 1 hours work, https://www.homewyse.com/services/cost_to_install_lighting_control_system.html | 193.44 | fixture |  | 193.44
Equipment | High Efficiency HID Lighting | One Pulse Start Metal Halide 200W | Average Lumen Equivalent High Intensity Discharge Fixture | Commercial | New | Schools K-12 | FL Zone 2 | Per Fixture | 0% | 1416.345 | 932.176 | 484.169 | 0.34184 | 13 | 0 | 0 | 106.78 | https://www.amazon.com/Hubbell-Outdoor-WGL250S-250-watt-Pressure/dp/B0092Q6ZPW/ref=asc_df_B0092Q6ZPW/?tag=hyprod-20&linkCode=df0&hvadid=222189693293&hvpos=1o6&hvnetw=g&hvrand=5938126234860207798&hvpone=&hvptwo=&hvqmt=&hvdev=c&hvdvcmdl=&hvlocint=&hvlocphy=9009673&hvtargid=pla-441788680757&psc=1 | 82.76 | rate at $82.76/per labor hour assume 1 hours work, https://www.homewyse.com/services/cost_to_install_lighting_control_system.html | 300.22 | https://www.amazon.com/RAB-Lighting-MEGH200PSQ-PCS-Photocell/dp/B005PTOBSS/ref=sr_1_36?s=hi&ie=UTF8&qid=1538488477&sr=1-36&keywords=200+watt+pulse+start+metal+halide | 82.76 | rate at $82.76/per labor hour assume 1 hours work, https://www.homewyse.com/services/cost_to_install_lighting_control_system.html | 193.44 | fixture |  | 193.44
Equipment | High Efficiency HID Lighting | One Pulse Start Metal Halide 200W | Average Lumen Equivalent High Intensity Discharge Fixture | Commercial | New | Warehouse | FL Zone 2 | Per Fixture | 0% | 1416.345 | 932.176 | 484.169 | 0.34184 | 13 | 0 | 0 | 106.78 | https://www.amazon.com/Hubbell-Outdoor-WGL250S-250-watt-Pressure/dp/B0092Q6ZPW/ref=asc_df_B0092Q6ZPW/?tag=hyprod-20&linkCode=df0&hvadid=222189693293&hvpos=1o6&hvnetw=g&hvrand=5938126234860207798&hvpone=&hvptwo=&hvqmt=&hvdev=c&hvdvcmdl=&hvlocint=&hvlocphy=9009673&hvtargid=pla-441788680757&psc=1 | 82.76 | rate at $82.76/per labor hour assume 1 hours work, https://www.homewyse.com/services/cost_to_install_lighting_control_system.html | 300.22 | https://www.amazon.com/RAB-Lighting-MEGH200PSQ-PCS-Photocell/dp/B005PTOBSS/ref=sr_1_36?s=hi&ie=UTF8&qid=1538488477&sr=1-36&keywords=200+watt+pulse+start+metal+halide | 82.76 | rate at $82.76/per labor hour assume 1 hours work, https://www.homewyse.com/services/cost_to_install_lighting_control_system.html | 193.44 | fixture |  | 193.44
Equipment | LED - 9W Flood | ENERGY STAR Qualified 9W Screw-In LED | 4018W EISA Compliant Halogen Lamp | Commercial | Turnover | Assembly | FL Zone 2 | Per Lamp | 13% | 261.17 | 36.162 | 225.008 | 0.86154 | 15 | 0 | 0 | 1.85 | https://www.homedepot.com/p/Philips-65-Watt-Incandescent-BR30-Flood-Light-Bulb-12-Pack-per-Case-248872/100560688 | 0 | No Labor Cost | 4.99 | https://www.homedepot.com/p/Cree-65W-Equivalent-Soft-White-2700K-BR30-Dimmable-Exceptional-Light-Quality-LED-Light-Bulb-2-Pack-TBR30-06527FLFH25-12DE26-1-12/304006396 | 0 | No Labor Cost | 3.14 | bulb |  | 3.14
Equipment | LED - 9W Flood | ENERGY STAR Qualified 9W Screw-In LED | 4018W EISA Compliant Halogen Lamp | Commercial | Turnover | College and University | FL Zone 2 | Per Lamp | 13% | 261.17 | 36.162 | 225.008 | 0.86154 | 15 | 0 | 0 | 1.85 | https://www.homedepot.com/p/Philips-65-Watt-Incandescent-BR30-Flood-Light-Bulb-12-Pack-per-Case-248872/100560688 | 0 | No Labor Cost | 4.99 | https://www.homedepot.com/p/Cree-65W-Equivalent-Soft-White-2700K-BR30-Dimmable-Exceptional-Light-Quality-LED-Light-Bulb-2-Pack-TBR30-06527FLFH25-12DE26-1-12/304006396 | 0 | No Labor Cost | 3.14 | bulb |  | 3.14
Equipment | LED - 9W Flood | ENERGY STAR Qualified 9W Screw-In LED | 4018W EISA Compliant Halogen Lamp | Commercial | Turnover | Grocery | FL Zone 2 | Per Lamp | 13% | 261.17 | 36.162 | 225.008 | 0.86154 | 15 | 0 | 0 | 1.85 | https://www.homedepot.com/p/Philips-65-Watt-Incandescent-BR30-Flood-Light-Bulb-12-Pack-per-Case-248872/100560688 | 0 | No Labor Cost | 4.99 | https://www.homedepot.com/p/Cree-65W-Equivalent-Soft-White-2700K-BR30-Dimmable-Exceptional-Light-Quality-LED-Light-Bulb-2-Pack-TBR30-06527FLFH25-12DE26-1-12/304006396 | 0 | No Labor Cost | 3.14 | bulb |  | 3.14
Equipment | LED - 9W Flood | ENERGY STAR Qualified 9W Screw-In LED | 4018W EISA Compliant Halogen Lamp | Commercial | Turnover | Healthcare | FL Zone 2 | Per Lamp | 13% | 261.17 | 36.162 | 225.008 | 0.86154 | 15 | 0 | 0 | 1.85 | https://www.homedepot.com/p/Philips-65-Watt-Incandescent-BR30-Flood-Light-Bulb-12-Pack-per-Case-248872/100560688 | 0 | No Labor Cost | 4.99 | https://www.homedepot.com/p/Cree-65W-Equivalent-Soft-White-2700K-BR30-Dimmable-Exceptional-Light-Quality-LED-Light-Bulb-2-Pack-TBR30-06527FLFH25-12DE26-1-12/304006396 | 0 | No Labor Cost | 3.14 | bulb |  | 3.14
Equipment | LED - 9W Flood | ENERGY STAR Qualified 9W Screw-In LED | 4018W EISA Compliant Halogen Lamp | Commercial | Turnover | Hospitals | FL Zone 2 | Per Lamp | 13% | 261.17 | 36.162 | 225.008 | 0.86154 | 15 | 0 | 0 | 1.85 | https://www.homedepot.com/p/Philips-65-Watt-Incandescent-BR30-Flood-Light-Bulb-12-Pack-per-Case-248872/100560688 | 0 | No Labor Cost | 4.99 | https://www.homedepot.com/p/Cree-65W-Equivalent-Soft-White-2700K-BR30-Dimmable-Exceptional-Light-Quality-LED-Light-Bulb-2-Pack-TBR30-06527FLFH25-12DE26-1-12/304006396 | 0 | No Labor Cost | 3.14 | bulb |  | 3.14
Equipment | LED - 9W Flood | ENERGY STAR Qualified 9W Screw-In LED | 4018W EISA Compliant Halogen Lamp | Commercial | Turnover | Institutional | FL Zone 2 | Per Lamp | 13% | 261.17 | 36.162 | 225.008 | 0.86154 | 15 | 0 | 0 | 1.85 | https://www.homedepot.com/p/Philips-65-Watt-Incandescent-BR30-Flood-Light-Bulb-12-Pack-per-Case-248872/100560688 | 0 | No Labor Cost | 4.99 | https://www.homedepot.com/p/Cree-65W-Equivalent-Soft-White-2700K-BR30-Dimmable-Exceptional-Light-Quality-LED-Light-Bulb-2-Pack-TBR30-06527FLFH25-12DE26-1-12/304006396 | 0 | No Labor Cost | 3.14 | bulb |  | 3.14
Equipment | LED - 9W Flood | ENERGY STAR Qualified 9W Screw-In LED | 4018W EISA Compliant Halogen Lamp | Commercial | Turnover | Lodging/Hospitality | FL Zone 2 | Per Lamp | 13% | 261.17 | 36.162 | 225.008 | 0.86154 | 15 | 0 | 0 | 1.85 | https://www.homedepot.com/p/Philips-65-Watt-Incandescent-BR30-Flood-Light-Bulb-12-Pack-per-Case-248872/100560688 | 0 | No Labor Cost | 4.99 | https://www.homedepot.com/p/Cree-65W-Equivalent-Soft-White-2700K-BR30-Dimmable-Exceptional-Light-Quality-LED-Light-Bulb-2-Pack-TBR30-06527FLFH25-12DE26-1-12/304006396 | 0 | No Labor Cost | 3.14 | bulb |  | 3.14
Equipment | LED - 9W Flood | ENERGY STAR Qualified 9W Screw-In LED | 4018W EISA Compliant Halogen Lamp | Commercial | Turnover | Miscellaneous | FL Zone 2 | Per Lamp | 13% | 261.17 | 36.162 | 225.008 | 0.86154 | 15 | 0 | 0 | 1.85 | https://www.homedepot.com/p/Philips-65-Watt-Incandescent-BR30-Flood-Light-Bulb-12-Pack-per-Case-248872/100560688 | 0 | No Labor Cost | 4.99 | https://www.homedepot.com/p/Cree-65W-Equivalent-Soft-White-2700K-BR30-Dimmable-Exceptional-Light-Quality-LED-Light-Bulb-2-Pack-TBR30-06527FLFH25-12DE26-1-12/304006396 | 0 | No Labor Cost | 3.14 | bulb |  | 3.14
Equipment | LED - 9W Flood | ENERGY STAR Qualified 9W Screw-In LED | 4018W EISA Compliant Halogen Lamp | Commercial | Turnover | Offices | FL Zone 2 | Per Lamp | 13% | 261.17 | 36.162 | 225.008 | 0.86154 | 15 | 0 | 0 | 1.85 | https://www.homedepot.com/p/Philips-65-Watt-Incandescent-BR30-Flood-Light-Bulb-12-Pack-per-Case-248872/100560688 | 0 | No Labor Cost | 4.99 | https://www.homedepot.com/p/Cree-65W-Equivalent-Soft-White-2700K-BR30-Dimmable-Exceptional-Light-Quality-LED-Light-Bulb-2-Pack-TBR30-06527FLFH25-12DE26-1-12/304006396 | 0 | No Labor Cost | 3.14 | bulb |  | 3.14
Equipment | LED - 9W Flood | ENERGY STAR Qualified 9W Screw-In LED | 4018W EISA Compliant Halogen Lamp | Commercial | Turnover | Restaurants | FL Zone 2 | Per Lamp | 13% | 261.17 | 36.162 | 225.008 | 0.86154 | 15 | 0 | 0 | 1.85 | https://www.homedepot.com/p/Philips-65-Watt-Incandescent-BR30-Flood-Light-Bulb-12-Pack-per-Case-248872/100560688 | 0 | No Labor Cost | 4.99 | https://www.homedepot.com/p/Cree-65W-Equivalent-Soft-White-2700K-BR30-Dimmable-Exceptional-Light-Quality-LED-Light-Bulb-2-Pack-TBR30-06527FLFH25-12DE26-1-12/304006396 | 0 | No Labor Cost | 3.14 | bulb |  | 3.14
Equipment | LED - 9W Flood | ENERGY STAR Qualified 9W Screw-In LED | 4018W EISA Compliant Halogen Lamp | Commercial | Turnover | Retail | FL Zone 2 | Per Lamp | 13% | 261.17 | 36.162 | 225.008 | 0.86154 | 15 | 0 | 0 | 1.85 | https://www.homedepot.com/p/Philips-65-Watt-Incandescent-BR30-Flood-Light-Bulb-12-Pack-per-Case-248872/100560688 | 0 | No Labor Cost | 4.99 | https://www.homedepot.com/p/Cree-65W-Equivalent-Soft-White-2700K-BR30-Dimmable-Exceptional-Light-Quality-LED-Light-Bulb-2-Pack-TBR30-06527FLFH25-12DE26-1-12/304006396 | 0 | No Labor Cost | 3.14 | bulb |  | 3.14
Equipment | LED - 9W Flood | ENERGY STAR Qualified 9W Screw-In LED | 4018W EISA Compliant Halogen Lamp | Commercial | Turnover | Schools K-12 | FL Zone 2 | Per Lamp | 13% | 261.17 | 36.162 | 225.008 | 0.86154 | 15 | 0 | 0 | 1.85 | https://www.homedepot.com/p/Philips-65-Watt-Incandescent-BR30-Flood-Light-Bulb-12-Pack-per-Case-248872/100560688 | 0 | No Labor Cost | 4.99 | https://www.homedepot.com/p/Cree-65W-Equivalent-Soft-White-2700K-BR30-Dimmable-Exceptional-Light-Quality-LED-Light-Bulb-2-Pack-TBR30-06527FLFH25-12DE26-1-12/304006396 | 0 | No Labor Cost | 3.14 | bulb |  | 3.14
Equipment | LED - 9W Flood | ENERGY STAR Qualified 9W Screw-In LED | 4018W EISA Compliant Halogen Lamp | Commercial | Turnover | Warehouse | FL Zone 2 | Per Lamp | 13% | 261.17 | 36.162 | 225.008 | 0.86154 | 15 | 0 | 0 | 1.85 | https://www.homedepot.com/p/Philips-65-Watt-Incandescent-BR30-Flood-Light-Bulb-12-Pack-per-Case-248872/100560688 | 0 | No Labor Cost | 4.99 | https://www.homedepot.com/p/Cree-65W-Equivalent-Soft-White-2700K-BR30-Dimmable-Exceptional-Light-Quality-LED-Light-Bulb-2-Pack-TBR30-06527FLFH25-12DE26-1-12/304006396 | 0 | No Labor Cost | 3.14 | bulb |  | 3.14
Equipment | LED - 9W Flood | ENERGY STAR Qualified 9W Screw-In LED | 4018W EISA Compliant Halogen Lamp | Commercial | New | Assembly | FL Zone 2 | Per Lamp | 86% | 261.17 | 36.162 | 225.008 | 0.86154 | 15 | 0 | 0 | 1.85 | https://www.homedepot.com/p/Philips-65-Watt-Incandescent-BR30-Flood-Light-Bulb-12-Pack-per-Case-248872/100560688 | 0 | No Labor Cost | 4.99 | https://www.homedepot.com/p/Cree-65W-Equivalent-Soft-White-2700K-BR30-Dimmable-Exceptional-Light-Quality-LED-Light-Bulb-2-Pack-TBR30-06527FLFH25-12DE26-1-12/304006396 | 0 | No Labor Cost | 3.14 | bulb |  | 3.14
Equipment | LED - 9W Flood | ENERGY STAR Qualified 9W Screw-In LED | 4018W EISA Compliant Halogen Lamp | Commercial | New | College and University | FL Zone 2 | Per Lamp | 86% | 261.17 | 36.162 | 225.008 | 0.86154 | 15 | 0 | 0 | 1.85 | https://www.homedepot.com/p/Philips-65-Watt-Incandescent-BR30-Flood-Light-Bulb-12-Pack-per-Case-248872/100560688 | 0 | No Labor Cost | 4.99 | https://www.homedepot.com/p/Cree-65W-Equivalent-Soft-White-2700K-BR30-Dimmable-Exceptional-Light-Quality-LED-Light-Bulb-2-Pack-TBR30-06527FLFH25-12DE26-1-12/304006396 | 0 | No Labor Cost | 3.14 | bulb |  | 3.14
Equipment | LED - 9W Flood | ENERGY STAR Qualified 9W Screw-In LED | 4018W EISA Compliant Halogen Lamp | Commercial | New | Grocery | FL Zone 2 | Per Lamp | 86% | 261.17 | 36.162 | 225.008 | 0.86154 | 15 | 0 | 0 | 1.85 | https://www.homedepot.com/p/Philips-65-Watt-Incandescent-BR30-Flood-Light-Bulb-12-Pack-per-Case-248872/100560688 | 0 | No Labor Cost | 4.99 | https://www.homedepot.com/p/Cree-65W-Equivalent-Soft-White-2700K-BR30-Dimmable-Exceptional-Light-Quality-LED-Light-Bulb-2-Pack-TBR30-06527FLFH25-12DE26-1-12/304006396 | 0 | No Labor Cost | 3.14 | bulb |  | 3.14
Equipment | LED - 9W Flood | ENERGY STAR Qualified 9W Screw-In LED | 4018W EISA Compliant Halogen Lamp | Commercial | New | Healthcare | FL Zone 2 | Per Lamp | 86% | 261.17 | 36.162 | 225.008 | 0.86154 | 15 | 0 | 0 | 1.85 | https://www.homedepot.com/p/Philips-65-Watt-Incandescent-BR30-Flood-Light-Bulb-12-Pack-per-Case-248872/100560688 | 0 | No Labor Cost | 4.99 | https://www.homedepot.com/p/Cree-65W-Equivalent-Soft-White-2700K-BR30-Dimmable-Exceptional-Light-Quality-LED-Light-Bulb-2-Pack-TBR30-06527FLFH25-12DE26-1-12/304006396 | 0 | No Labor Cost | 3.14 | bulb |  | 3.14
Equipment | LED - 9W Flood | ENERGY STAR Qualified 9W Screw-In LED | 4018W EISA Compliant Halogen Lamp | Commercial | New | Hospitals | FL Zone 2 | Per Lamp | 86% | 261.17 | 36.162 | 225.008 | 0.86154 | 15 | 0 | 0 | 1.85 | https://www.homedepot.com/p/Philips-65-Watt-Incandescent-BR30-Flood-Light-Bulb-12-Pack-per-Case-248872/100560688 | 0 | No Labor Cost | 4.99 | https://www.homedepot.com/p/Cree-65W-Equivalent-Soft-White-2700K-BR30-Dimmable-Exceptional-Light-Quality-LED-Light-Bulb-2-Pack-TBR30-06527FLFH25-12DE26-1-12/304006396 | 0 | No Labor Cost | 3.14 | bulb |  | 3.14
Equipment | LED - 9W Flood | ENERGY STAR Qualified 9W Screw-In LED | 4018W EISA Compliant Halogen Lamp | Commercial | New | Institutional | FL Zone 2 | Per Lamp | 86% | 261.17 | 36.162 | 225.008 | 0.86154 | 15 | 0 | 0 | 1.85 | https://www.homedepot.com/p/Philips-65-Watt-Incandescent-BR30-Flood-Light-Bulb-12-Pack-per-Case-248872/100560688 | 0 | No Labor Cost | 4.99 | https://www.homedepot.com/p/Cree-65W-Equivalent-Soft-White-2700K-BR30-Dimmable-Exceptional-Light-Quality-LED-Light-Bulb-2-Pack-TBR30-06527FLFH25-12DE26-1-12/304006396 | 0 | No Labor Cost | 3.14 | bulb |  | 3.14
Equipment | LED - 9W Flood | ENERGY STAR Qualified 9W Screw-In LED | 4018W EISA Compliant Halogen Lamp | Commercial | New | Lodging/Hospitality | FL Zone 2 | Per Lamp | 86% | 261.17 | 36.162 | 225.008 | 0.86154 | 15 | 0 | 0 | 1.85 | https://www.homedepot.com/p/Philips-65-Watt-Incandescent-BR30-Flood-Light-Bulb-12-Pack-per-Case-248872/100560688 | 0 | No Labor Cost | 4.99 | https://www.homedepot.com/p/Cree-65W-Equivalent-Soft-White-2700K-BR30-Dimmable-Exceptional-Light-Quality-LED-Light-Bulb-2-Pack-TBR30-06527FLFH25-12DE26-1-12/304006396 | 0 | No Labor Cost | 3.14 | bulb |  | 3.14
Equipment | LED - 9W Flood | ENERGY STAR Qualified 9W Screw-In LED | 4018W EISA Compliant Halogen Lamp | Commercial | New | Miscellaneous | FL Zone 2 | Per Lamp | 13% | 261.17 | 36.162 | 225.008 | 0.86154 | 15 | 0 | 0 | 1.85 | https://www.homedepot.com/p/Philips-65-Watt-Incandescent-BR30-Flood-Light-Bulb-12-Pack-per-Case-248872/100560688 | 0 | No Labor Cost | 4.99 | https://www.homedepot.com/p/Cree-65W-Equivalent-Soft-White-2700K-BR30-Dimmable-Exceptional-Light-Quality-LED-Light-Bulb-2-Pack-TBR30-06527FLFH25-12DE26-1-12/304006396 | 0 | No Labor Cost | 3.14 | bulb |  | 3.14
Equipment | LED - 9W Flood | ENERGY STAR Qualified 9W Screw-In LED | 4018W EISA Compliant Halogen Lamp | Commercial | New | Offices | FL Zone 2 | Per Lamp | 86% | 261.17 | 36.162 | 225.008 | 0.86154 | 15 | 0 | 0 | 1.85 | https://www.homedepot.com/p/Philips-65-Watt-Incandescent-BR30-Flood-Light-Bulb-12-Pack-per-Case-248872/100560688 | 0 | No Labor Cost | 4.99 | https://www.homedepot.com/p/Cree-65W-Equivalent-Soft-White-2700K-BR30-Dimmable-Exceptional-Light-Quality-LED-Light-Bulb-2-Pack-TBR30-06527FLFH25-12DE26-1-12/304006396 | 0 | No Labor Cost | 3.14 | bulb |  | 3.14
Equipment | LED - 9W Flood | ENERGY STAR Qualified 9W Screw-In LED | 4018W EISA Compliant Halogen Lamp | Commercial | New | Restaurants | FL Zone 2 | Per Lamp | 62% | 261.17 | 36.162 | 225.008 | 0.86154 | 15 | 0 | 0 | 1.85 | https://www.homedepot.com/p/Philips-65-Watt-Incandescent-BR30-Flood-Light-Bulb-12-Pack-per-Case-248872/100560688 | 0 | No Labor Cost | 4.99 | https://www.homedepot.com/p/Cree-65W-Equivalent-Soft-White-2700K-BR30-Dimmable-Exceptional-Light-Quality-LED-Light-Bulb-2-Pack-TBR30-06527FLFH25-12DE26-1-12/304006396 | 0 | No Labor Cost | 3.14 | bulb |  | 3.14
Equipment | LED - 9W Flood | ENERGY STAR Qualified 9W Screw-In LED | 4018W EISA Compliant Halogen Lamp | Commercial | New | Retail | FL Zone 2 | Per Lamp | 62% | 261.17 | 36.162 | 225.008 | 0.86154 | 15 | 0 | 0 | 1.85 | https://www.homedepot.com/p/Philips-65-Watt-Incandescent-BR30-Flood-Light-Bulb-12-Pack-per-Case-248872/100560688 | 0 | No Labor Cost | 4.99 | https://www.homedepot.com/p/Cree-65W-Equivalent-Soft-White-2700K-BR30-Dimmable-Exceptional-Light-Quality-LED-Light-Bulb-2-Pack-TBR30-06527FLFH25-12DE26-1-12/304006396 | 0 | No Labor Cost | 3.14 | bulb |  | 3.14
Equipment | LED - 9W Flood | ENERGY STAR Qualified 9W Screw-In LED | 4018W EISA Compliant Halogen Lamp | Commercial | New | Schools K-12 | FL Zone 2 | Per Lamp | 86% | 261.17 | 36.162 | 225.008 | 0.86154 | 15 | 0 | 0 | 1.85 | https://www.homedepot.com/p/Philips-65-Watt-Incandescent-BR30-Flood-Light-Bulb-12-Pack-per-Case-248872/100560688 | 0 | No Labor Cost | 4.99 | https://www.homedepot.com/p/Cree-65W-Equivalent-Soft-White-2700K-BR30-Dimmable-Exceptional-Light-Quality-LED-Light-Bulb-2-Pack-TBR30-06527FLFH25-12DE26-1-12/304006396 | 0 | No Labor Cost | 3.14 | bulb |  | 3.14
Equipment | LED - 9W Flood | ENERGY STAR Qualified 9W Screw-In LED | 4018W EISA Compliant Halogen Lamp | Commercial | New | Warehouse | FL Zone 2 | Per Lamp | 86% | 261.17 | 36.162 | 225.008 | 0.86154 | 15 | 0 | 0 | 1.85 | https://www.homedepot.com/p/Philips-65-Watt-Incandescent-BR30-Flood-Light-Bulb-12-Pack-per-Case-248872/100560688 | 0 | No Labor Cost | 4.99 | https://www.homedepot.com/p/Cree-65W-Equivalent-Soft-White-2700K-BR30-Dimmable-Exceptional-Light-Quality-LED-Light-Bulb-2-Pack-TBR30-06527FLFH25-12DE26-1-12/304006396 | 0 | No Labor Cost | 3.14 | bulb |  | 3.14
Equipment | LED Display Lighting (Exterior) | One Letter of LED Signage, < 2ft in Height | One Letter of Neon or Argon-mercury Signage, < 2ft in Height | Commercial | Turnover | Assembly | FL Zone 2 | Per Fixture | 4% | 433.944 | 56.252 | 377.692 | 0.87037 | 15 | 0 | 0 | 295 | Market Research, 2014, Grainger | 0 | 0 | 330 | Pennsylvania Public Utility Commission 2013 Incremental Cost Database | 0 | 0 | 35 | fixture |  | 35
Equipment | LED Display Lighting (Exterior) | One Letter of LED Signage, < 2ft in Height | One Letter of Neon or Argon-mercury Signage, < 2ft in Height | Commercial | Turnover | College and University | FL Zone 2 | Per Fixture | 5% | 433.944 | 56.252 | 377.692 | 0.87037 | 15 | 0 | 0 | 295 | Market Research, 2014, Grainger | 0 | 0 | 330 | Pennsylvania Public Utility Commission 2013 Incremental Cost Database | 0 | 0 | 35 | fixture |  | 35
Equipment | LED Display Lighting (Exterior) | One Letter of LED Signage, < 2ft in Height | One Letter of Neon or Argon-mercury Signage, < 2ft in Height | Commercial | Turnover | Grocery | FL Zone 2 | Per Fixture | 4% | 433.944 | 56.252 | 377.692 | 0.87037 | 15 | 0 | 0 | 295 | Market Research, 2014, Grainger | 0 | 0 | 330 | Pennsylvania Public Utility Commission 2013 Incremental Cost Database | 0 | 0 | 35 | fixture |  | 35
Equipment | LED Display Lighting (Exterior) | One Letter of LED Signage, < 2ft in Height | One Letter of Neon or Argon-mercury Signage, < 2ft in Height | Commercial | Turnover | Healthcare | FL Zone 2 | Per Fixture | 5% | 433.944 | 56.252 | 377.692 | 0.87037 | 15 | 0 | 0 | 295 | Market Research, 2014, Grainger | 0 | 0 | 330 | Pennsylvania Public Utility Commission 2013 Incremental Cost Database | 0 | 0 | 35 | fixture |  | 35
Equipment | LED Display Lighting (Exterior) | One Letter of LED Signage, < 2ft in Height | One Letter of Neon or Argon-mercury Signage, < 2ft in Height | Commercial | Turnover | Hospitals | FL Zone 2 | Per Fixture | 4% | 433.944 | 56.252 | 377.692 | 0.87037 | 15 | 0 | 0 | 295 | Market Research, 2014, Grainger | 0 | 0 | 330 | Pennsylvania Public Utility Commission 2013 Incremental Cost Database | 0 | 0 | 35 | fixture |  | 35
Equipment | LED Display Lighting (Exterior) | One Letter of LED Signage, < 2ft in Height | One Letter of Neon or Argon-mercury Signage, < 2ft in Height | Commercial | Turnover | Institutional | FL Zone 2 | Per Fixture | 5% | 433.944 | 56.252 | 377.692 | 0.87037 | 15 | 0 | 0 | 295 | Market Research, 2014, Grainger | 0 | 0 | 330 | Pennsylvania Public Utility Commission 2013 Incremental Cost Database | 0 | 0 | 35 | fixture |  | 35
Equipment | LED Display Lighting (Exterior) | One Letter of LED Signage, < 2ft in Height | One Letter of Neon or Argon-mercury Signage, < 2ft in Height | Commercial | Turnover | Lodging/Hospitality | FL Zone 2 | Per Fixture | 4% | 433.944 | 56.252 | 377.692 | 0.87037 | 15 | 0 | 0 | 295 | Market Research, 2014, Grainger | 0 | 0 | 330 | Pennsylvania Public Utility Commission 2013 Incremental Cost Database | 0 | 0 | 35 | fixture |  | 35
Equipment | LED Display Lighting (Exterior) | One Letter of LED Signage, < 2ft in Height | One Letter of Neon or Argon-mercury Signage, < 2ft in Height | Commercial | Turnover | Miscellaneous | FL Zone 2 | Per Fixture | 5% | 433.944 | 56.252 | 377.692 | 0.87037 | 15 | 0 | 0 | 295 | Market Research, 2014, Grainger | 0 | 0 | 330 | Pennsylvania Public Utility Commission 2013 Incremental Cost Database | 0 | 0 | 35 | fixture |  | 35
Equipment | LED Display Lighting (Exterior) | One Letter of LED Signage, < 2ft in Height | One Letter of Neon or Argon-mercury Signage, < 2ft in Height | Commercial | Turnover | Offices | FL Zone 2 | Per Fixture | 4% | 433.944 | 56.252 | 377.692 | 0.87037 | 15 | 0 | 0 | 295 | Market Research, 2014, Grainger | 0 | 0 | 330 | Pennsylvania Public Utility Commission 2013 Incremental Cost Database | 0 | 0 | 35 | fixture |  | 35
Equipment | LED Display Lighting (Exterior) | One Letter of LED Signage, < 2ft in Height | One Letter of Neon or Argon-mercury Signage, < 2ft in Height | Commercial | Turnover | Restaurants | FL Zone 2 | Per Fixture | 4% | 433.944 | 56.252 | 377.692 | 0.87037 | 15 | 0 | 0 | 295 | Market Research, 2014, Grainger | 0 | 0 | 330 | Pennsylvania Public Utility Commission 2013 Incremental Cost Database | 0 | 0 | 35 | fixture |  | 35
Equipment | LED Display Lighting (Exterior) | One Letter of LED Signage, < 2ft in Height | One Letter of Neon or Argon-mercury Signage, < 2ft in Height | Commercial | Turnover | Retail | FL Zone 2 | Per Fixture | 4% | 433.944 | 56.252 | 377.692 | 0.87037 | 15 | 0 | 0 | 295 | Market Research, 2014, Grainger | 0 | 0 | 330 | Pennsylvania Public Utility Commission 2013 Incremental Cost Database | 0 | 0 | 35 | fixture |  | 35
Equipment | LED Display Lighting (Exterior) | One Letter of LED Signage, < 2ft in Height | One Letter of Neon or Argon-mercury Signage, < 2ft in Height | Commercial | Turnover | Schools K-12 | FL Zone 2 | Per Fixture | 5% | 433.944 | 56.252 | 377.692 | 0.87037 | 15 | 0 | 0 | 295 | Market Research, 2014, Grainger | 0 | 0 | 330 | Pennsylvania Public Utility Commission 2013 Incremental Cost Database | 0 | 0 | 35 | fixture |  | 35
Equipment | LED Display Lighting (Exterior) | One Letter of LED Signage, < 2ft in Height | One Letter of Neon or Argon-mercury Signage, < 2ft in Height | Commercial | Turnover | Warehouse | FL Zone 2 | Per Fixture | 5% | 433.944 | 56.252 | 377.692 | 0.87037 | 15 | 0 | 0 | 295 | Market Research, 2014, Grainger | 0 | 0 | 330 | Pennsylvania Public Utility Commission 2013 Incremental Cost Database | 0 | 0 | 35 | fixture |  | 35
Equipment | LED Display Lighting (Exterior) | One Letter of LED Signage, < 2ft in Height | One Letter of Neon or Argon-mercury Signage, < 2ft in Height | Commercial | New | Assembly | FL Zone 2 | Per Fixture | 5% | 433.944 | 56.252 | 377.692 | 0.87037 | 15 | 0 | 0 | 295 | Market Research, 2014, Grainger | 0 | 0 | 330 | Pennsylvania Public Utility Commission 2013 Incremental Cost Database | 0 | 0 | 35 | fixture |  | 35
Equipment | LED Display Lighting (Exterior) | One Letter of LED Signage, < 2ft in Height | One Letter of Neon or Argon-mercury Signage, < 2ft in Height | Commercial | New | College and University | FL Zone 2 | Per Fixture | 5% | 433.944 | 56.252 | 377.692 | 0.87037 | 15 | 0 | 0 | 295 | Market Research, 2014, Grainger | 0 | 0 | 330 | Pennsylvania Public Utility Commission 2013 Incremental Cost Database | 0 | 0 | 35 | fixture |  | 35
Equipment | LED Display Lighting (Exterior) | One Letter of LED Signage, < 2ft in Height | One Letter of Neon or Argon-mercury Signage, < 2ft in Height | Commercial | New | Grocery | FL Zone 2 | Per Fixture | 5% | 433.944 | 56.252 | 377.692 | 0.87037 | 15 | 0 | 0 | 295 | Market Research, 2014, Grainger | 0 | 0 | 330 | Pennsylvania Public Utility Commission 2013 Incremental Cost Database | 0 | 0 | 35 | fixture |  | 35
Equipment | LED Display Lighting (Exterior) | One Letter of LED Signage, < 2ft in Height | One Letter of Neon or Argon-mercury Signage, < 2ft in Height | Commercial | New | Healthcare | FL Zone 2 | Per Fixture | 5% | 433.944 | 56.252 | 377.692 | 0.87037 | 15 | 0 | 0 | 295 | Market Research, 2014, Grainger | 0 | 0 | 330 | Pennsylvania Public Utility Commission 2013 Incremental Cost Database | 0 | 0 | 35 | fixture |  | 35
Equipment | LED Display Lighting (Exterior) | One Letter of LED Signage, < 2ft in Height | One Letter of Neon or Argon-mercury Signage, < 2ft in Height | Commercial | New | Hospitals | FL Zone 2 | Per Fixture | 5% | 433.944 | 56.252 | 377.692 | 0.87037 | 15 | 0 | 0 | 295 | Market Research, 2014, Grainger | 0 | 0 | 330 | Pennsylvania Public Utility Commission 2013 Incremental Cost Database | 0 | 0 | 35 | fixture |  | 35
Equipment | LED Display Lighting (Exterior) | One Letter of LED Signage, < 2ft in Height | One Letter of Neon or Argon-mercury Signage, < 2ft in Height | Commercial | New | Institutional | FL Zone 2 | Per Fixture | 5% | 433.944 | 56.252 | 377.692 | 0.87037 | 15 | 0 | 0 | 295 | Market Research, 2014, Grainger | 0 | 0 | 330 | Pennsylvania Public Utility Commission 2013 Incremental Cost Database | 0 | 0 | 35 | fixture |  | 35
Equipment | LED Display Lighting (Exterior) | One Letter of LED Signage, < 2ft in Height | One Letter of Neon or Argon-mercury Signage, < 2ft in Height | Commercial | New | Lodging/Hospitality | FL Zone 2 | Per Fixture | 5% | 433.944 | 56.252 | 377.692 | 0.87037 | 15 | 0 | 0 | 295 | Market Research, 2014, Grainger | 0 | 0 | 330 | Pennsylvania Public Utility Commission 2013 Incremental Cost Database | 0 | 0 | 35 | fixture |  | 35
Equipment | LED Display Lighting (Exterior) | One Letter of LED Signage, < 2ft in Height | One Letter of Neon or Argon-mercury Signage, < 2ft in Height | Commercial | New | Miscellaneous | FL Zone 2 | Per Fixture | 5% | 433.944 | 56.252 | 377.692 | 0.87037 | 15 | 0 | 0 | 295 | Market Research, 2014, Grainger | 0 | 0 | 330 | Pennsylvania Public Utility Commission 2013 Incremental Cost Database | 0 | 0 | 35 | fixture |  | 35
Equipment | LED Display Lighting (Exterior) | One Letter of LED Signage, < 2ft in Height | One Letter of Neon or Argon-mercury Signage, < 2ft in Height | Commercial | New | Offices | FL Zone 2 | Per Fixture | 5% | 433.944 | 56.252 | 377.692 | 0.87037 | 15 | 0 | 0 | 295 | Market Research, 2014, Grainger | 0 | 0 | 330 | Pennsylvania Public Utility Commission 2013 Incremental Cost Database | 0 | 0 | 35 | fixture |  | 35
Equipment | LED Display Lighting (Exterior) | One Letter of LED Signage, < 2ft in Height | One Letter of Neon or Argon-mercury Signage, < 2ft in Height | Commercial | New | Restaurants | FL Zone 2 | Per Fixture | 5% | 433.944 | 56.252 | 377.692 | 0.87037 | 15 | 0 | 0 | 295 | Market Research, 2014, Grainger | 0 | 0 | 330 | Pennsylvania Public Utility Commission 2013 Incremental Cost Database | 0 | 0 | 35 | fixture |  | 35
Equipment | LED Display Lighting (Exterior) | One Letter of LED Signage, < 2ft in Height | One Letter of Neon or Argon-mercury Signage, < 2ft in Height | Commercial | New | Retail | FL Zone 2 | Per Fixture | 5% | 433.944 | 56.252 | 377.692 | 0.87037 | 15 | 0 | 0 | 295 | Market Research, 2014, Grainger | 0 | 0 | 330 | Pennsylvania Public Utility Commission 2013 Incremental Cost Database | 0 | 0 | 35 | fixture |  | 35
Equipment | LED Display Lighting (Exterior) | One Letter of LED Signage, < 2ft in Height | One Letter of Neon or Argon-mercury Signage, < 2ft in Height | Commercial | New | Schools K-12 | FL Zone 2 | Per Fixture | 5% | 433.944 | 56.252 | 377.692 | 0.87037 | 15 | 0 | 0 | 295 | Market Research, 2014, Grainger | 0 | 0 | 330 | Pennsylvania Public Utility Commission 2013 Incremental Cost Database | 0 | 0 | 35 | fixture |  | 35
Equipment | LED Display Lighting (Exterior) | One Letter of LED Signage, < 2ft in Height | One Letter of Neon or Argon-mercury Signage, < 2ft in Height | Commercial | New | Warehouse | FL Zone 2 | Per Fixture | 5% | 433.944 | 56.252 | 377.692 | 0.87037 | 15 | 0 | 0 | 295 | Market Research, 2014, Grainger | 0 | 0 | 330 | Pennsylvania Public Utility Commission 2013 Incremental Cost Database | 0 | 0 | 35 | fixture |  | 35
Equipment | LED Exterior Lighting | One 65W LED Canopy Light | Equipment 1: Average Lumen Equivalent Exterior HID Area Lighting Equipment 2: Average Lumen Equivalent Exterior Incandescent Area Light | Commercial | Turnover | Assembly | FL Zone 2 | Per Unit | 4% | 1261.652 | 498.232 | 763.42 | 0.6051 | 13 | 0 | 0 | 0 | Reference source included incremental cost only | 0 | 0 | 287 | Illinois 2018 Statewide TRM, Section 4.5.4 | 0 | 0 | 287 | fixture |  | 287
Equipment | LED Exterior Lighting | One 65W LED Canopy Light | Equipment 1: Average Lumen Equivalent Exterior HID Area Lighting Equipment 2: Average Lumen Equivalent Exterior Incandescent Area Light | Commercial | Turnover | College and University | FL Zone 2 | Per Unit | 5% | 1261.652 | 498.232 | 763.42 | 0.6051 | 13 | 0 | 0 | 0 | Reference source included incremental cost only | 0 | 0 | 287 | Illinois 2018 Statewide TRM, Section 4.5.4 | 0 | 0 | 287 | fixture |  | 287
Equipment | LED Exterior Lighting | One 65W LED Canopy Light | Equipment 1: Average Lumen Equivalent Exterior HID Area Lighting Equipment 2: Average Lumen Equivalent Exterior Incandescent Area Light | Commercial | Turnover | Grocery | FL Zone 2 | Per Unit | 4% | 1261.652 | 498.232 | 763.42 | 0.6051 | 13 | 0 | 0 | 0 | Reference source included incremental cost only | 0 | 0 | 287 | Illinois 2018 Statewide TRM, Section 4.5.4 | 0 | 0 | 287 | fixture |  | 287
Equipment | LED Exterior Lighting | One 65W LED Canopy Light | Equipment 1: Average Lumen Equivalent Exterior HID Area Lighting Equipment 2: Average Lumen Equivalent Exterior Incandescent Area Light | Commercial | Turnover | Healthcare | FL Zone 2 | Per Unit | 5% | 1261.652 | 498.232 | 763.42 | 0.6051 | 13 | 0 | 0 | 0 | Reference source included incremental cost only | 0 | 0 | 287 | Illinois 2018 Statewide TRM, Section 4.5.4 | 0 | 0 | 287 | fixture |  | 287
Equipment | LED Exterior Lighting | One 65W LED Canopy Light | Equipment 1: Average Lumen Equivalent Exterior HID Area Lighting Equipment 2: Average Lumen Equivalent Exterior Incandescent Area Light | Commercial | Turnover | Hospitals | FL Zone 2 | Per Unit | 4% | 1261.652 | 498.232 | 763.42 | 0.6051 | 13 | 0 | 0 | 0 | Reference source included incremental cost only | 0 | 0 | 287 | Illinois 2018 Statewide TRM, Section 4.5.4 | 0 | 0 | 287 | fixture |  | 287
Equipment | LED Exterior Lighting | One 65W LED Canopy Light | Equipment 1: Average Lumen Equivalent Exterior HID Area Lighting Equipment 2: Average Lumen Equivalent Exterior Incandescent Area Light | Commercial | Turnover | Institutional | FL Zone 2 | Per Unit | 5% | 1261.652 | 498.232 | 763.42 | 0.6051 | 13 | 0 | 0 | 0 | Reference source included incremental cost only | 0 | 0 | 287 | Illinois 2018 Statewide TRM, Section 4.5.4 | 0 | 0 | 287 | fixture |  | 287
Equipment | LED Exterior Lighting | One 65W LED Canopy Light | Equipment 1: Average Lumen Equivalent Exterior HID Area Lighting Equipment 2: Average Lumen Equivalent Exterior Incandescent Area Light | Commercial | Turnover | Lodging/Hospitality | FL Zone 2 | Per Unit | 4% | 1261.652 | 498.232 | 763.42 | 0.6051 | 13 | 0 | 0 | 0 | Reference source included incremental cost only | 0 | 0 | 287 | Illinois 2018 Statewide TRM, Section 4.5.4 | 0 | 0 | 287 | fixture |  | 287
Equipment | LED Exterior Lighting | One 65W LED Canopy Light | Equipment 1: Average Lumen Equivalent Exterior HID Area Lighting Equipment 2: Average Lumen Equivalent Exterior Incandescent Area Light | Commercial | Turnover | Miscellaneous | FL Zone 2 | Per Unit | 5% | 1261.652 | 498.232 | 763.42 | 0.6051 | 13 | 0 | 0 | 0 | Reference source included incremental cost only | 0 | 0 | 287 | Illinois 2018 Statewide TRM, Section 4.5.4 | 0 | 0 | 287 | fixture |  | 287
Equipment | LED Exterior Lighting | One 65W LED Canopy Light | Equipment 1: Average Lumen Equivalent Exterior HID Area Lighting Equipment 2: Average Lumen Equivalent Exterior Incandescent Area Light | Commercial | Turnover | Offices | FL Zone 2 | Per Unit | 4% | 1261.652 | 498.232 | 763.42 | 0.6051 | 13 | 0 | 0 | 0 | Reference source included incremental cost only | 0 | 0 | 287 | Illinois 2018 Statewide TRM, Section 4.5.4 | 0 | 0 | 287 | fixture |  | 287
Equipment | LED Exterior Lighting | One 65W LED Canopy Light | Equipment 1: Average Lumen Equivalent Exterior HID Area Lighting Equipment 2: Average Lumen Equivalent Exterior Incandescent Area Light | Commercial | Turnover | Restaurants | FL Zone 2 | Per Unit | 4% | 1261.652 | 498.232 | 763.42 | 0.6051 | 13 | 0 | 0 | 0 | Reference source included incremental cost only | 0 | 0 | 287 | Illinois 2018 Statewide TRM, Section 4.5.4 | 0 | 0 | 287 | fixture |  | 287
Equipment | LED Exterior Lighting | One 65W LED Canopy Light | Equipment 1: Average Lumen Equivalent Exterior HID Area Lighting Equipment 2: Average Lumen Equivalent Exterior Incandescent Area Light | Commercial | Turnover | Retail | FL Zone 2 | Per Unit | 4% | 1261.652 | 498.232 | 763.42 | 0.6051 | 13 | 0 | 0 | 0 | Reference source included incremental cost only | 0 | 0 | 287 | Illinois 2018 Statewide TRM, Section 4.5.4 | 0 | 0 | 287 | fixture |  | 287
Equipment | LED Exterior Lighting | One 65W LED Canopy Light | Equipment 1: Average Lumen Equivalent Exterior HID Area Lighting Equipment 2: Average Lumen Equivalent Exterior Incandescent Area Light | Commercial | Turnover | Schools K-12 | FL Zone 2 | Per Unit | 5% | 1261.652 | 498.232 | 763.42 | 0.6051 | 13 | 0 | 0 | 0 | Reference source included incremental cost only | 0 | 0 | 287 | Illinois 2018 Statewide TRM, Section 4.5.4 | 0 | 0 | 287 | fixture |  | 287
Equipment | LED Exterior Lighting | One 65W LED Canopy Light | Equipment 1: Average Lumen Equivalent Exterior HID Area Lighting Equipment 2: Average Lumen Equivalent Exterior Incandescent Area Light | Commercial | Turnover | Warehouse | FL Zone 2 | Per Unit | 5% | 1261.652 | 498.232 | 763.42 | 0.6051 | 13 | 0 | 0 | 0 | Reference source included incremental cost only | 0 | 0 | 287 | Illinois 2018 Statewide TRM, Section 4.5.4 | 0 | 0 | 287 | fixture |  | 287
Equipment | LED Exterior Lighting | One 65W LED Canopy Light | Equipment 1: Average Lumen Equivalent Exterior HID Area Lighting Equipment 2: Average Lumen Equivalent Exterior Incandescent Area Light | Commercial | New | Assembly | FL Zone 2 | Per Unit | 5% | 1261.652 | 498.232 | 763.42 | 0.6051 | 13 | 0 | 0 | 0 | Reference source included incremental cost only | 0 | 0 | 287 | Illinois 2018 Statewide TRM, Section 4.5.4 | 0 | 0 | 287 | fixture |  | 287
Equipment | LED Exterior Lighting | One 65W LED Canopy Light | Equipment 1: Average Lumen Equivalent Exterior HID Area Lighting Equipment 2: Average Lumen Equivalent Exterior Incandescent Area Light | Commercial | New | College and University | FL Zone 2 | Per Unit | 5% | 1261.652 | 498.232 | 763.42 | 0.6051 | 13 | 0 | 0 | 0 | Reference source included incremental cost only | 0 | 0 | 287 | Illinois 2018 Statewide TRM, Section 4.5.4 | 0 | 0 | 287 | fixture |  | 287
Equipment | LED Exterior Lighting | One 65W LED Canopy Light | Equipment 1: Average Lumen Equivalent Exterior HID Area Lighting Equipment 2: Average Lumen Equivalent Exterior Incandescent Area Light | Commercial | New | Grocery | FL Zone 2 | Per Unit | 5% | 1261.652 | 498.232 | 763.42 | 0.6051 | 13 | 0 | 0 | 0 | Reference source included incremental cost only | 0 | 0 | 287 | Illinois 2018 Statewide TRM, Section 4.5.4 | 0 | 0 | 287 | fixture |  | 287
Equipment | LED Exterior Lighting | One 65W LED Canopy Light | Equipment 1: Average Lumen Equivalent Exterior HID Area Lighting Equipment 2: Average Lumen Equivalent Exterior Incandescent Area Light | Commercial | New | Healthcare | FL Zone 2 | Per Unit | 5% | 1261.652 | 498.232 | 763.42 | 0.6051 | 13 | 0 | 0 | 0 | Reference source included incremental cost only | 0 | 0 | 287 | Illinois 2018 Statewide TRM, Section 4.5.4 | 0 | 0 | 287 | fixture |  | 287
Equipment | LED Exterior Lighting | One 65W LED Canopy Light | Equipment 1: Average Lumen Equivalent Exterior HID Area Lighting Equipment 2: Average Lumen Equivalent Exterior Incandescent Area Light | Commercial | New | Hospitals | FL Zone 2 | Per Unit | 5% | 1261.652 | 498.232 | 763.42 | 0.6051 | 13 | 0 | 0 | 0 | Reference source included incremental cost only | 0 | 0 | 287 | Illinois 2018 Statewide TRM, Section 4.5.4 | 0 | 0 | 287 | fixture |  | 287
Equipment | LED Exterior Lighting | One 65W LED Canopy Light | Equipment 1: Average Lumen Equivalent Exterior HID Area Lighting Equipment 2: Average Lumen Equivalent Exterior Incandescent Area Light | Commercial | New | Institutional | FL Zone 2 | Per Unit | 5% | 1261.652 | 498.232 | 763.42 | 0.6051 | 13 | 0 | 0 | 0 | Reference source included incremental cost only | 0 | 0 | 287 | Illinois 2018 Statewide TRM, Section 4.5.4 | 0 | 0 | 287 | fixture |  | 287
Equipment | LED Exterior Lighting | One 65W LED Canopy Light | Equipment 1: Average Lumen Equivalent Exterior HID Area Lighting Equipment 2: Average Lumen Equivalent Exterior Incandescent Area Light | Commercial | New | Lodging/Hospitality | FL Zone 2 | Per Unit | 5% | 1261.652 | 498.232 | 763.42 | 0.6051 | 13 | 0 | 0 | 0 | Reference source included incremental cost only | 0 | 0 | 287 | Illinois 2018 Statewide TRM, Section 4.5.4 | 0 | 0 | 287 | fixture |  | 287
Equipment | LED Exterior Lighting | One 65W LED Canopy Light | Equipment 1: Average Lumen Equivalent Exterior HID Area Lighting Equipment 2: Average Lumen Equivalent Exterior Incandescent Area Light | Commercial | New | Miscellaneous | FL Zone 2 | Per Unit | 5% | 1261.652 | 498.232 | 763.42 | 0.6051 | 13 | 0 | 0 | 0 | Reference source included incremental cost only | 0 | 0 | 287 | Illinois 2018 Statewide TRM, Section 4.5.4 | 0 | 0 | 287 | fixture |  | 287
Equipment | LED Exterior Lighting | One 65W LED Canopy Light | Equipment 1: Average Lumen Equivalent Exterior HID Area Lighting Equipment 2: Average Lumen Equivalent Exterior Incandescent Area Light | Commercial | New | Offices | FL Zone 2 | Per Unit | 5% | 1261.652 | 498.232 | 763.42 | 0.6051 | 13 | 0 | 0 | 0 | Reference source included incremental cost only | 0 | 0 | 287 | Illinois 2018 Statewide TRM, Section 4.5.4 | 0 | 0 | 287 | fixture |  | 287
Equipment | LED Exterior Lighting | One 65W LED Canopy Light | Equipment 1: Average Lumen Equivalent Exterior HID Area Lighting Equipment 2: Average Lumen Equivalent Exterior Incandescent Area Light | Commercial | New | Restaurants | FL Zone 2 | Per Unit | 5% | 1261.652 | 498.232 | 763.42 | 0.6051 | 13 | 0 | 0 | 0 | Reference source included incremental cost only | 0 | 0 | 287 | Illinois 2018 Statewide TRM, Section 4.5.4 | 0 | 0 | 287 | fixture |  | 287
Equipment | LED Exterior Lighting | One 65W LED Canopy Light | Equipment 1: Average Lumen Equivalent Exterior HID Area Lighting Equipment 2: Average Lumen Equivalent Exterior Incandescent Area Light | Commercial | New | Retail | FL Zone 2 | Per Unit | 5% | 1261.652 | 498.232 | 763.42 | 0.6051 | 13 | 0 | 0 | 0 | Reference source included incremental cost only | 0 | 0 | 287 | Illinois 2018 Statewide TRM, Section 4.5.4 | 0 | 0 | 287 | fixture |  | 287
Equipment | LED Exterior Lighting | One 65W LED Canopy Light | Equipment 1: Average Lumen Equivalent Exterior HID Area Lighting Equipment 2: Average Lumen Equivalent Exterior Incandescent Area Light | Commercial | New | Schools K-12 | FL Zone 2 | Per Unit | 5% | 1261.652 | 498.232 | 763.42 | 0.6051 | 13 | 0 | 0 | 0 | Reference source included incremental cost only | 0 | 0 | 287 | Illinois 2018 Statewide TRM, Section 4.5.4 | 0 | 0 | 287 | fixture |  | 287
Equipment | LED Exterior Lighting | One 65W LED Canopy Light | Equipment 1: Average Lumen Equivalent Exterior HID Area Lighting Equipment 2: Average Lumen Equivalent Exterior Incandescent Area Light | Commercial | New | Warehouse | FL Zone 2 | Per Unit | 5% | 1261.652 | 498.232 | 763.42 | 0.6051 | 13 | 0 | 0 | 0 | Reference source included incremental cost only | 0 | 0 | 287 | Illinois 2018 Statewide TRM, Section 4.5.4 | 0 | 0 | 287 | fixture |  | 287
Equipment | LED Parking Lighting | One 160W LED Area Light | Equipment 1: Average Lumen Equivalent Exterior Incandescent Area Lighting Equipment 2: One Average Lumen Equivalent Exterior HID Area Light | Commercial | Turnover | Assembly | FL Zone 2 | Per Fixture | 7% | 4018 | 642.88 | 3375.12 | 0.84 | 18 | 0 | 0 | 271.43 | Market Research, 2016, RAB Lighting | 0 | 0 | 433.28 | Market Research, 2016, RAB Lighting | 0 | 0 | 161.85 | fixture |  | 161.85
Equipment | LED Parking Lighting | One 160W LED Area Light | Equipment 1: Average Lumen Equivalent Exterior Incandescent Area Lighting Equipment 2: One Average Lumen Equivalent Exterior HID Area Light | Commercial | Turnover | College and University | FL Zone 2 | Per Fixture | 7% | 4018 | 642.88 | 3375.12 | 0.84 | 18 | 0 | 0 | 271.43 | Market Research, 2016, RAB Lighting | 0 | 0 | 433.28 | Market Research, 2016, RAB Lighting | 0 | 0 | 161.85 | fixture |  | 161.85
Equipment | LED Parking Lighting | One 160W LED Area Light | Equipment 1: Average Lumen Equivalent Exterior Incandescent Area Lighting Equipment 2: One Average Lumen Equivalent Exterior HID Area Light | Commercial | Turnover | Grocery | FL Zone 2 | Per Fixture | 7% | 4018 | 642.88 | 3375.12 | 0.84 | 18 | 0 | 0 | 271.43 | Market Research, 2016, RAB Lighting | 0 | 0 | 433.28 | Market Research, 2016, RAB Lighting | 0 | 0 | 161.85 | fixture |  | 161.85
Equipment | LED Parking Lighting | One 160W LED Area Light | Equipment 1: Average Lumen Equivalent Exterior Incandescent Area Lighting Equipment 2: One Average Lumen Equivalent Exterior HID Area Light | Commercial | Turnover | Healthcare | FL Zone 2 | Per Fixture | 7% | 4018 | 642.88 | 3375.12 | 0.84 | 18 | 0 | 0 | 271.43 | Market Research, 2016, RAB Lighting | 0 | 0 | 433.28 | Market Research, 2016, RAB Lighting | 0 | 0 | 161.85 | fixture |  | 161.85
Equipment | LED Parking Lighting | One 160W LED Area Light | Equipment 1: Average Lumen Equivalent Exterior Incandescent Area Lighting Equipment 2: One Average Lumen Equivalent Exterior HID Area Light | Commercial | Turnover | Hospitals | FL Zone 2 | Per Fixture | 7% | 4018 | 642.88 | 3375.12 | 0.84 | 18 | 0 | 0 | 271.43 | Market Research, 2016, RAB Lighting | 0 | 0 | 433.28 | Market Research, 2016, RAB Lighting | 0 | 0 | 161.85 | fixture |  | 161.85
Equipment | LED Parking Lighting | One 160W LED Area Light | Equipment 1: Average Lumen Equivalent Exterior Incandescent Area Lighting Equipment 2: One Average Lumen Equivalent Exterior HID Area Light | Commercial | Turnover | Institutional | FL Zone 2 | Per Fixture | 7% | 4018 | 642.88 | 3375.12 | 0.84 | 18 | 0 | 0 | 271.43 | Market Research, 2016, RAB Lighting | 0 | 0 | 433.28 | Market Research, 2016, RAB Lighting | 0 | 0 | 161.85 | fixture |  | 161.85
Equipment | LED Parking Lighting | One 160W LED Area Light | Equipment 1: Average Lumen Equivalent Exterior Incandescent Area Lighting Equipment 2: One Average Lumen Equivalent Exterior HID Area Light | Commercial | Turnover | Lodging/Hospitality | FL Zone 2 | Per Fixture | 7% | 4018 | 642.88 | 3375.12 | 0.84 | 18 | 0 | 0 | 271.43 | Market Research, 2016, RAB Lighting | 0 | 0 | 433.28 | Market Research, 2016, RAB Lighting | 0 | 0 | 161.85 | fixture |  | 161.85
Equipment | LED Parking Lighting | One 160W LED Area Light | Equipment 1: Average Lumen Equivalent Exterior Incandescent Area Lighting Equipment 2: One Average Lumen Equivalent Exterior HID Area Light | Commercial | Turnover | Miscellaneous | FL Zone 2 | Per Fixture | 7% | 4018 | 642.88 | 3375.12 | 0.84 | 18 | 0 | 0 | 271.43 | Market Research, 2016, RAB Lighting | 0 | 0 | 433.28 | Market Research, 2016, RAB Lighting | 0 | 0 | 161.85 | fixture |  | 161.85
Equipment | LED Parking Lighting | One 160W LED Area Light | Equipment 1: Average Lumen Equivalent Exterior Incandescent Area Lighting Equipment 2: One Average Lumen Equivalent Exterior HID Area Light | Commercial | Turnover | Offices | FL Zone 2 | Per Fixture | 7% | 4018 | 642.88 | 3375.12 | 0.84 | 18 | 0 | 0 | 271.43 | Market Research, 2016, RAB Lighting | 0 | 0 | 433.28 | Market Research, 2016, RAB Lighting | 0 | 0 | 161.85 | fixture |  | 161.85
Equipment | LED Parking Lighting | One 160W LED Area Light | Equipment 1: Average Lumen Equivalent Exterior Incandescent Area Lighting Equipment 2: One Average Lumen Equivalent Exterior HID Area Light | Commercial | Turnover | Restaurants | FL Zone 2 | Per Fixture | 7% | 4018 | 642.88 | 3375.12 | 0.84 | 18 | 0 | 0 | 271.43 | Market Research, 2016, RAB Lighting | 0 | 0 | 433.28 | Market Research, 2016, RAB Lighting | 0 | 0 | 161.85 | fixture |  | 161.85
Equipment | LED Parking Lighting | One 160W LED Area Light | Equipment 1: Average Lumen Equivalent Exterior Incandescent Area Lighting Equipment 2: One Average Lumen Equivalent Exterior HID Area Light | Commercial | Turnover | Retail | FL Zone 2 | Per Fixture | 7% | 4018 | 642.88 | 3375.12 | 0.84 | 18 | 0 | 0 | 271.43 | Market Research, 2016, RAB Lighting | 0 | 0 | 433.28 | Market Research, 2016, RAB Lighting | 0 | 0 | 161.85 | fixture |  | 161.85
Equipment | LED Parking Lighting | One 160W LED Area Light | Equipment 1: Average Lumen Equivalent Exterior Incandescent Area Lighting Equipment 2: One Average Lumen Equivalent Exterior HID Area Light | Commercial | Turnover | Schools K-12 | FL Zone 2 | Per Fixture | 7% | 4018 | 642.88 | 3375.12 | 0.84 | 18 | 0 | 0 | 271.43 | Market Research, 2016, RAB Lighting | 0 | 0 | 433.28 | Market Research, 2016, RAB Lighting | 0 | 0 | 161.85 | fixture |  | 161.85
Equipment | LED Parking Lighting | One 160W LED Area Light | Equipment 1: Average Lumen Equivalent Exterior Incandescent Area Lighting Equipment 2: One Average Lumen Equivalent Exterior HID Area Light | Commercial | Turnover | Warehouse | FL Zone 2 | Per Fixture | 8% | 4018 | 642.88 | 3375.12 | 0.84 | 18 | 0 | 0 | 271.43 | Market Research, 2016, RAB Lighting | 0 | 0 | 433.28 | Market Research, 2016, RAB Lighting | 0 | 0 | 161.85 | fixture |  | 161.85
Equipment | LED Parking Lighting | One 160W LED Area Light | Equipment 1: Average Lumen Equivalent Exterior Incandescent Area Lighting Equipment 2: One Average Lumen Equivalent Exterior HID Area Light | Commercial | New | Assembly | FL Zone 2 | Per Fixture | 95% | 4018 | 642.88 | 3375.12 | 0.84 | 18 | 0 | 0 | 271.43 | Market Research, 2016, RAB Lighting | 0 | 0 | 433.28 | Market Research, 2016, RAB Lighting | 0 | 0 | 161.85 | fixture |  | 161.85
Equipment | LED Parking Lighting | One 160W LED Area Light | Equipment 1: Average Lumen Equivalent Exterior Incandescent Area Lighting Equipment 2: One Average Lumen Equivalent Exterior HID Area Light | Commercial | New | College and University | FL Zone 2 | Per Fixture | 7% | 4018 | 642.88 | 3375.12 | 0.84 | 18 | 0 | 0 | 271.43 | Market Research, 2016, RAB Lighting | 0 | 0 | 433.28 | Market Research, 2016, RAB Lighting | 0 | 0 | 161.85 | fixture |  | 161.85
Equipment | LED Parking Lighting | One 160W LED Area Light | Equipment 1: Average Lumen Equivalent Exterior Incandescent Area Lighting Equipment 2: One Average Lumen Equivalent Exterior HID Area Light | Commercial | New | Grocery | FL Zone 2 | Per Fixture | 95% | 4018 | 642.88 | 3375.12 | 0.84 | 18 | 0 | 0 | 271.43 | Market Research, 2016, RAB Lighting | 0 | 0 | 433.28 | Market Research, 2016, RAB Lighting | 0 | 0 | 161.85 | fixture |  | 161.85
Equipment | LED Parking Lighting | One 160W LED Area Light | Equipment 1: Average Lumen Equivalent Exterior Incandescent Area Lighting Equipment 2: One Average Lumen Equivalent Exterior HID Area Light | Commercial | New | Healthcare | FL Zone 2 | Per Fixture | 7% | 4018 | 642.88 | 3375.12 | 0.84 | 18 | 0 | 0 | 271.43 | Market Research, 2016, RAB Lighting | 0 | 0 | 433.28 | Market Research, 2016, RAB Lighting | 0 | 0 | 161.85 | fixture |  | 161.85
Equipment | LED Parking Lighting | One 160W LED Area Light | Equipment 1: Average Lumen Equivalent Exterior Incandescent Area Lighting Equipment 2: One Average Lumen Equivalent Exterior HID Area Light | Commercial | New | Hospitals | FL Zone 2 | Per Fixture | 95% | 4018 | 642.88 | 3375.12 | 0.84 | 18 | 0 | 0 | 271.43 | Market Research, 2016, RAB Lighting | 0 | 0 | 433.28 | Market Research, 2016, RAB Lighting | 0 | 0 | 161.85 | fixture |  | 161.85
Equipment | LED Parking Lighting | One 160W LED Area Light | Equipment 1: Average Lumen Equivalent Exterior Incandescent Area Lighting Equipment 2: One Average Lumen Equivalent Exterior HID Area Light | Commercial | New | Institutional | FL Zone 2 | Per Fixture | 7% | 4018 | 642.88 | 3375.12 | 0.84 | 18 | 0 | 0 | 271.43 | Market Research, 2016, RAB Lighting | 0 | 0 | 433.28 | Market Research, 2016, RAB Lighting | 0 | 0 | 161.85 | fixture |  | 161.85
Equipment | LED Parking Lighting | One 160W LED Area Light | Equipment 1: Average Lumen Equivalent Exterior Incandescent Area Lighting Equipment 2: One Average Lumen Equivalent Exterior HID Area Light | Commercial | New | Lodging/Hospitality | FL Zone 2 | Per Fixture | 95% | 4018 | 642.88 | 3375.12 | 0.84 | 18 | 0 | 0 | 271.43 | Market Research, 2016, RAB Lighting | 0 | 0 | 433.28 | Market Research, 2016, RAB Lighting | 0 | 0 | 161.85 | fixture |  | 161.85
Equipment | LED Parking Lighting | One 160W LED Area Light | Equipment 1: Average Lumen Equivalent Exterior Incandescent Area Lighting Equipment 2: One Average Lumen Equivalent Exterior HID Area Light | Commercial | New | Miscellaneous | FL Zone 2 | Per Fixture | 7% | 4018 | 642.88 | 3375.12 | 0.84 | 18 | 0 | 0 | 271.43 | Market Research, 2016, RAB Lighting | 0 | 0 | 433.28 | Market Research, 2016, RAB Lighting | 0 | 0 | 161.85 | fixture |  | 161.85
Equipment | LED Parking Lighting | One 160W LED Area Light | Equipment 1: Average Lumen Equivalent Exterior Incandescent Area Lighting Equipment 2: One Average Lumen Equivalent Exterior HID Area Light | Commercial | New | Offices | FL Zone 2 | Per Fixture | 95% | 4018 | 642.88 | 3375.12 | 0.84 | 18 | 0 | 0 | 271.43 | Market Research, 2016, RAB Lighting | 0 | 0 | 433.28 | Market Research, 2016, RAB Lighting | 0 | 0 | 161.85 | fixture |  | 161.85
Equipment | LED Parking Lighting | One 160W LED Area Light | Equipment 1: Average Lumen Equivalent Exterior Incandescent Area Lighting Equipment 2: One Average Lumen Equivalent Exterior HID Area Light | Commercial | New | Restaurants | FL Zone 2 | Per Fixture | 95% | 4018 | 642.88 | 3375.12 | 0.84 | 18 | 0 | 0 | 271.43 | Market Research, 2016, RAB Lighting | 0 | 0 | 433.28 | Market Research, 2016, RAB Lighting | 0 | 0 | 161.85 | fixture |  | 161.85
Equipment | LED Parking Lighting | One 160W LED Area Light | Equipment 1: Average Lumen Equivalent Exterior Incandescent Area Lighting Equipment 2: One Average Lumen Equivalent Exterior HID Area Light | Commercial | New | Retail | FL Zone 2 | Per Fixture | 95% | 4018 | 642.88 | 3375.12 | 0.84 | 18 | 0 | 0 | 271.43 | Market Research, 2016, RAB Lighting | 0 | 0 | 433.28 | Market Research, 2016, RAB Lighting | 0 | 0 | 161.85 | fixture |  | 161.85
Equipment | LED Parking Lighting | One 160W LED Area Light | Equipment 1: Average Lumen Equivalent Exterior Incandescent Area Lighting Equipment 2: One Average Lumen Equivalent Exterior HID Area Light | Commercial | New | Schools K-12 | FL Zone 2 | Per Fixture | 7% | 4018 | 642.88 | 3375.12 | 0.84 | 18 | 0 | 0 | 271.43 | Market Research, 2016, RAB Lighting | 0 | 0 | 433.28 | Market Research, 2016, RAB Lighting | 0 | 0 | 161.85 | fixture |  | 161.85
Equipment | LED Parking Lighting | One 160W LED Area Light | Equipment 1: Average Lumen Equivalent Exterior Incandescent Area Lighting Equipment 2: One Average Lumen Equivalent Exterior HID Area Light | Commercial | New | Warehouse | FL Zone 2 | Per Fixture | 8% | 4018 | 642.88 | 3375.12 | 0.84 | 18 | 0 | 0 | 271.43 | Market Research, 2016, RAB Lighting | 0 | 0 | 433.28 | Market Research, 2016, RAB Lighting | 0 | 0 | 161.85 | fixture |  | 161.85
Equipment | LED Street Lights | One 210W LED Area Light | Equipment 1: Average Lumen Equivalent Exterior Incandescent Area Lighting Equipment 2: One Average Lumen Equivalent Exterior HID Area Light | Commercial | Turnover | Assembly | FL Zone 2 | Per Fixture | 0% | 2542.055 | 850.932 | 1691.123 | 0.66526 | 18 | 0 | 0 | 271.43 | Market Research, 2016, RAB Lighting | 0 | 0 | 510 | https://hangarlights.com/led-parking-lot-flood-lights.html | 0 | 0 | 238.57 | fixture |  | 238.57
Equipment | LED Street Lights | One 210W LED Area Light | Equipment 1: Average Lumen Equivalent Exterior Incandescent Area Lighting Equipment 2: One Average Lumen Equivalent Exterior HID Area Light | Commercial | Turnover | College and University | FL Zone 2 | Per Fixture | 0% | 2542.055 | 850.932 | 1691.123 | 0.66526 | 18 | 0 | 0 | 271.43 | Market Research, 2016, RAB Lighting | 0 | 0 | 510 | https://hangarlights.com/led-parking-lot-flood-lights.html | 0 | 0 | 238.57 | fixture |  | 238.57
Equipment | LED Street Lights | One 210W LED Area Light | Equipment 1: Average Lumen Equivalent Exterior Incandescent Area Lighting Equipment 2: One Average Lumen Equivalent Exterior HID Area Light | Commercial | Turnover | Grocery | FL Zone 2 | Per Fixture | 0% | 2542.055 | 850.932 | 1691.123 | 0.66526 | 18 | 0 | 0 | 271.43 | Market Research, 2016, RAB Lighting | 0 | 0 | 510 | https://hangarlights.com/led-parking-lot-flood-lights.html | 0 | 0 | 238.57 | fixture |  | 238.57
Equipment | LED Street Lights | One 210W LED Area Light | Equipment 1: Average Lumen Equivalent Exterior Incandescent Area Lighting Equipment 2: One Average Lumen Equivalent Exterior HID Area Light | Commercial | Turnover | Healthcare | FL Zone 2 | Per Fixture | 0% | 2542.055 | 850.932 | 1691.123 | 0.66526 | 18 | 0 | 0 | 271.43 | Market Research, 2016, RAB Lighting | 0 | 0 | 510 | https://hangarlights.com/led-parking-lot-flood-lights.html | 0 | 0 | 238.57 | fixture |  | 238.57
Equipment | LED Street Lights | One 210W LED Area Light | Equipment 1: Average Lumen Equivalent Exterior Incandescent Area Lighting Equipment 2: One Average Lumen Equivalent Exterior HID Area Light | Commercial | Turnover | Hospitals | FL Zone 2 | Per Fixture | 0% | 2542.055 | 850.932 | 1691.123 | 0.66526 | 18 | 0 | 0 | 271.43 | Market Research, 2016, RAB Lighting | 0 | 0 | 510 | https://hangarlights.com/led-parking-lot-flood-lights.html | 0 | 0 | 238.57 | fixture |  | 238.57
Equipment | LED Street Lights | One 210W LED Area Light | Equipment 1: Average Lumen Equivalent Exterior Incandescent Area Lighting Equipment 2: One Average Lumen Equivalent Exterior HID Area Light | Commercial | Turnover | Institutional | FL Zone 2 | Per Fixture | 21% | 2542.055 | 850.932 | 1691.123 | 0.66526 | 18 | 0 | 0 | 271.43 | Market Research, 2016, RAB Lighting | 0 | 0 | 510 | https://hangarlights.com/led-parking-lot-flood-lights.html | 0 | 0 | 238.57 | fixture |  | 238.57
Equipment | LED Street Lights | One 210W LED Area Light | Equipment 1: Average Lumen Equivalent Exterior Incandescent Area Lighting Equipment 2: One Average Lumen Equivalent Exterior HID Area Light | Commercial | Turnover | Lodging/Hospitality | FL Zone 2 | Per Fixture | 0% | 2542.055 | 850.932 | 1691.123 | 0.66526 | 18 | 0 | 0 | 271.43 | Market Research, 2016, RAB Lighting | 0 | 0 | 510 | https://hangarlights.com/led-parking-lot-flood-lights.html | 0 | 0 | 238.57 | fixture |  | 238.57
Equipment | LED Street Lights | One 210W LED Area Light | Equipment 1: Average Lumen Equivalent Exterior Incandescent Area Lighting Equipment 2: One Average Lumen Equivalent Exterior HID Area Light | Commercial | Turnover | Miscellaneous | FL Zone 2 | Per Fixture | 0% | 2542.055 | 850.932 | 1691.123 | 0.66526 | 18 | 0 | 0 | 271.43 | Market Research, 2016, RAB Lighting | 0 | 0 | 510 | https://hangarlights.com/led-parking-lot-flood-lights.html | 0 | 0 | 238.57 | fixture |  | 238.57
Equipment | LED Street Lights | One 210W LED Area Light | Equipment 1: Average Lumen Equivalent Exterior Incandescent Area Lighting Equipment 2: One Average Lumen Equivalent Exterior HID Area Light | Commercial | Turnover | Offices | FL Zone 2 | Per Fixture | 0% | 2542.055 | 850.932 | 1691.123 | 0.66526 | 18 | 0 | 0 | 271.43 | Market Research, 2016, RAB Lighting | 0 | 0 | 510 | https://hangarlights.com/led-parking-lot-flood-lights.html | 0 | 0 | 238.57 | fixture |  | 238.57
Equipment | LED Street Lights | One 210W LED Area Light | Equipment 1: Average Lumen Equivalent Exterior Incandescent Area Lighting Equipment 2: One Average Lumen Equivalent Exterior HID Area Light | Commercial | Turnover | Restaurants | FL Zone 2 | Per Fixture | 0% | 2542.055 | 850.932 | 1691.123 | 0.66526 | 18 | 0 | 0 | 271.43 | Market Research, 2016, RAB Lighting | 0 | 0 | 510 | https://hangarlights.com/led-parking-lot-flood-lights.html | 0 | 0 | 238.57 | fixture |  | 238.57
Equipment | LED Street Lights | One 210W LED Area Light | Equipment 1: Average Lumen Equivalent Exterior Incandescent Area Lighting Equipment 2: One Average Lumen Equivalent Exterior HID Area Light | Commercial | Turnover | Retail | FL Zone 2 | Per Fixture | 0% | 2542.055 | 850.932 | 1691.123 | 0.66526 | 18 | 0 | 0 | 271.43 | Market Research, 2016, RAB Lighting | 0 | 0 | 510 | https://hangarlights.com/led-parking-lot-flood-lights.html | 0 | 0 | 238.57 | fixture |  | 238.57
Equipment | LED Street Lights | One 210W LED Area Light | Equipment 1: Average Lumen Equivalent Exterior Incandescent Area Lighting Equipment 2: One Average Lumen Equivalent Exterior HID Area Light | Commercial | Turnover | Schools K-12 | FL Zone 2 | Per Fixture | 0% | 2542.055 | 850.932 | 1691.123 | 0.66526 | 18 | 0 | 0 | 271.43 | Market Research, 2016, RAB Lighting | 0 | 0 | 510 | https://hangarlights.com/led-parking-lot-flood-lights.html | 0 | 0 | 238.57 | fixture |  | 238.57
Equipment | LED Street Lights | One 210W LED Area Light | Equipment 1: Average Lumen Equivalent Exterior Incandescent Area Lighting Equipment 2: One Average Lumen Equivalent Exterior HID Area Light | Commercial | Turnover | Warehouse | FL Zone 2 | Per Fixture | 0% | 2542.055 | 850.932 | 1691.123 | 0.66526 | 18 | 0 | 0 | 271.43 | Market Research, 2016, RAB Lighting | 0 | 0 | 510 | https://hangarlights.com/led-parking-lot-flood-lights.html | 0 | 0 | 238.57 | fixture |  | 238.57
Equipment | LED Street Lights | One 210W LED Area Light | Equipment 1: Average Lumen Equivalent Exterior Incandescent Area Lighting Equipment 2: One Average Lumen Equivalent Exterior HID Area Light | Commercial | New | Assembly | FL Zone 2 | Per Fixture | 0% | 2542.055 | 850.932 | 1691.123 | 0.66526 | 18 | 0 | 0 | 271.43 | Market Research, 2016, RAB Lighting | 0 | 0 | 510 | https://hangarlights.com/led-parking-lot-flood-lights.html | 0 | 0 | 238.57 | fixture |  | 238.57
Equipment | LED Street Lights | One 210W LED Area Light | Equipment 1: Average Lumen Equivalent Exterior Incandescent Area Lighting Equipment 2: One Average Lumen Equivalent Exterior HID Area Light | Commercial | New | College and University | FL Zone 2 | Per Fixture | 0% | 2542.055 | 850.932 | 1691.123 | 0.66526 | 18 | 0 | 0 | 271.43 | Market Research, 2016, RAB Lighting | 0 | 0 | 510 | https://hangarlights.com/led-parking-lot-flood-lights.html | 0 | 0 | 238.57 | fixture |  | 238.57
Equipment | LED Street Lights | One 210W LED Area Light | Equipment 1: Average Lumen Equivalent Exterior Incandescent Area Lighting Equipment 2: One Average Lumen Equivalent Exterior HID Area Light | Commercial | New | Grocery | FL Zone 2 | Per Fixture | 0% | 2542.055 | 850.932 | 1691.123 | 0.66526 | 18 | 0 | 0 | 271.43 | Market Research, 2016, RAB Lighting | 0 | 0 | 510 | https://hangarlights.com/led-parking-lot-flood-lights.html | 0 | 0 | 238.57 | fixture |  | 238.57
Equipment | LED Street Lights | One 210W LED Area Light | Equipment 1: Average Lumen Equivalent Exterior Incandescent Area Lighting Equipment 2: One Average Lumen Equivalent Exterior HID Area Light | Commercial | New | Healthcare | FL Zone 2 | Per Fixture | 0% | 2542.055 | 850.932 | 1691.123 | 0.66526 | 18 | 0 | 0 | 271.43 | Market Research, 2016, RAB Lighting | 0 | 0 | 510 | https://hangarlights.com/led-parking-lot-flood-lights.html | 0 | 0 | 238.57 | fixture |  | 238.57
Equipment | LED Street Lights | One 210W LED Area Light | Equipment 1: Average Lumen Equivalent Exterior Incandescent Area Lighting Equipment 2: One Average Lumen Equivalent Exterior HID Area Light | Commercial | New | Hospitals | FL Zone 2 | Per Fixture | 0% | 2542.055 | 850.932 | 1691.123 | 0.66526 | 18 | 0 | 0 | 271.43 | Market Research, 2016, RAB Lighting | 0 | 0 | 510 | https://hangarlights.com/led-parking-lot-flood-lights.html | 0 | 0 | 238.57 | fixture |  | 238.57
Equipment | LED Street Lights | One 210W LED Area Light | Equipment 1: Average Lumen Equivalent Exterior Incandescent Area Lighting Equipment 2: One Average Lumen Equivalent Exterior HID Area Light | Commercial | New | Institutional | FL Zone 2 | Per Fixture | 21% | 2542.055 | 850.932 | 1691.123 | 0.66526 | 18 | 0 | 0 | 271.43 | Market Research, 2016, RAB Lighting | 0 | 0 | 510 | https://hangarlights.com/led-parking-lot-flood-lights.html | 0 | 0 | 238.57 | fixture |  | 238.57
Equipment | LED Street Lights | One 210W LED Area Light | Equipment 1: Average Lumen Equivalent Exterior Incandescent Area Lighting Equipment 2: One Average Lumen Equivalent Exterior HID Area Light | Commercial | New | Lodging/Hospitality | FL Zone 2 | Per Fixture | 0% | 2542.055 | 850.932 | 1691.123 | 0.66526 | 18 | 0 | 0 | 271.43 | Market Research, 2016, RAB Lighting | 0 | 0 | 510 | https://hangarlights.com/led-parking-lot-flood-lights.html | 0 | 0 | 238.57 | fixture |  | 238.57
Equipment | LED Street Lights | One 210W LED Area Light | Equipment 1: Average Lumen Equivalent Exterior Incandescent Area Lighting Equipment 2: One Average Lumen Equivalent Exterior HID Area Light | Commercial | New | Miscellaneous | FL Zone 2 | Per Fixture | 0% | 2542.055 | 850.932 | 1691.123 | 0.66526 | 18 | 0 | 0 | 271.43 | Market Research, 2016, RAB Lighting | 0 | 0 | 510 | https://hangarlights.com/led-parking-lot-flood-lights.html | 0 | 0 | 238.57 | fixture |  | 238.57
Equipment | LED Street Lights | One 210W LED Area Light | Equipment 1: Average Lumen Equivalent Exterior Incandescent Area Lighting Equipment 2: One Average Lumen Equivalent Exterior HID Area Light | Commercial | New | Offices | FL Zone 2 | Per Fixture | 0% | 2542.055 | 850.932 | 1691.123 | 0.66526 | 18 | 0 | 0 | 271.43 | Market Research, 2016, RAB Lighting | 0 | 0 | 510 | https://hangarlights.com/led-parking-lot-flood-lights.html | 0 | 0 | 238.57 | fixture |  | 238.57
Equipment | LED Street Lights | One 210W LED Area Light | Equipment 1: Average Lumen Equivalent Exterior Incandescent Area Lighting Equipment 2: One Average Lumen Equivalent Exterior HID Area Light | Commercial | New | Restaurants | FL Zone 2 | Per Fixture | 0% | 2542.055 | 850.932 | 1691.123 | 0.66526 | 18 | 0 | 0 | 271.43 | Market Research, 2016, RAB Lighting | 0 | 0 | 510 | https://hangarlights.com/led-parking-lot-flood-lights.html | 0 | 0 | 238.57 | fixture |  | 238.57
Equipment | LED Street Lights | One 210W LED Area Light | Equipment 1: Average Lumen Equivalent Exterior Incandescent Area Lighting Equipment 2: One Average Lumen Equivalent Exterior HID Area Light | Commercial | New | Retail | FL Zone 2 | Per Fixture | 0% | 2542.055 | 850.932 | 1691.123 | 0.66526 | 18 | 0 | 0 | 271.43 | Market Research, 2016, RAB Lighting | 0 | 0 | 510 | https://hangarlights.com/led-parking-lot-flood-lights.html | 0 | 0 | 238.57 | fixture |  | 238.57
Equipment | LED Street Lights | One 210W LED Area Light | Equipment 1: Average Lumen Equivalent Exterior Incandescent Area Lighting Equipment 2: One Average Lumen Equivalent Exterior HID Area Light | Commercial | New | Schools K-12 | FL Zone 2 | Per Fixture | 0% | 2542.055 | 850.932 | 1691.123 | 0.66526 | 18 | 0 | 0 | 271.43 | Market Research, 2016, RAB Lighting | 0 | 0 | 510 | https://hangarlights.com/led-parking-lot-flood-lights.html | 0 | 0 | 238.57 | fixture |  | 238.57
Equipment | LED Street Lights | One 210W LED Area Light | Equipment 1: Average Lumen Equivalent Exterior Incandescent Area Lighting Equipment 2: One Average Lumen Equivalent Exterior HID Area Light | Commercial | New | Warehouse | FL Zone 2 | Per Fixture | 0% | 2542.055 | 850.932 | 1691.123 | 0.66526 | 18 | 0 | 0 | 271.43 | Market Research, 2016, RAB Lighting | 0 | 0 | 510 | https://hangarlights.com/led-parking-lot-flood-lights.html | 0 | 0 | 238.57 | fixture |  | 238.57
Equipment | LED Traffic and Crosswalk Lighting | LED Crosswalk Sign | Energy Star Qualifying Crosswalk Sign | Commercial | Turnover | Assembly | FL Zone 2 | Per Fixture | 0% | 102.2 | 64.24 | 37.96 | 0.37143 | 10 | 0 | 0 | 74 | Pennsylvania Public Utility Commission 2013 Incremental Cost Database | 0 | 0 | 145 | Pennsylvania Public Utility Commission 2013 Incremental Cost Database | 0 | 0 | 71 | fixture |  | 71
Equipment | LED Traffic and Crosswalk Lighting | LED Crosswalk Sign | Energy Star Qualifying Crosswalk Sign | Commercial | Turnover | College and University | FL Zone 2 | Per Fixture | 0% | 102.2 | 64.24 | 37.96 | 0.37143 | 10 | 0 | 0 | 74 | Pennsylvania Public Utility Commission 2013 Incremental Cost Database | 0 | 0 | 145 | Pennsylvania Public Utility Commission 2013 Incremental Cost Database | 0 | 0 | 71 | fixture |  | 71
Equipment | LED Traffic and Crosswalk Lighting | LED Crosswalk Sign | Energy Star Qualifying Crosswalk Sign | Commercial | Turnover | Grocery | FL Zone 2 | Per Fixture | 0% | 102.2 | 64.24 | 37.96 | 0.37143 | 10 | 0 | 0 | 74 | Pennsylvania Public Utility Commission 2013 Incremental Cost Database | 0 | 0 | 145 | Pennsylvania Public Utility Commission 2013 Incremental Cost Database | 0 | 0 | 71 | fixture |  | 71
Equipment | LED Traffic and Crosswalk Lighting | LED Crosswalk Sign | Energy Star Qualifying Crosswalk Sign | Commercial | Turnover | Healthcare | FL Zone 2 | Per Fixture | 0% | 102.2 | 64.24 | 37.96 | 0.37143 | 10 | 0 | 0 | 74 | Pennsylvania Public Utility Commission 2013 Incremental Cost Database | 0 | 0 | 145 | Pennsylvania Public Utility Commission 2013 Incremental Cost Database | 0 | 0 | 71 | fixture |  | 71
Equipment | LED Traffic and Crosswalk Lighting | LED Crosswalk Sign | Energy Star Qualifying Crosswalk Sign | Commercial | Turnover | Hospitals | FL Zone 2 | Per Fixture | 0% | 102.2 | 64.24 | 37.96 | 0.37143 | 10 | 0 | 0 | 74 | Pennsylvania Public Utility Commission 2013 Incremental Cost Database | 0 | 0 | 145 | Pennsylvania Public Utility Commission 2013 Incremental Cost Database | 0 | 0 | 71 | fixture |  | 71
Equipment | LED Traffic and Crosswalk Lighting | LED Crosswalk Sign | Energy Star Qualifying Crosswalk Sign | Commercial | Turnover | Institutional | FL Zone 2 | Per Fixture | 21% | 102.2 | 64.24 | 37.96 | 0.37143 | 10 | 0 | 0 | 74 | Pennsylvania Public Utility Commission 2013 Incremental Cost Database | 0 | 0 | 145 | Pennsylvania Public Utility Commission 2013 Incremental Cost Database | 0 | 0 | 71 | fixture |  | 71
Equipment | LED Traffic and Crosswalk Lighting | LED Crosswalk Sign | Energy Star Qualifying Crosswalk Sign | Commercial | Turnover | Lodging/Hospitality | FL Zone 2 | Per Fixture | 0% | 102.2 | 64.24 | 37.96 | 0.37143 | 10 | 0 | 0 | 74 | Pennsylvania Public Utility Commission 2013 Incremental Cost Database | 0 | 0 | 145 | Pennsylvania Public Utility Commission 2013 Incremental Cost Database | 0 | 0 | 71 | fixture |  | 71
Equipment | LED Traffic and Crosswalk Lighting | LED Crosswalk Sign | Energy Star Qualifying Crosswalk Sign | Commercial | Turnover | Miscellaneous | FL Zone 2 | Per Fixture | 0% | 102.2 | 64.24 | 37.96 | 0.37143 | 10 | 0 | 0 | 74 | Pennsylvania Public Utility Commission 2013 Incremental Cost Database | 0 | 0 | 145 | Pennsylvania Public Utility Commission 2013 Incremental Cost Database | 0 | 0 | 71 | fixture |  | 71
Equipment | LED Traffic and Crosswalk Lighting | LED Crosswalk Sign | Energy Star Qualifying Crosswalk Sign | Commercial | Turnover | Offices | FL Zone 2 | Per Fixture | 0% | 102.2 | 64.24 | 37.96 | 0.37143 | 10 | 0 | 0 | 74 | Pennsylvania Public Utility Commission 2013 Incremental Cost Database | 0 | 0 | 145 | Pennsylvania Public Utility Commission 2013 Incremental Cost Database | 0 | 0 | 71 | fixture |  | 71
Equipment | LED Traffic and Crosswalk Lighting | LED Crosswalk Sign | Energy Star Qualifying Crosswalk Sign | Commercial | Turnover | Restaurants | FL Zone 2 | Per Fixture | 0% | 102.2 | 64.24 | 37.96 | 0.37143 | 10 | 0 | 0 | 74 | Pennsylvania Public Utility Commission 2013 Incremental Cost Database | 0 | 0 | 145 | Pennsylvania Public Utility Commission 2013 Incremental Cost Database | 0 | 0 | 71 | fixture |  | 71
Equipment | LED Traffic and Crosswalk Lighting | LED Crosswalk Sign | Energy Star Qualifying Crosswalk Sign | Commercial | Turnover | Retail | FL Zone 2 | Per Fixture | 0% | 102.2 | 64.24 | 37.96 | 0.37143 | 10 | 0 | 0 | 74 | Pennsylvania Public Utility Commission 2013 Incremental Cost Database | 0 | 0 | 145 | Pennsylvania Public Utility Commission 2013 Incremental Cost Database | 0 | 0 | 71 | fixture |  | 71
Equipment | LED Traffic and Crosswalk Lighting | LED Crosswalk Sign | Energy Star Qualifying Crosswalk Sign | Commercial | Turnover | Schools K-12 | FL Zone 2 | Per Fixture | 0% | 102.2 | 64.24 | 37.96 | 0.37143 | 10 | 0 | 0 | 74 | Pennsylvania Public Utility Commission 2013 Incremental Cost Database | 0 | 0 | 145 | Pennsylvania Public Utility Commission 2013 Incremental Cost Database | 0 | 0 | 71 | fixture |  | 71
Equipment | LED Traffic and Crosswalk Lighting | LED Crosswalk Sign | Energy Star Qualifying Crosswalk Sign | Commercial | Turnover | Warehouse | FL Zone 2 | Per Fixture | 0% | 102.2 | 64.24 | 37.96 | 0.37143 | 10 | 0 | 0 | 74 | Pennsylvania Public Utility Commission 2013 Incremental Cost Database | 0 | 0 | 145 | Pennsylvania Public Utility Commission 2013 Incremental Cost Database | 0 | 0 | 71 | fixture |  | 71
Equipment | LED Traffic and Crosswalk Lighting | LED Crosswalk Sign | Energy Star Qualifying Crosswalk Sign | Commercial | New | Assembly | FL Zone 2 | Per Fixture | 0% | 102.2 | 64.24 | 37.96 | 0.37143 | 10 | 0 | 0 | 74 | Pennsylvania Public Utility Commission 2013 Incremental Cost Database | 0 | 0 | 145 | Pennsylvania Public Utility Commission 2013 Incremental Cost Database | 0 | 0 | 71 | fixture |  | 71
Equipment | LED Traffic and Crosswalk Lighting | LED Crosswalk Sign | Energy Star Qualifying Crosswalk Sign | Commercial | New | College and University | FL Zone 2 | Per Fixture | 0% | 102.2 | 64.24 | 37.96 | 0.37143 | 10 | 0 | 0 | 74 | Pennsylvania Public Utility Commission 2013 Incremental Cost Database | 0 | 0 | 145 | Pennsylvania Public Utility Commission 2013 Incremental Cost Database | 0 | 0 | 71 | fixture |  | 71
Equipment | LED Traffic and Crosswalk Lighting | LED Crosswalk Sign | Energy Star Qualifying Crosswalk Sign | Commercial | New | Grocery | FL Zone 2 | Per Fixture | 0% | 102.2 | 64.24 | 37.96 | 0.37143 | 10 | 0 | 0 | 74 | Pennsylvania Public Utility Commission 2013 Incremental Cost Database | 0 | 0 | 145 | Pennsylvania Public Utility Commission 2013 Incremental Cost Database | 0 | 0 | 71 | fixture |  | 71
Equipment | LED Traffic and Crosswalk Lighting | LED Crosswalk Sign | Energy Star Qualifying Crosswalk Sign | Commercial | New | Healthcare | FL Zone 2 | Per Fixture | 0% | 102.2 | 64.24 | 37.96 | 0.37143 | 10 | 0 | 0 | 74 | Pennsylvania Public Utility Commission 2013 Incremental Cost Database | 0 | 0 | 145 | Pennsylvania Public Utility Commission 2013 Incremental Cost Database | 0 | 0 | 71 | fixture |  | 71
Equipment | LED Traffic and Crosswalk Lighting | LED Crosswalk Sign | Energy Star Qualifying Crosswalk Sign | Commercial | New | Hospitals | FL Zone 2 | Per Fixture | 0% | 102.2 | 64.24 | 37.96 | 0.37143 | 10 | 0 | 0 | 74 | Pennsylvania Public Utility Commission 2013 Incremental Cost Database | 0 | 0 | 145 | Pennsylvania Public Utility Commission 2013 Incremental Cost Database | 0 | 0 | 71 | fixture |  | 71
Equipment | LED Traffic and Crosswalk Lighting | LED Crosswalk Sign | Energy Star Qualifying Crosswalk Sign | Commercial | New | Institutional | FL Zone 2 | Per Fixture | 21% | 102.2 | 64.24 | 37.96 | 0.37143 | 10 | 0 | 0 | 74 | Pennsylvania Public Utility Commission 2013 Incremental Cost Database | 0 | 0 | 145 | Pennsylvania Public Utility Commission 2013 Incremental Cost Database | 0 | 0 | 71 | fixture |  | 71
Equipment | LED Traffic and Crosswalk Lighting | LED Crosswalk Sign | Energy Star Qualifying Crosswalk Sign | Commercial | New | Lodging/Hospitality | FL Zone 2 | Per Fixture | 0% | 102.2 | 64.24 | 37.96 | 0.37143 | 10 | 0 | 0 | 74 | Pennsylvania Public Utility Commission 2013 Incremental Cost Database | 0 | 0 | 145 | Pennsylvania Public Utility Commission 2013 Incremental Cost Database | 0 | 0 | 71 | fixture |  | 71
Equipment | LED Traffic and Crosswalk Lighting | LED Crosswalk Sign | Energy Star Qualifying Crosswalk Sign | Commercial | New | Miscellaneous | FL Zone 2 | Per Fixture | 0% | 102.2 | 64.24 | 37.96 | 0.37143 | 10 | 0 | 0 | 74 | Pennsylvania Public Utility Commission 2013 Incremental Cost Database | 0 | 0 | 145 | Pennsylvania Public Utility Commission 2013 Incremental Cost Database | 0 | 0 | 71 | fixture |  | 71
Equipment | LED Traffic and Crosswalk Lighting | LED Crosswalk Sign | Energy Star Qualifying Crosswalk Sign | Commercial | New | Offices | FL Zone 2 | Per Fixture | 0% | 102.2 | 64.24 | 37.96 | 0.37143 | 10 | 0 | 0 | 74 | Pennsylvania Public Utility Commission 2013 Incremental Cost Database | 0 | 0 | 145 | Pennsylvania Public Utility Commission 2013 Incremental Cost Database | 0 | 0 | 71 | fixture |  | 71
Equipment | LED Traffic and Crosswalk Lighting | LED Crosswalk Sign | Energy Star Qualifying Crosswalk Sign | Commercial | New | Restaurants | FL Zone 2 | Per Fixture | 0% | 102.2 | 64.24 | 37.96 | 0.37143 | 10 | 0 | 0 | 74 | Pennsylvania Public Utility Commission 2013 Incremental Cost Database | 0 | 0 | 145 | Pennsylvania Public Utility Commission 2013 Incremental Cost Database | 0 | 0 | 71 | fixture |  | 71
Equipment | LED Traffic and Crosswalk Lighting | LED Crosswalk Sign | Energy Star Qualifying Crosswalk Sign | Commercial | New | Retail | FL Zone 2 | Per Fixture | 0% | 102.2 | 64.24 | 37.96 | 0.37143 | 10 | 0 | 0 | 74 | Pennsylvania Public Utility Commission 2013 Incremental Cost Database | 0 | 0 | 145 | Pennsylvania Public Utility Commission 2013 Incremental Cost Database | 0 | 0 | 71 | fixture |  | 71
Equipment | LED Traffic and Crosswalk Lighting | LED Crosswalk Sign | Energy Star Qualifying Crosswalk Sign | Commercial | New | Schools K-12 | FL Zone 2 | Per Fixture | 0% | 102.2 | 64.24 | 37.96 | 0.37143 | 10 | 0 | 0 | 74 | Pennsylvania Public Utility Commission 2013 Incremental Cost Database | 0 | 0 | 145 | Pennsylvania Public Utility Commission 2013 Incremental Cost Database | 0 | 0 | 71 | fixture |  | 71
Equipment | LED Traffic and Crosswalk Lighting | LED Crosswalk Sign | Energy Star Qualifying Crosswalk Sign | Commercial | New | Warehouse | FL Zone 2 | Per Fixture | 0% | 102.2 | 64.24 | 37.96 | 0.37143 | 10 | 0 | 0 | 74 | Pennsylvania Public Utility Commission 2013 Incremental Cost Database | 0 | 0 | 145 | Pennsylvania Public Utility Commission 2013 Incremental Cost Database | 0 | 0 | 71 | fixture |  | 71
Equipment | Geothermal Heat Pump | Geothermal Heat Pump, 10 tons | Code-Compliant New Construction PTHP, 10 Tons, 13.4 SEER, COP | Commercial | Turnover | Assembly | FL Zone 2 | Per Unit | 30% | 11565.29 | 9389.259 | 2176.032 | 0.18815 | 15 | 0.93579 | 0.71876 | 707.1 | 14 SEER split system heat pump, rate at $707.1/ton, reference: https://www.theacoutlet.com/rp1536aj1na-rh1p3617stanja-3-ton-14-seer-rheem-ruud-heat-pump-system.html | 419.728 | rate at $85.08/per labor hour, assume 14.8 hour work for 3 ton system, reference: https://www.homewyse.com/costs/cost_of_heat_pump_systems.html | 1506.67 | rate at $1506.67/ton, reference: https://iwae.com/shop/3-ton-22-3-eer-2-stage-climatemaster-tranquility-22-geothermal-heat-pump-vertical-package-unit-ha16163.html | 4500 | https://www.remodelingcalculator.org/geothermal-heating-cooling-costs/ | 4879.842 | ton | 10 | 48798.42
Equipment | Geothermal Heat Pump | Geothermal Heat Pump, 10 tons | Code-Compliant New Construction PTHP, 10 Tons, 13.4 SEER, COP | Commercial | Turnover | College and University | FL Zone 2 | Per Unit | 30% | 12666.81 | 10257.51 | 2409.294 | 0.19021 | 15 | 0.42358 | 0.39638 | 707.1 | 14 SEER split system heat pump, rate at $707.1/ton, reference: https://www.theacoutlet.com/rp1536aj1na-rh1p3617stanja-3-ton-14-seer-rheem-ruud-heat-pump-system.html | 419.728 | rate at $85.08/per labor hour, assume 14.8 hour work for 3 ton system, reference: https://www.homewyse.com/costs/cost_of_heat_pump_systems.html | 1506.67 | rate at $1506.67/ton, reference: https://iwae.com/shop/3-ton-22-3-eer-2-stage-climatemaster-tranquility-22-geothermal-heat-pump-vertical-package-unit-ha16163.html | 4500 | https://www.remodelingcalculator.org/geothermal-heating-cooling-costs/ | 4879.842 | ton | 10 | 48798.42
Equipment | Geothermal Heat Pump | Geothermal Heat Pump, 10 tons | Code-Compliant New Construction PTHP, 10 Tons, 13.4 SEER, COP | Commercial | Turnover | Grocery | FL Zone 2 | Per Unit | 30% | 8137.347 | 6883.857 | 1253.49 | 0.15404 | 15 | 0.53906 | 0.41404 | 707.1 | 14 SEER split system heat pump, rate at $707.1/ton, reference: https://www.theacoutlet.com/rp1536aj1na-rh1p3617stanja-3-ton-14-seer-rheem-ruud-heat-pump-system.html | 419.728 | rate at $85.08/per labor hour, assume 14.8 hour work for 3 ton system, reference: https://www.homewyse.com/costs/cost_of_heat_pump_systems.html | 1506.67 | rate at $1506.67/ton, reference: https://iwae.com/shop/3-ton-22-3-eer-2-stage-climatemaster-tranquility-22-geothermal-heat-pump-vertical-package-unit-ha16163.html | 4500 | https://www.remodelingcalculator.org/geothermal-heating-cooling-costs/ | 4879.842 | ton | 10 | 48798.42
Equipment | Geothermal Heat Pump | Geothermal Heat Pump, 10 tons | Code-Compliant New Construction PTHP, 10 Tons, 13.4 SEER, COP | Commercial | Turnover | Healthcare | FL Zone 2 | Per Unit | 30% | 24255.3 | 19547.08 | 4708.212 | 0.19411 | 15 | 2.0247 | 1.5552 | 707.1 | 14 SEER split system heat pump, rate at $707.1/ton, reference: https://www.theacoutlet.com/rp1536aj1na-rh1p3617stanja-3-ton-14-seer-rheem-ruud-heat-pump-system.html | 419.728 | rate at $85.08/per labor hour, assume 14.8 hour work for 3 ton system, reference: https://www.homewyse.com/costs/cost_of_heat_pump_systems.html | 1506.67 | rate at $1506.67/ton, reference: https://iwae.com/shop/3-ton-22-3-eer-2-stage-climatemaster-tranquility-22-geothermal-heat-pump-vertical-package-unit-ha16163.html | 4500 | https://www.remodelingcalculator.org/geothermal-heating-cooling-costs/ | 4879.842 | ton | 10 | 48798.42
Equipment | Geothermal Heat Pump | Geothermal Heat Pump, 10 tons | Code-Compliant New Construction PTHP, 10 Tons, 13.4 SEER, COP | Commercial | Turnover | Hospitals | FL Zone 2 | Per Unit | 30% | 23423.34 | 18950.29 | 4473.046 | 0.19096 | 15 | 0.78641 | 0.73592 | 707.1 | 14 SEER split system heat pump, rate at $707.1/ton, reference: https://www.theacoutlet.com/rp1536aj1na-rh1p3617stanja-3-ton-14-seer-rheem-ruud-heat-pump-system.html | 419.728 | rate at $85.08/per labor hour, assume 14.8 hour work for 3 ton system, reference: https://www.homewyse.com/costs/cost_of_heat_pump_systems.html | 1506.67 | rate at $1506.67/ton, reference: https://iwae.com/shop/3-ton-22-3-eer-2-stage-climatemaster-tranquility-22-geothermal-heat-pump-vertical-package-unit-ha16163.html | 4500 | https://www.remodelingcalculator.org/geothermal-heating-cooling-costs/ | 4879.842 | ton | 10 | 48798.42
Equipment | Geothermal Heat Pump | Geothermal Heat Pump, 10 tons | Code-Compliant New Construction PTHP, 10 Tons, 13.4 SEER, COP | Commercial | Turnover | Institutional | FL Zone 2 | Per Unit | 30% | 6744.15 | 5554.11 | 1190.039 | 0.17646 | 15 | 0.51177 | 0.39308 | 707.1 | 14 SEER split system heat pump, rate at $707.1/ton, reference: https://www.theacoutlet.com/rp1536aj1na-rh1p3617stanja-3-ton-14-seer-rheem-ruud-heat-pump-system.html | 419.728 | rate at $85.08/per labor hour, assume 14.8 hour work for 3 ton system, reference: https://www.homewyse.com/costs/cost_of_heat_pump_systems.html | 1506.67 | rate at $1506.67/ton, reference: https://iwae.com/shop/3-ton-22-3-eer-2-stage-climatemaster-tranquility-22-geothermal-heat-pump-vertical-package-unit-ha16163.html | 4500 | https://www.remodelingcalculator.org/geothermal-heating-cooling-costs/ | 4879.842 | ton | 10 | 48798.42
Equipment | Geothermal Heat Pump | Geothermal Heat Pump, 10 tons | Code-Compliant New Construction PTHP, 10 Tons, 13.4 SEER, COP | Commercial | Turnover | Lodging/Hospitality | FL Zone 2 | Per Unit | 30% | 18212.04 | 14643.75 | 3568.285 | 0.19593 | 15 | 1.5345 | 1.1786 | 707.1 | 14 SEER split system heat pump, rate at $707.1/ton, reference: https://www.theacoutlet.com/rp1536aj1na-rh1p3617stanja-3-ton-14-seer-rheem-ruud-heat-pump-system.html | 419.728 | rate at $85.08/per labor hour, assume 14.8 hour work for 3 ton system, reference: https://www.homewyse.com/costs/cost_of_heat_pump_systems.html | 1506.67 | rate at $1506.67/ton, reference: https://iwae.com/shop/3-ton-22-3-eer-2-stage-climatemaster-tranquility-22-geothermal-heat-pump-vertical-package-unit-ha16163.html | 4500 | https://www.remodelingcalculator.org/geothermal-heating-cooling-costs/ | 4879.842 | ton | 10 | 48798.42
Equipment | Geothermal Heat Pump | Geothermal Heat Pump, 10 tons | Code-Compliant New Construction PTHP, 10 Tons, 13.4 SEER, COP | Commercial | Turnover | Miscellaneous | FL Zone 2 | Per Unit | 30% | 6449.793 | 5234.699 | 1215.093 | 0.18839 | 15 | 0.52255 | 0.40136 | 707.1 | 14 SEER split system heat pump, rate at $707.1/ton, reference: https://www.theacoutlet.com/rp1536aj1na-rh1p3617stanja-3-ton-14-seer-rheem-ruud-heat-pump-system.html | 419.728 | rate at $85.08/per labor hour, assume 14.8 hour work for 3 ton system, reference: https://www.homewyse.com/costs/cost_of_heat_pump_systems.html | 1506.67 | rate at $1506.67/ton, reference: https://iwae.com/shop/3-ton-22-3-eer-2-stage-climatemaster-tranquility-22-geothermal-heat-pump-vertical-package-unit-ha16163.html | 4500 | https://www.remodelingcalculator.org/geothermal-heating-cooling-costs/ | 4879.842 | ton | 10 | 48798.42
Equipment | Geothermal Heat Pump | Geothermal Heat Pump, 10 tons | Code-Compliant New Construction PTHP, 10 Tons, 13.4 SEER, COP | Commercial | Turnover | Offices | FL Zone 2 | Per Unit | 30% | 12205.57 | 9780.348 | 2425.226 | 0.1987 | 15 | 1.043 | 0.80107 | 707.1 | 14 SEER split system heat pump, rate at $707.1/ton, reference: https://www.theacoutlet.com/rp1536aj1na-rh1p3617stanja-3-ton-14-seer-rheem-ruud-heat-pump-system.html | 419.728 | rate at $85.08/per labor hour, assume 14.8 hour work for 3 ton system, reference: https://www.homewyse.com/costs/cost_of_heat_pump_systems.html | 1506.67 | rate at $1506.67/ton, reference: https://iwae.com/shop/3-ton-22-3-eer-2-stage-climatemaster-tranquility-22-geothermal-heat-pump-vertical-package-unit-ha16163.html | 4500 | https://www.remodelingcalculator.org/geothermal-heating-cooling-costs/ | 4879.842 | ton | 10 | 48798.42
Equipment | Geothermal Heat Pump | Geothermal Heat Pump, 10 tons | Code-Compliant New Construction PTHP, 10 Tons, 13.4 SEER, COP | Commercial | Turnover | Restaurants | FL Zone 2 | Per Unit | 30% | 21837.86 | 18220.52 | 3617.336 | 0.16564 | 15 | 1.5556 | 1.1948 | 707.1 | 14 SEER split system heat pump, rate at $707.1/ton, reference: https://www.theacoutlet.com/rp1536aj1na-rh1p3617stanja-3-ton-14-seer-rheem-ruud-heat-pump-system.html | 419.728 | rate at $85.08/per labor hour, assume 14.8 hour work for 3 ton system, reference: https://www.homewyse.com/costs/cost_of_heat_pump_systems.html | 1506.67 | rate at $1506.67/ton, reference: https://iwae.com/shop/3-ton-22-3-eer-2-stage-climatemaster-tranquility-22-geothermal-heat-pump-vertical-package-unit-ha16163.html | 4500 | https://www.remodelingcalculator.org/geothermal-heating-cooling-costs/ | 4879.842 | ton | 10 | 48798.42
Equipment | Geothermal Heat Pump | Geothermal Heat Pump, 10 tons | Code-Compliant New Construction PTHP, 10 Tons, 13.4 SEER, COP | Commercial | Turnover | Retail | FL Zone 2 | Per Unit | 30% | 16249.25 | 13439.61 | 2809.636 | 0.17291 | 15 | 1.2083 | 0.92805 | 707.1 | 14 SEER split system heat pump, rate at $707.1/ton, reference: https://www.theacoutlet.com/rp1536aj1na-rh1p3617stanja-3-ton-14-seer-rheem-ruud-heat-pump-system.html | 419.728 | rate at $85.08/per labor hour, assume 14.8 hour work for 3 ton system, reference: https://www.homewyse.com/costs/cost_of_heat_pump_systems.html | 1506.67 | rate at $1506.67/ton, reference: https://iwae.com/shop/3-ton-22-3-eer-2-stage-climatemaster-tranquility-22-geothermal-heat-pump-vertical-package-unit-ha16163.html | 4500 | https://www.remodelingcalculator.org/geothermal-heating-cooling-costs/ | 4879.842 | ton | 10 | 48798.42
Equipment | Geothermal Heat Pump | Geothermal Heat Pump, 10 tons | Code-Compliant New Construction PTHP, 10 Tons, 13.4 SEER, COP | Commercial | Turnover | Schools K-12 | FL Zone 2 | Per Unit | 30% | 14302.16 | 11854.6 | 2447.56 | 0.17113 | 15 | 1.0526 | 0.80845 | 707.1 | 14 SEER split system heat pump, rate at $707.1/ton, reference: https://www.theacoutlet.com/rp1536aj1na-rh1p3617stanja-3-ton-14-seer-rheem-ruud-heat-pump-system.html | 419.728 | rate at $85.08/per labor hour, assume 14.8 hour work for 3 ton system, reference: https://www.homewyse.com/costs/cost_of_heat_pump_systems.html | 1506.67 | rate at $1506.67/ton, reference: https://iwae.com/shop/3-ton-22-3-eer-2-stage-climatemaster-tranquility-22-geothermal-heat-pump-vertical-package-unit-ha16163.html | 4500 | https://www.remodelingcalculator.org/geothermal-heating-cooling-costs/ | 4879.842 | ton | 10 | 48798.42
Equipment | Geothermal Heat Pump | Geothermal Heat Pump, 10 tons | Code-Compliant New Construction PTHP, 10 Tons, 13.4 SEER, COP | Commercial | Turnover | Warehouse | FL Zone 2 | Per Unit | 30% | 3268.49 | 2727.084 | 541.4057 | 0.16564 | 15 | 0.23283 | 0.17883 | 707.1 | 14 SEER split system heat pump, rate at $707.1/ton, reference: https://www.theacoutlet.com/rp1536aj1na-rh1p3617stanja-3-ton-14-seer-rheem-ruud-heat-pump-system.html | 419.728 | rate at $85.08/per labor hour, assume 14.8 hour work for 3 ton system, reference: https://www.homewyse.com/costs/cost_of_heat_pump_systems.html | 1506.67 | rate at $1506.67/ton, reference: https://iwae.com/shop/3-ton-22-3-eer-2-stage-climatemaster-tranquility-22-geothermal-heat-pump-vertical-package-unit-ha16163.html | 4500 | https://www.remodelingcalculator.org/geothermal-heating-cooling-costs/ | 4879.842 | ton | 10 | 48798.42
Equipment | Geothermal Heat Pump | Geothermal Heat Pump, 10 tons | Code-Compliant New Construction PTHP, 10 Tons, 13.4 SEER, COP | Commercial | New | Assembly | FL Zone 2 | Per Unit | 30% | 11565.29 | 9389.259 | 2176.032 | 0.18815 | 15 | 0.93579 | 0.71876 | 707.1 | 14 SEER split system heat pump, rate at $707.1/ton, reference: https://www.theacoutlet.com/rp1536aj1na-rh1p3617stanja-3-ton-14-seer-rheem-ruud-heat-pump-system.html | 419.728 | rate at $85.08/per labor hour, assume 14.8 hour work for 3 ton system, reference: https://www.homewyse.com/costs/cost_of_heat_pump_systems.html | 1506.67 | rate at $1506.67/ton, reference: https://iwae.com/shop/3-ton-22-3-eer-2-stage-climatemaster-tranquility-22-geothermal-heat-pump-vertical-package-unit-ha16163.html | 4500 | https://www.remodelingcalculator.org/geothermal-heating-cooling-costs/ | 4879.842 | ton | 10 | 48798.42
Equipment | Geothermal Heat Pump | Geothermal Heat Pump, 10 tons | Code-Compliant New Construction PTHP, 10 Tons, 13.4 SEER, COP | Commercial | New | College and University | FL Zone 2 | Per Unit | 30% | 12666.81 | 10257.51 | 2409.294 | 0.19021 | 15 | 0.42358 | 0.39638 | 707.1 | 14 SEER split system heat pump, rate at $707.1/ton, reference: https://www.theacoutlet.com/rp1536aj1na-rh1p3617stanja-3-ton-14-seer-rheem-ruud-heat-pump-system.html | 419.728 | rate at $85.08/per labor hour, assume 14.8 hour work for 3 ton system, reference: https://www.homewyse.com/costs/cost_of_heat_pump_systems.html | 1506.67 | rate at $1506.67/ton, reference: https://iwae.com/shop/3-ton-22-3-eer-2-stage-climatemaster-tranquility-22-geothermal-heat-pump-vertical-package-unit-ha16163.html | 4500 | https://www.remodelingcalculator.org/geothermal-heating-cooling-costs/ | 4879.842 | ton | 10 | 48798.42
Equipment | Geothermal Heat Pump | Geothermal Heat Pump, 10 tons | Code-Compliant New Construction PTHP, 10 Tons, 13.4 SEER, COP | Commercial | New | Grocery | FL Zone 2 | Per Unit | 30% | 8137.347 | 6883.857 | 1253.49 | 0.15404 | 15 | 0.53906 | 0.41404 | 707.1 | 14 SEER split system heat pump, rate at $707.1/ton, reference: https://www.theacoutlet.com/rp1536aj1na-rh1p3617stanja-3-ton-14-seer-rheem-ruud-heat-pump-system.html | 419.728 | rate at $85.08/per labor hour, assume 14.8 hour work for 3 ton system, reference: https://www.homewyse.com/costs/cost_of_heat_pump_systems.html | 1506.67 | rate at $1506.67/ton, reference: https://iwae.com/shop/3-ton-22-3-eer-2-stage-climatemaster-tranquility-22-geothermal-heat-pump-vertical-package-unit-ha16163.html | 4500 | https://www.remodelingcalculator.org/geothermal-heating-cooling-costs/ | 4879.842 | ton | 10 | 48798.42
Equipment | Geothermal Heat Pump | Geothermal Heat Pump, 10 tons | Code-Compliant New Construction PTHP, 10 Tons, 13.4 SEER, COP | Commercial | New | Healthcare | FL Zone 2 | Per Unit | 30% | 24255.3 | 19547.08 | 4708.212 | 0.19411 | 15 | 2.0247 | 1.5552 | 707.1 | 14 SEER split system heat pump, rate at $707.1/ton, reference: https://www.theacoutlet.com/rp1536aj1na-rh1p3617stanja-3-ton-14-seer-rheem-ruud-heat-pump-system.html | 419.728 | rate at $85.08/per labor hour, assume 14.8 hour work for 3 ton system, reference: https://www.homewyse.com/costs/cost_of_heat_pump_systems.html | 1506.67 | rate at $1506.67/ton, reference: https://iwae.com/shop/3-ton-22-3-eer-2-stage-climatemaster-tranquility-22-geothermal-heat-pump-vertical-package-unit-ha16163.html | 4500 | https://www.remodelingcalculator.org/geothermal-heating-cooling-costs/ | 4879.842 | ton | 10 | 48798.42
Equipment | Geothermal Heat Pump | Geothermal Heat Pump, 10 tons | Code-Compliant New Construction PTHP, 10 Tons, 13.4 SEER, COP | Commercial | New | Hospitals | FL Zone 2 | Per Unit | 30% | 23423.34 | 18950.29 | 4473.046 | 0.19096 | 15 | 0.78641 | 0.73592 | 707.1 | 14 SEER split system heat pump, rate at $707.1/ton, reference: https://www.theacoutlet.com/rp1536aj1na-rh1p3617stanja-3-ton-14-seer-rheem-ruud-heat-pump-system.html | 419.728 | rate at $85.08/per labor hour, assume 14.8 hour work for 3 ton system, reference: https://www.homewyse.com/costs/cost_of_heat_pump_systems.html | 1506.67 | rate at $1506.67/ton, reference: https://iwae.com/shop/3-ton-22-3-eer-2-stage-climatemaster-tranquility-22-geothermal-heat-pump-vertical-package-unit-ha16163.html | 4500 | https://www.remodelingcalculator.org/geothermal-heating-cooling-costs/ | 4879.842 | ton | 10 | 48798.42
Equipment | Geothermal Heat Pump | Geothermal Heat Pump, 10 tons | Code-Compliant New Construction PTHP, 10 Tons, 13.4 SEER, COP | Commercial | New | Institutional | FL Zone 2 | Per Unit | 30% | 6744.15 | 5554.11 | 1190.039 | 0.17646 | 15 | 0.51177 | 0.39308 | 707.1 | 14 SEER split system heat pump, rate at $707.1/ton, reference: https://www.theacoutlet.com/rp1536aj1na-rh1p3617stanja-3-ton-14-seer-rheem-ruud-heat-pump-system.html | 419.728 | rate at $85.08/per labor hour, assume 14.8 hour work for 3 ton system, reference: https://www.homewyse.com/costs/cost_of_heat_pump_systems.html | 1506.67 | rate at $1506.67/ton, reference: https://iwae.com/shop/3-ton-22-3-eer-2-stage-climatemaster-tranquility-22-geothermal-heat-pump-vertical-package-unit-ha16163.html | 4500 | https://www.remodelingcalculator.org/geothermal-heating-cooling-costs/ | 4879.842 | ton | 10 | 48798.42
Equipment | Geothermal Heat Pump | Geothermal Heat Pump, 10 tons | Code-Compliant New Construction PTHP, 10 Tons, 13.4 SEER, COP | Commercial | New | Lodging/Hospitality | FL Zone 2 | Per Unit | 30% | 18212.04 | 14643.75 | 3568.285 | 0.19593 | 15 | 1.5345 | 1.1786 | 707.1 | 14 SEER split system heat pump, rate at $707.1/ton, reference: https://www.theacoutlet.com/rp1536aj1na-rh1p3617stanja-3-ton-14-seer-rheem-ruud-heat-pump-system.html | 419.728 | rate at $85.08/per labor hour, assume 14.8 hour work for 3 ton system, reference: https://www.homewyse.com/costs/cost_of_heat_pump_systems.html | 1506.67 | rate at $1506.67/ton, reference: https://iwae.com/shop/3-ton-22-3-eer-2-stage-climatemaster-tranquility-22-geothermal-heat-pump-vertical-package-unit-ha16163.html | 4500 | https://www.remodelingcalculator.org/geothermal-heating-cooling-costs/ | 4879.842 | ton | 10 | 48798.42
Equipment | Geothermal Heat Pump | Geothermal Heat Pump, 10 tons | Code-Compliant New Construction PTHP, 10 Tons, 13.4 SEER, COP | Commercial | New | Miscellaneous | FL Zone 2 | Per Unit | 30% | 6449.793 | 5234.699 | 1215.093 | 0.18839 | 15 | 0.52255 | 0.40136 | 707.1 | 14 SEER split system heat pump, rate at $707.1/ton, reference: https://www.theacoutlet.com/rp1536aj1na-rh1p3617stanja-3-ton-14-seer-rheem-ruud-heat-pump-system.html | 419.728 | rate at $85.08/per labor hour, assume 14.8 hour work for 3 ton system, reference: https://www.homewyse.com/costs/cost_of_heat_pump_systems.html | 1506.67 | rate at $1506.67/ton, reference: https://iwae.com/shop/3-ton-22-3-eer-2-stage-climatemaster-tranquility-22-geothermal-heat-pump-vertical-package-unit-ha16163.html | 4500 | https://www.remodelingcalculator.org/geothermal-heating-cooling-costs/ | 4879.842 | ton | 10 | 48798.42
Equipment | Geothermal Heat Pump | Geothermal Heat Pump, 10 tons | Code-Compliant New Construction PTHP, 10 Tons, 13.4 SEER, COP | Commercial | New | Offices | FL Zone 2 | Per Unit | 30% | 12205.57 | 9780.348 | 2425.226 | 0.1987 | 15 | 1.043 | 0.80107 | 707.1 | 14 SEER split system heat pump, rate at $707.1/ton, reference: https://www.theacoutlet.com/rp1536aj1na-rh1p3617stanja-3-ton-14-seer-rheem-ruud-heat-pump-system.html | 419.728 | rate at $85.08/per labor hour, assume 14.8 hour work for 3 ton system, reference: https://www.homewyse.com/costs/cost_of_heat_pump_systems.html | 1506.67 | rate at $1506.67/ton, reference: https://iwae.com/shop/3-ton-22-3-eer-2-stage-climatemaster-tranquility-22-geothermal-heat-pump-vertical-package-unit-ha16163.html | 4500 | https://www.remodelingcalculator.org/geothermal-heating-cooling-costs/ | 4879.842 | ton | 10 | 48798.42
Equipment | Geothermal Heat Pump | Geothermal Heat Pump, 10 tons | Code-Compliant New Construction PTHP, 10 Tons, 13.4 SEER, COP | Commercial | New | Restaurants | FL Zone 2 | Per Unit | 30% | 21837.86 | 18220.52 | 3617.336 | 0.16564 | 15 | 1.5556 | 1.1948 | 707.1 | 14 SEER split system heat pump, rate at $707.1/ton, reference: https://www.theacoutlet.com/rp1536aj1na-rh1p3617stanja-3-ton-14-seer-rheem-ruud-heat-pump-system.html | 419.728 | rate at $85.08/per labor hour, assume 14.8 hour work for 3 ton system, reference: https://www.homewyse.com/costs/cost_of_heat_pump_systems.html | 1506.67 | rate at $1506.67/ton, reference: https://iwae.com/shop/3-ton-22-3-eer-2-stage-climatemaster-tranquility-22-geothermal-heat-pump-vertical-package-unit-ha16163.html | 4500 | https://www.remodelingcalculator.org/geothermal-heating-cooling-costs/ | 4879.842 | ton | 10 | 48798.42
Equipment | Geothermal Heat Pump | Geothermal Heat Pump, 10 tons | Code-Compliant New Construction PTHP, 10 Tons, 13.4 SEER, COP | Commercial | New | Retail | FL Zone 2 | Per Unit | 30% | 16249.25 | 13439.61 | 2809.636 | 0.17291 | 15 | 1.2083 | 0.92805 | 707.1 | 14 SEER split system heat pump, rate at $707.1/ton, reference: https://www.theacoutlet.com/rp1536aj1na-rh1p3617stanja-3-ton-14-seer-rheem-ruud-heat-pump-system.html | 419.728 | rate at $85.08/per labor hour, assume 14.8 hour work for 3 ton system, reference: https://www.homewyse.com/costs/cost_of_heat_pump_systems.html | 1506.67 | rate at $1506.67/ton, reference: https://iwae.com/shop/3-ton-22-3-eer-2-stage-climatemaster-tranquility-22-geothermal-heat-pump-vertical-package-unit-ha16163.html | 4500 | https://www.remodelingcalculator.org/geothermal-heating-cooling-costs/ | 4879.842 | ton | 10 | 48798.42
Equipment | Geothermal Heat Pump | Geothermal Heat Pump, 10 tons | Code-Compliant New Construction PTHP, 10 Tons, 13.4 SEER, COP | Commercial | New | Schools K-12 | FL Zone 2 | Per Unit | 30% | 14302.16 | 11854.6 | 2447.56 | 0.17113 | 15 | 1.0526 | 0.80845 | 707.1 | 14 SEER split system heat pump, rate at $707.1/ton, reference: https://www.theacoutlet.com/rp1536aj1na-rh1p3617stanja-3-ton-14-seer-rheem-ruud-heat-pump-system.html | 419.728 | rate at $85.08/per labor hour, assume 14.8 hour work for 3 ton system, reference: https://www.homewyse.com/costs/cost_of_heat_pump_systems.html | 1506.67 | rate at $1506.67/ton, reference: https://iwae.com/shop/3-ton-22-3-eer-2-stage-climatemaster-tranquility-22-geothermal-heat-pump-vertical-package-unit-ha16163.html | 4500 | https://www.remodelingcalculator.org/geothermal-heating-cooling-costs/ | 4879.842 | ton | 10 | 48798.42
Equipment | Geothermal Heat Pump | Geothermal Heat Pump, 10 tons | Code-Compliant New Construction PTHP, 10 Tons, 13.4 SEER, COP | Commercial | New | Warehouse | FL Zone 2 | Per Unit | 30% | 3268.49 | 2727.084 | 541.4057 | 0.16564 | 15 | 0.23283 | 0.17883 | 707.1 | 14 SEER split system heat pump, rate at $707.1/ton, reference: https://www.theacoutlet.com/rp1536aj1na-rh1p3617stanja-3-ton-14-seer-rheem-ruud-heat-pump-system.html | 419.728 | rate at $85.08/per labor hour, assume 14.8 hour work for 3 ton system, reference: https://www.homewyse.com/costs/cost_of_heat_pump_systems.html | 1506.67 | rate at $1506.67/ton, reference: https://iwae.com/shop/3-ton-22-3-eer-2-stage-climatemaster-tranquility-22-geothermal-heat-pump-vertical-package-unit-ha16163.html | 4500 | https://www.remodelingcalculator.org/geothermal-heating-cooling-costs/ | 4879.842 | ton | 10 | 48798.42
Equipment | High Efficiency Chiller (Air Cooled, 50 tons) | High Efficiency Chiller (Air Cooled, 50 tons) | Code-Compliant Air Cooled Positive Displacement Chiller, 50 Tons, 12.5 EER | Commercial | Turnover | Assembly | FL Zone 2 | Per Unit | 32% | 107925.8 | 98472.47 | 9453.357 | 0.087591 | 20 | 2.6906 | 2.7305 | 0 | Reference source included incremental cost only | 0 | 0 | 6800 | Mid-Atlantic TRM V7.0, 2017 | 0 | 0 | 6800 | unit (50 tons) |  | 6800
Equipment | High Efficiency Chiller (Air Cooled, 50 tons) | High Efficiency Chiller (Air Cooled, 50 tons) | Code-Compliant Air Cooled Positive Displacement Chiller, 50 Tons, 12.5 EER | Commercial | Turnover | College and University | FL Zone 2 | Per Unit | 28% | 119734.1 | 109246.4 | 10487.66 | 0.087591 | 20 | 2.9849 | 3.0292 | 0 | Reference source included incremental cost only | 0 | 0 | 6800 | Mid-Atlantic TRM V7.0, 2017 | 0 | 0 | 6800 | unit (50 tons) |  | 6800
Equipment | High Efficiency Chiller (Air Cooled, 50 tons) | High Efficiency Chiller (Air Cooled, 50 tons) | Code-Compliant Air Cooled Positive Displacement Chiller, 50 Tons, 12.5 EER | Commercial | Turnover | Grocery | FL Zone 2 | Per Unit | 28% | 59619.32 | 54397.19 | 5222.13 | 0.087591 | 20 | 1.4863 | 1.5083 | 0 | Reference source included incremental cost only | 0 | 0 | 6800 | Mid-Atlantic TRM V7.0, 2017 | 0 | 0 | 6800 | unit (50 tons) |  | 6800
Equipment | High Efficiency Chiller (Air Cooled, 50 tons) | High Efficiency Chiller (Air Cooled, 50 tons) | Code-Compliant Air Cooled Positive Displacement Chiller, 50 Tons, 12.5 EER | Commercial | Turnover | Healthcare | FL Zone 2 | Per Unit | 28% | 234844 | 214273.7 | 20570.27 | 0.087591 | 20 | 5.8546 | 5.9414 | 0 | Reference source included incremental cost only | 0 | 0 | 6800 | Mid-Atlantic TRM V7.0, 2017 | 0 | 0 | 6800 | unit (50 tons) |  | 6800
Equipment | High Efficiency Chiller (Air Cooled, 50 tons) | High Efficiency Chiller (Air Cooled, 50 tons) | Code-Compliant Air Cooled Positive Displacement Chiller, 50 Tons, 12.5 EER | Commercial | Turnover | Hospitals | FL Zone 2 | Per Unit | 32% | 222457.7 | 202972.3 | 19485.34 | 0.087591 | 20 | 5.5458 | 5.6281 | 0 | Reference source included incremental cost only | 0 | 0 | 6800 | Mid-Atlantic TRM V7.0, 2017 | 0 | 0 | 6800 | unit (50 tons) |  | 6800
Equipment | High Efficiency Chiller (Air Cooled, 50 tons) | High Efficiency Chiller (Air Cooled, 50 tons) | Code-Compliant Air Cooled Positive Displacement Chiller, 50 Tons, 12.5 EER | Commercial | Turnover | Institutional | FL Zone 2 | Per Unit | 32% | 58298.11 | 53191.71 | 5106.404 | 0.087591 | 20 | 1.4534 | 1.4749 | 0 | Reference source included incremental cost only | 0 | 0 | 6800 | Mid-Atlantic TRM V7.0, 2017 | 0 | 0 | 6800 | unit (50 tons) |  | 6800
Equipment | High Efficiency Chiller (Air Cooled, 50 tons) | High Efficiency Chiller (Air Cooled, 50 tons) | Code-Compliant Air Cooled Positive Displacement Chiller, 50 Tons, 12.5 EER | Commercial | Turnover | Lodging/Hospitality | FL Zone 2 | Per Unit | 28% | 178279.9 | 162664.2 | 15615.76 | 0.087591 | 20 | 4.4445 | 4.5104 | 0 | Reference source included incremental cost only | 0 | 0 | 6800 | Mid-Atlantic TRM V7.0, 2017 | 0 | 0 | 6800 | unit (50 tons) |  | 6800
Equipment | High Efficiency Chiller (Air Cooled, 50 tons) | High Efficiency Chiller (Air Cooled, 50 tons) | Code-Compliant Air Cooled Positive Displacement Chiller, 50 Tons, 12.5 EER | Commercial | Turnover | Miscellaneous | FL Zone 2 | Per Unit | 28% | 60279.92 | 54999.92 | 5279.993 | 0.087591 | 20 | 1.5028 | 1.5251 | 0 | Reference source included incremental cost only | 0 | 0 | 6800 | Mid-Atlantic TRM V7.0, 2017 | 0 | 0 | 6800 | unit (50 tons) |  | 6800
Equipment | High Efficiency Chiller (Air Cooled, 50 tons) | High Efficiency Chiller (Air Cooled, 50 tons) | Code-Compliant Air Cooled Positive Displacement Chiller, 50 Tons, 12.5 EER | Commercial | Turnover | Offices | FL Zone 2 | Per Unit | 32% | 121468.2 | 110828.6 | 10639.55 | 0.087591 | 20 | 3.0282 | 3.0731 | 0 | Reference source included incremental cost only | 0 | 0 | 6800 | Mid-Atlantic TRM V7.0, 2017 | 0 | 0 | 6800 | unit (50 tons) |  | 6800
Equipment | High Efficiency Chiller (Air Cooled, 50 tons) | High Efficiency Chiller (Air Cooled, 50 tons) | Code-Compliant Air Cooled Positive Displacement Chiller, 50 Tons, 12.5 EER | Commercial | Turnover | Restaurants | FL Zone 2 | Per Unit | 28% | 174894.3 | 159575.1 | 15319.21 | 0.087591 | 20 | 4.3601 | 4.4247 | 0 | Reference source included incremental cost only | 0 | 0 | 6800 | Mid-Atlantic TRM V7.0, 2017 | 0 | 0 | 6800 | unit (50 tons) |  | 6800
Equipment | High Efficiency Chiller (Air Cooled, 50 tons) | High Efficiency Chiller (Air Cooled, 50 tons) | Code-Compliant Air Cooled Positive Displacement Chiller, 50 Tons, 12.5 EER | Commercial | Turnover | Retail | FL Zone 2 | Per Unit | 28% | 137074.9 | 125068.3 | 12006.56 | 0.087591 | 20 | 3.4172 | 3.4679 | 0 | Reference source included incremental cost only | 0 | 0 | 6800 | Mid-Atlantic TRM V7.0, 2017 | 0 | 0 | 6800 | unit (50 tons) |  | 6800
Equipment | High Efficiency Chiller (Air Cooled, 50 tons) | High Efficiency Chiller (Air Cooled, 50 tons) | Code-Compliant Air Cooled Positive Displacement Chiller, 50 Tons, 12.5 EER | Commercial | Turnover | Schools K-12 | FL Zone 2 | Per Unit | 28% | 119156.1 | 108719 | 10437.03 | 0.087591 | 20 | 2.9705 | 3.0146 | 0 | Reference source included incremental cost only | 0 | 0 | 6800 | Mid-Atlantic TRM V7.0, 2017 | 0 | 0 | 6800 | unit (50 tons) |  | 6800
Equipment | High Efficiency Chiller (Air Cooled, 50 tons) | High Efficiency Chiller (Air Cooled, 50 tons) | Code-Compliant Air Cooled Positive Displacement Chiller, 50 Tons, 12.5 EER | Commercial | Turnover | Warehouse | FL Zone 2 | Per Unit | 28% | 26176.35 | 23883.53 | 2292.819 | 0.087591 | 20 | 0.65257 | 0.66225 | 0 | Reference source included incremental cost only | 0 | 0 | 6800 | Mid-Atlantic TRM V7.0, 2017 | 0 | 0 | 6800 | unit (50 tons) |  | 6800
Equipment | High Efficiency Chiller (Air Cooled, 50 tons) | High Efficiency Chiller (Air Cooled, 50 tons) | Code-Compliant Air Cooled Positive Displacement Chiller, 50 Tons, 12.5 EER | Commercial | New | Assembly | FL Zone 2 | Per Unit | 32% | 107925.8 | 98472.47 | 9453.357 | 0.087591 | 20 | 2.6906 | 2.7305 | 0 | Reference source included incremental cost only | 0 | 0 | 6800 | Mid-Atlantic TRM V7.0, 2017 | 0 | 0 | 6800 | unit (50 tons) |  | 6800
Equipment | High Efficiency Chiller (Air Cooled, 50 tons) | High Efficiency Chiller (Air Cooled, 50 tons) | Code-Compliant Air Cooled Positive Displacement Chiller, 50 Tons, 12.5 EER | Commercial | New | College and University | FL Zone 2 | Per Unit | 28% | 119734.1 | 109246.4 | 10487.66 | 0.087591 | 20 | 2.9849 | 3.0292 | 0 | Reference source included incremental cost only | 0 | 0 | 6800 | Mid-Atlantic TRM V7.0, 2017 | 0 | 0 | 6800 | unit (50 tons) |  | 6800
Equipment | High Efficiency Chiller (Air Cooled, 50 tons) | High Efficiency Chiller (Air Cooled, 50 tons) | Code-Compliant Air Cooled Positive Displacement Chiller, 50 Tons, 12.5 EER | Commercial | New | Grocery | FL Zone 2 | Per Unit | 28% | 59619.32 | 54397.19 | 5222.13 | 0.087591 | 20 | 1.4863 | 1.5083 | 0 | Reference source included incremental cost only | 0 | 0 | 6800 | Mid-Atlantic TRM V7.0, 2017 | 0 | 0 | 6800 | unit (50 tons) |  | 6800
Equipment | High Efficiency Chiller (Air Cooled, 50 tons) | High Efficiency Chiller (Air Cooled, 50 tons) | Code-Compliant Air Cooled Positive Displacement Chiller, 50 Tons, 12.5 EER | Commercial | New | Healthcare | FL Zone 2 | Per Unit | 28% | 234844 | 214273.7 | 20570.27 | 0.087591 | 20 | 5.8546 | 5.9414 | 0 | Reference source included incremental cost only | 0 | 0 | 6800 | Mid-Atlantic TRM V7.0, 2017 | 0 | 0 | 6800 | unit (50 tons) |  | 6800
Equipment | High Efficiency Chiller (Air Cooled, 50 tons) | High Efficiency Chiller (Air Cooled, 50 tons) | Code-Compliant Air Cooled Positive Displacement Chiller, 50 Tons, 12.5 EER | Commercial | New | Hospitals | FL Zone 2 | Per Unit | 32% | 222457.7 | 202972.3 | 19485.34 | 0.087591 | 20 | 5.5458 | 5.6281 | 0 | Reference source included incremental cost only | 0 | 0 | 6800 | Mid-Atlantic TRM V7.0, 2017 | 0 | 0 | 6800 | unit (50 tons) |  | 6800
Equipment | High Efficiency Chiller (Air Cooled, 50 tons) | High Efficiency Chiller (Air Cooled, 50 tons) | Code-Compliant Air Cooled Positive Displacement Chiller, 50 Tons, 12.5 EER | Commercial | New | Institutional | FL Zone 2 | Per Unit | 32% | 58298.11 | 53191.71 | 5106.404 | 0.087591 | 20 | 1.4534 | 1.4749 | 0 | Reference source included incremental cost only | 0 | 0 | 6800 | Mid-Atlantic TRM V7.0, 2017 | 0 | 0 | 6800 | unit (50 tons) |  | 6800
Equipment | High Efficiency Chiller (Air Cooled, 50 tons) | High Efficiency Chiller (Air Cooled, 50 tons) | Code-Compliant Air Cooled Positive Displacement Chiller, 50 Tons, 12.5 EER | Commercial | New | Lodging/Hospitality | FL Zone 2 | Per Unit | 28% | 178279.9 | 162664.2 | 15615.76 | 0.087591 | 20 | 4.4445 | 4.5104 | 0 | Reference source included incremental cost only | 0 | 0 | 6800 | Mid-Atlantic TRM V7.0, 2017 | 0 | 0 | 6800 | unit (50 tons) |  | 6800
Equipment | High Efficiency Chiller (Air Cooled, 50 tons) | High Efficiency Chiller (Air Cooled, 50 tons) | Code-Compliant Air Cooled Positive Displacement Chiller, 50 Tons, 12.5 EER | Commercial | New | Miscellaneous | FL Zone 2 | Per Unit | 28% | 60279.92 | 54999.92 | 5279.993 | 0.087591 | 20 | 1.5028 | 1.5251 | 0 | Reference source included incremental cost only | 0 | 0 | 6800 | Mid-Atlantic TRM V7.0, 2017 | 0 | 0 | 6800 | unit (50 tons) |  | 6800
Equipment | High Efficiency Chiller (Air Cooled, 50 tons) | High Efficiency Chiller (Air Cooled, 50 tons) | Code-Compliant Air Cooled Positive Displacement Chiller, 50 Tons, 12.5 EER | Commercial | New | Offices | FL Zone 2 | Per Unit | 32% | 121468.2 | 110828.6 | 10639.55 | 0.087591 | 20 | 3.0282 | 3.0731 | 0 | Reference source included incremental cost only | 0 | 0 | 6800 | Mid-Atlantic TRM V7.0, 2017 | 0 | 0 | 6800 | unit (50 tons) |  | 6800
Equipment | High Efficiency Chiller (Air Cooled, 50 tons) | High Efficiency Chiller (Air Cooled, 50 tons) | Code-Compliant Air Cooled Positive Displacement Chiller, 50 Tons, 12.5 EER | Commercial | New | Restaurants | FL Zone 2 | Per Unit | 28% | 174894.3 | 159575.1 | 15319.21 | 0.087591 | 20 | 4.3601 | 4.4247 | 0 | Reference source included incremental cost only | 0 | 0 | 6800 | Mid-Atlantic TRM V7.0, 2017 | 0 | 0 | 6800 | unit (50 tons) |  | 6800
Equipment | High Efficiency Chiller (Air Cooled, 50 tons) | High Efficiency Chiller (Air Cooled, 50 tons) | Code-Compliant Air Cooled Positive Displacement Chiller, 50 Tons, 12.5 EER | Commercial | New | Retail | FL Zone 2 | Per Unit | 28% | 137074.9 | 125068.3 | 12006.56 | 0.087591 | 20 | 3.4172 | 3.4679 | 0 | Reference source included incremental cost only | 0 | 0 | 6800 | Mid-Atlantic TRM V7.0, 2017 | 0 | 0 | 6800 | unit (50 tons) |  | 6800
Equipment | High Efficiency Chiller (Air Cooled, 50 tons) | High Efficiency Chiller (Air Cooled, 50 tons) | Code-Compliant Air Cooled Positive Displacement Chiller, 50 Tons, 12.5 EER | Commercial | New | Schools K-12 | FL Zone 2 | Per Unit | 28% | 119156.1 | 108719 | 10437.03 | 0.087591 | 20 | 2.9705 | 3.0146 | 0 | Reference source included incremental cost only | 0 | 0 | 6800 | Mid-Atlantic TRM V7.0, 2017 | 0 | 0 | 6800 | unit (50 tons) |  | 6800
Equipment | High Efficiency Chiller (Air Cooled, 50 tons) | High Efficiency Chiller (Air Cooled, 50 tons) | Code-Compliant Air Cooled Positive Displacement Chiller, 50 Tons, 12.5 EER | Commercial | New | Warehouse | FL Zone 2 | Per Unit | 28% | 26176.35 | 23883.53 | 2292.819 | 0.087591 | 20 | 0.65257 | 0.66225 | 0 | Reference source included incremental cost only | 0 | 0 | 6800 | Mid-Atlantic TRM V7.0, 2017 | 0 | 0 | 6800 | unit (50 tons) |  | 6800
Equipment | High Efficiency Chiller (Water cooled-centrifugal, 200 tons) | Water Cooled Centrifugal Chiller with Integral VFD, 200 Tons, 0.57 kW/ton (IPLV) | Code-Compliant Water Cooled Centrifugal Chiller, 200 Tons, 0.596 kW/ton (IPLV) | Commercial | Turnover | Assembly | FL Zone 2 | Per Unit | 32% | 268015.8 | 256323.8 | 11691.96 | 0.043624 | 20 | 4.6032 | 0.19939 | 0 | Reference source included incremental cost only | 0 | 0 | 9533.333 | Mid-Atlantic TRM V7.0, 2017 | 0 | 0 | 9533.333 | unit 200 tons) |  | 9533.333
Equipment | High Efficiency Chiller (Water cooled-centrifugal, 200 tons) | Water Cooled Centrifugal Chiller with Integral VFD, 200 Tons, 0.57 kW/ton (IPLV) | Code-Compliant Water Cooled Centrifugal Chiller, 200 Tons, 0.596 kW/ton (IPLV) | Commercial | Turnover | College and University | FL Zone 2 | Per Unit | 28% | 297339.6 | 284368.4 | 12971.19 | 0.043624 | 20 | 5.1069 | 0.2212 | 0 | Reference source included incremental cost only | 0 | 0 | 9533.333 | Mid-Atlantic TRM V7.0, 2017 | 0 | 0 | 9533.333 | unit 200 tons) |  | 9533.333
Equipment | High Efficiency Chiller (Water cooled-centrifugal, 200 tons) | Water Cooled Centrifugal Chiller with Integral VFD, 200 Tons, 0.57 kW/ton (IPLV) | Code-Compliant Water Cooled Centrifugal Chiller, 200 Tons, 0.596 kW/ton (IPLV) | Commercial | Turnover | Grocery | FL Zone 2 | Per Unit | 28% | 148054.6 | 141595.9 | 6458.759 | 0.043624 | 20 | 2.5429 | 0.11014 | 0 | Reference source included incremental cost only | 0 | 0 | 9533.333 | Mid-Atlantic TRM V7.0, 2017 | 0 | 0 | 9533.333 | unit 200 tons) |  | 9533.333
Equipment | High Efficiency Chiller (Water cooled-centrifugal, 200 tons) | Water Cooled Centrifugal Chiller with Integral VFD, 200 Tons, 0.57 kW/ton (IPLV) | Code-Compliant Water Cooled Centrifugal Chiller, 200 Tons, 0.596 kW/ton (IPLV) | Commercial | Turnover | Healthcare | FL Zone 2 | Per Unit | 28% | 583195.8 | 557754.4 | 25441.43 | 0.043624 | 20 | 10.0165 | 0.43386 | 0 | Reference source included incremental cost only | 0 | 0 | 9533.333 | Mid-Atlantic TRM V7.0, 2017 | 0 | 0 | 9533.333 | unit 200 tons) |  | 9533.333
Equipment | High Efficiency Chiller (Water cooled-centrifugal, 200 tons) | Water Cooled Centrifugal Chiller with Integral VFD, 200 Tons, 0.57 kW/ton (IPLV) | Code-Compliant Water Cooled Centrifugal Chiller, 200 Tons, 0.596 kW/ton (IPLV) | Commercial | Turnover | Hospitals | FL Zone 2 | Per Unit | 32% | 552436.5 | 528337 | 24099.58 | 0.043624 | 20 | 9.4882 | 0.41097 | 0 | Reference source included incremental cost only | 0 | 0 | 9533.333 | Mid-Atlantic TRM V7.0, 2017 | 0 | 0 | 9533.333 | unit 200 tons) |  | 9533.333
Equipment | High Efficiency Chiller (Water cooled-centrifugal, 200 tons) | Water Cooled Centrifugal Chiller with Integral VFD, 200 Tons, 0.57 kW/ton (IPLV) | Code-Compliant Water Cooled Centrifugal Chiller, 200 Tons, 0.596 kW/ton (IPLV) | Commercial | Turnover | Institutional | FL Zone 2 | Per Unit | 32% | 144773.6 | 138458 | 6315.629 | 0.043624 | 20 | 2.4865 | 0.1077 | 0 | Reference source included incremental cost only | 0 | 0 | 9533.333 | Mid-Atlantic TRM V7.0, 2017 | 0 | 0 | 9533.333 | unit 200 tons) |  | 9533.333
Equipment | High Efficiency Chiller (Water cooled-centrifugal, 200 tons) | Water Cooled Centrifugal Chiller with Integral VFD, 200 Tons, 0.57 kW/ton (IPLV) | Code-Compliant Water Cooled Centrifugal Chiller, 200 Tons, 0.596 kW/ton (IPLV) | Commercial | Turnover | Lodging/Hospitality | FL Zone 2 | Per Unit | 28% | 442728.5 | 423414.8 | 19313.66 | 0.043624 | 20 | 7.6039 | 0.32936 | 0 | Reference source included incremental cost only | 0 | 0 | 9533.333 | Mid-Atlantic TRM V7.0, 2017 | 0 | 0 | 9533.333 | unit 200 tons) |  | 9533.333
Equipment | High Efficiency Chiller (Water cooled-centrifugal, 200 tons) | Water Cooled Centrifugal Chiller with Integral VFD, 200 Tons, 0.57 kW/ton (IPLV) | Code-Compliant Water Cooled Centrifugal Chiller, 200 Tons, 0.596 kW/ton (IPLV) | Commercial | Turnover | Miscellaneous | FL Zone 2 | Per Unit | 28% | 149695.1 | 143164.8 | 6530.324 | 0.043624 | 20 | 2.571 | 0.11136 | 0 | Reference source included incremental cost only | 0 | 0 | 9533.333 | Mid-Atlantic TRM V7.0, 2017 | 0 | 0 | 9533.333 | unit 200 tons) |  | 9533.333
Equipment | High Efficiency Chiller (Water cooled-centrifugal, 200 tons) | Water Cooled Centrifugal Chiller with Integral VFD, 200 Tons, 0.57 kW/ton (IPLV) | Code-Compliant Water Cooled Centrifugal Chiller, 200 Tons, 0.596 kW/ton (IPLV) | Commercial | Turnover | Offices | FL Zone 2 | Per Unit | 32% | 301645.9 | 288486.9 | 13159.05 | 0.043624 | 20 | 5.1808 | 0.2244 | 0 | Reference source included incremental cost only | 0 | 0 | 9533.333 | Mid-Atlantic TRM V7.0, 2017 | 0 | 0 | 9533.333 | unit 200 tons) |  | 9533.333
Equipment | High Efficiency Chiller (Water cooled-centrifugal, 200 tons) | Water Cooled Centrifugal Chiller with Integral VFD, 200 Tons, 0.57 kW/ton (IPLV) | Code-Compliant Water Cooled Centrifugal Chiller, 200 Tons, 0.596 kW/ton (IPLV) | Commercial | Turnover | Restaurants | FL Zone 2 | Per Unit | 28% | 434320.9 | 415374 | 18946.89 | 0.043624 | 20 | 7.4595 | 0.3231 | 0 | Reference source included incremental cost only | 0 | 0 | 9533.333 | Mid-Atlantic TRM V7.0, 2017 | 0 | 0 | 9533.333 | unit 200 tons) |  | 9533.333
Equipment | High Efficiency Chiller (Water cooled-centrifugal, 200 tons) | Water Cooled Centrifugal Chiller with Integral VFD, 200 Tons, 0.57 kW/ton (IPLV) | Code-Compliant Water Cooled Centrifugal Chiller, 200 Tons, 0.596 kW/ton (IPLV) | Commercial | Turnover | Retail | FL Zone 2 | Per Unit | 28% | 340402.6 | 325552.8 | 14849.78 | 0.043624 | 20 | 5.8465 | 0.25324 | 0 | Reference source included incremental cost only | 0 | 0 | 9533.333 | Mid-Atlantic TRM V7.0, 2017 | 0 | 0 | 9533.333 | unit 200 tons) |  | 9533.333
Equipment | High Efficiency Chiller (Water cooled-centrifugal, 200 tons) | Water Cooled Centrifugal Chiller with Integral VFD, 200 Tons, 0.57 kW/ton (IPLV) | Code-Compliant Water Cooled Centrifugal Chiller, 200 Tons, 0.596 kW/ton (IPLV) | Commercial | Turnover | Schools K-12 | FL Zone 2 | Per Unit | 28% | 295904.2 | 282995.6 | 12908.57 | 0.043624 | 20 | 5.0822 | 0.22013 | 0 | Reference source included incremental cost only | 0 | 0 | 9533.333 | Mid-Atlantic TRM V7.0, 2017 | 0 | 0 | 9533.333 | unit 200 tons) |  | 9533.333
Equipment | High Efficiency Chiller (Water cooled-centrifugal, 200 tons) | Water Cooled Centrifugal Chiller with Integral VFD, 200 Tons, 0.57 kW/ton (IPLV) | Code-Compliant Water Cooled Centrifugal Chiller, 200 Tons, 0.596 kW/ton (IPLV) | Commercial | Turnover | Warehouse | FL Zone 2 | Per Unit | 28% | 65004.6 | 62168.83 | 2835.771 | 0.043624 | 20 | 1.1165 | 0.048359 | 0 | Reference source included incremental cost only | 0 | 0 | 9533.333 | Mid-Atlantic TRM V7.0, 2017 | 0 | 0 | 9533.333 | unit 200 tons) |  | 9533.333
Equipment | High Efficiency Chiller (Water cooled-centrifugal, 200 tons) | Water Cooled Centrifugal Chiller with Integral VFD, 200 Tons, 0.57 kW/ton (IPLV) | Code-Compliant Water Cooled Centrifugal Chiller, 200 Tons, 0.596 kW/ton (IPLV) | Commercial | New | Assembly | FL Zone 2 | Per Unit | 32% | 268015.8 | 256323.8 | 11691.96 | 0.043624 | 20 | 4.6032 | 0.19939 | 0 | Reference source included incremental cost only | 0 | 0 | 9533.333 | Mid-Atlantic TRM V7.0, 2017 | 0 | 0 | 9533.333 | unit 200 tons) |  | 9533.333
Equipment | High Efficiency Chiller (Water cooled-centrifugal, 200 tons) | Water Cooled Centrifugal Chiller with Integral VFD, 200 Tons, 0.57 kW/ton (IPLV) | Code-Compliant Water Cooled Centrifugal Chiller, 200 Tons, 0.596 kW/ton (IPLV) | Commercial | New | College and University | FL Zone 2 | Per Unit | 28% | 297339.6 | 284368.4 | 12971.19 | 0.043624 | 20 | 5.1069 | 0.2212 | 0 | Reference source included incremental cost only | 0 | 0 | 9533.333 | Mid-Atlantic TRM V7.0, 2017 | 0 | 0 | 9533.333 | unit 200 tons) |  | 9533.333
Equipment | High Efficiency Chiller (Water cooled-centrifugal, 200 tons) | Water Cooled Centrifugal Chiller with Integral VFD, 200 Tons, 0.57 kW/ton (IPLV) | Code-Compliant Water Cooled Centrifugal Chiller, 200 Tons, 0.596 kW/ton (IPLV) | Commercial | New | Grocery | FL Zone 2 | Per Unit | 28% | 148054.6 | 141595.9 | 6458.759 | 0.043624 | 20 | 2.5429 | 0.11014 | 0 | Reference source included incremental cost only | 0 | 0 | 9533.333 | Mid-Atlantic TRM V7.0, 2017 | 0 | 0 | 9533.333 | unit 200 tons) |  | 9533.333
Equipment | High Efficiency Chiller (Water cooled-centrifugal, 200 tons) | Water Cooled Centrifugal Chiller with Integral VFD, 200 Tons, 0.57 kW/ton (IPLV) | Code-Compliant Water Cooled Centrifugal Chiller, 200 Tons, 0.596 kW/ton (IPLV) | Commercial | New | Healthcare | FL Zone 2 | Per Unit | 28% | 583195.8 | 557754.4 | 25441.43 | 0.043624 | 20 | 10.0165 | 0.43386 | 0 | Reference source included incremental cost only | 0 | 0 | 9533.333 | Mid-Atlantic TRM V7.0, 2017 | 0 | 0 | 9533.333 | unit 200 tons) |  | 9533.333
Equipment | High Efficiency Chiller (Water cooled-centrifugal, 200 tons) | Water Cooled Centrifugal Chiller with Integral VFD, 200 Tons, 0.57 kW/ton (IPLV) | Code-Compliant Water Cooled Centrifugal Chiller, 200 Tons, 0.596 kW/ton (IPLV) | Commercial | New | Hospitals | FL Zone 2 | Per Unit | 32% | 552436.5 | 528337 | 24099.58 | 0.043624 | 20 | 9.4882 | 0.41097 | 0 | Reference source included incremental cost only | 0 | 0 | 9533.333 | Mid-Atlantic TRM V7.0, 2017 | 0 | 0 | 9533.333 | unit 200 tons) |  | 9533.333
Equipment | High Efficiency Chiller (Water cooled-centrifugal, 200 tons) | Water Cooled Centrifugal Chiller with Integral VFD, 200 Tons, 0.57 kW/ton (IPLV) | Code-Compliant Water Cooled Centrifugal Chiller, 200 Tons, 0.596 kW/ton (IPLV) | Commercial | New | Institutional | FL Zone 2 | Per Unit | 32% | 144773.6 | 138458 | 6315.629 | 0.043624 | 20 | 2.4865 | 0.1077 | 0 | Reference source included incremental cost only | 0 | 0 | 9533.333 | Mid-Atlantic TRM V7.0, 2017 | 0 | 0 | 9533.333 | unit 200 tons) |  | 9533.333
Equipment | High Efficiency Chiller (Water cooled-centrifugal, 200 tons) | Water Cooled Centrifugal Chiller with Integral VFD, 200 Tons, 0.57 kW/ton (IPLV) | Code-Compliant Water Cooled Centrifugal Chiller, 200 Tons, 0.596 kW/ton (IPLV) | Commercial | New | Lodging/Hospitality | FL Zone 2 | Per Unit | 28% | 442728.5 | 423414.8 | 19313.66 | 0.043624 | 20 | 7.6039 | 0.32936 | 0 | Reference source included incremental cost only | 0 | 0 | 9533.333 | Mid-Atlantic TRM V7.0, 2017 | 0 | 0 | 9533.333 | unit 200 tons) |  | 9533.333
Equipment | High Efficiency Chiller (Water cooled-centrifugal, 200 tons) | Water Cooled Centrifugal Chiller with Integral VFD, 200 Tons, 0.57 kW/ton (IPLV) | Code-Compliant Water Cooled Centrifugal Chiller, 200 Tons, 0.596 kW/ton (IPLV) | Commercial | New | Miscellaneous | FL Zone 2 | Per Unit | 28% | 149695.1 | 143164.8 | 6530.324 | 0.043624 | 20 | 2.571 | 0.11136 | 0 | Reference source included incremental cost only | 0 | 0 | 9533.333 | Mid-Atlantic TRM V7.0, 2017 | 0 | 0 | 9533.333 | unit 200 tons) |  | 9533.333
Equipment | High Efficiency Chiller (Water cooled-centrifugal, 200 tons) | Water Cooled Centrifugal Chiller with Integral VFD, 200 Tons, 0.57 kW/ton (IPLV) | Code-Compliant Water Cooled Centrifugal Chiller, 200 Tons, 0.596 kW/ton (IPLV) | Commercial | New | Offices | FL Zone 2 | Per Unit | 32% | 301645.9 | 288486.9 | 13159.05 | 0.043624 | 20 | 5.1808 | 0.2244 | 0 | Reference source included incremental cost only | 0 | 0 | 9533.333 | Mid-Atlantic TRM V7.0, 2017 | 0 | 0 | 9533.333 | unit 200 tons) |  | 9533.333
Equipment | High Efficiency Chiller (Water cooled-centrifugal, 200 tons) | Water Cooled Centrifugal Chiller with Integral VFD, 200 Tons, 0.57 kW/ton (IPLV) | Code-Compliant Water Cooled Centrifugal Chiller, 200 Tons, 0.596 kW/ton (IPLV) | Commercial | New | Restaurants | FL Zone 2 | Per Unit | 28% | 434320.9 | 415374 | 18946.89 | 0.043624 | 20 | 7.4595 | 0.3231 | 0 | Reference source included incremental cost only | 0 | 0 | 9533.333 | Mid-Atlantic TRM V7.0, 2017 | 0 | 0 | 9533.333 | unit 200 tons) |  | 9533.333
Equipment | High Efficiency Chiller (Water cooled-centrifugal, 200 tons) | Water Cooled Centrifugal Chiller with Integral VFD, 200 Tons, 0.57 kW/ton (IPLV) | Code-Compliant Water Cooled Centrifugal Chiller, 200 Tons, 0.596 kW/ton (IPLV) | Commercial | New | Retail | FL Zone 2 | Per Unit | 28% | 340402.6 | 325552.8 | 14849.78 | 0.043624 | 20 | 5.8465 | 0.25324 | 0 | Reference source included incremental cost only | 0 | 0 | 9533.333 | Mid-Atlantic TRM V7.0, 2017 | 0 | 0 | 9533.333 | unit 200 tons) |  | 9533.333
Equipment | High Efficiency Chiller (Water cooled-centrifugal, 200 tons) | Water Cooled Centrifugal Chiller with Integral VFD, 200 Tons, 0.57 kW/ton (IPLV) | Code-Compliant Water Cooled Centrifugal Chiller, 200 Tons, 0.596 kW/ton (IPLV) | Commercial | New | Schools K-12 | FL Zone 2 | Per Unit | 28% | 295904.2 | 282995.6 | 12908.57 | 0.043624 | 20 | 5.0822 | 0.22013 | 0 | Reference source included incremental cost only | 0 | 0 | 9533.333 | Mid-Atlantic TRM V7.0, 2017 | 0 | 0 | 9533.333 | unit 200 tons) |  | 9533.333
Equipment | High Efficiency Chiller (Water cooled-centrifugal, 200 tons) | Water Cooled Centrifugal Chiller with Integral VFD, 200 Tons, 0.57 kW/ton (IPLV) | Code-Compliant Water Cooled Centrifugal Chiller, 200 Tons, 0.596 kW/ton (IPLV) | Commercial | New | Warehouse | FL Zone 2 | Per Unit | 28% | 65004.6 | 62168.83 | 2835.771 | 0.043624 | 20 | 1.1165 | 0.048359 | 0 | Reference source included incremental cost only | 0 | 0 | 9533.333 | Mid-Atlantic TRM V7.0, 2017 | 0 | 0 | 9533.333 | unit 200 tons) |  | 9533.333
Equipment | High Efficiency Chiller (Water cooled-positive displacement, 100 tons) | Water Cooled Positive Displacement Chiller with Integral VFD, 100 Tons, 0.5985 kW/ton (IPLV) | Code-Compliant Water Cooled Positive Displacement Chiller, 100 Tons, 0.615 kW/ton (IPLV) | Commercial | Turnover | Assembly | FL Zone 2 | Per Unit | 32% | 138280 | 134570 | 3709.95 | 0.026829 | 20 | 1.4606 | 0.063266 | 0 | Reference source included incremental cost only | 0 | 0 | 5200 | Mid-Atlantic TRM V7.0, 2017 | 0 | 0 | 5200 | unit (100 tons) |  | 5200
Equipment | High Efficiency Chiller (Water cooled-positive displacement, 100 tons) | Water Cooled Positive Displacement Chiller with Integral VFD, 100 Tons, 0.5985 kW/ton (IPLV) | Code-Compliant Water Cooled Positive Displacement Chiller, 100 Tons, 0.615 kW/ton (IPLV) | Commercial | Turnover | College and University | FL Zone 2 | Per Unit | 28% | 153409.3 | 149293.4 | 4115.859 | 0.026829 | 20 | 1.6204 | 0.070188 | 0 | Reference source included incremental cost only | 0 | 0 | 5200 | Mid-Atlantic TRM V7.0, 2017 | 0 | 0 | 5200 | unit (100 tons) |  | 5200
Equipment | High Efficiency Chiller (Water cooled-positive displacement, 100 tons) | Water Cooled Positive Displacement Chiller with Integral VFD, 100 Tons, 0.5985 kW/ton (IPLV) | Code-Compliant Water Cooled Positive Displacement Chiller, 100 Tons, 0.615 kW/ton (IPLV) | Commercial | Turnover | Grocery | FL Zone 2 | Per Unit | 28% | 76387.25 | 74337.83 | 2049.414 | 0.026829 | 20 | 0.80687 | 0.034949 | 0 | Reference source included incremental cost only | 0 | 0 | 5200 | Mid-Atlantic TRM V7.0, 2017 | 0 | 0 | 5200 | unit (100 tons) |  | 5200
Equipment | High Efficiency Chiller (Water cooled-positive displacement, 100 tons) | Water Cooled Positive Displacement Chiller with Integral VFD, 100 Tons, 0.5985 kW/ton (IPLV) | Code-Compliant Water Cooled Positive Displacement Chiller, 100 Tons, 0.615 kW/ton (IPLV) | Commercial | Turnover | Healthcare | FL Zone 2 | Per Unit | 28% | 300893.8 | 292821.1 | 8072.761 | 0.026829 | 20 | 3.1783 | 0.13767 | 0 | Reference source included incremental cost only | 0 | 0 | 5200 | Mid-Atlantic TRM V7.0, 2017 | 0 | 0 | 5200 | unit (100 tons) |  | 5200
Equipment | High Efficiency Chiller (Water cooled-positive displacement, 100 tons) | Water Cooled Positive Displacement Chiller with Integral VFD, 100 Tons, 0.5985 kW/ton (IPLV) | Code-Compliant Water Cooled Positive Displacement Chiller, 100 Tons, 0.615 kW/ton (IPLV) | Commercial | Turnover | Hospitals | FL Zone 2 | Per Unit | 32% | 285023.9 | 277376.9 | 7646.982 | 0.026829 | 20 | 3.0107 | 0.1304 | 0 | Reference source included incremental cost only | 0 | 0 | 5200 | Mid-Atlantic TRM V7.0, 2017 | 0 | 0 | 5200 | unit (100 tons) |  | 5200
Equipment | High Efficiency Chiller (Water cooled-positive displacement, 100 tons) | Water Cooled Positive Displacement Chiller with Integral VFD, 100 Tons, 0.5985 kW/ton (IPLV) | Code-Compliant Water Cooled Positive Displacement Chiller, 100 Tons, 0.615 kW/ton (IPLV) | Commercial | Turnover | Institutional | FL Zone 2 | Per Unit | 32% | 74694.46 | 72690.46 | 2003.998 | 0.026829 | 20 | 0.78899 | 0.034174 | 0 | Reference source included incremental cost only | 0 | 0 | 5200 | Mid-Atlantic TRM V7.0, 2017 | 0 | 0 | 5200 | unit (100 tons) |  | 5200
Equipment | High Efficiency Chiller (Water cooled-positive displacement, 100 tons) | Water Cooled Positive Displacement Chiller with Integral VFD, 100 Tons, 0.5985 kW/ton (IPLV) | Code-Compliant Water Cooled Positive Displacement Chiller, 100 Tons, 0.615 kW/ton (IPLV) | Commercial | Turnover | Lodging/Hospitality | FL Zone 2 | Per Unit | 28% | 228421.1 | 222292.8 | 6128.372 | 0.026829 | 20 | 2.4128 | 0.10451 | 0 | Reference source included incremental cost only | 0 | 0 | 5200 | Mid-Atlantic TRM V7.0, 2017 | 0 | 0 | 5200 | unit (100 tons) |  | 5200
Equipment | High Efficiency Chiller (Water cooled-positive displacement, 100 tons) | Water Cooled Positive Displacement Chiller with Integral VFD, 100 Tons, 0.5985 kW/ton (IPLV) | Code-Compliant Water Cooled Positive Displacement Chiller, 100 Tons, 0.615 kW/ton (IPLV) | Commercial | Turnover | Miscellaneous | FL Zone 2 | Per Unit | 28% | 77233.64 | 75161.52 | 2072.122 | 0.026829 | 20 | 0.81581 | 0.035336 | 0 | Reference source included incremental cost only | 0 | 0 | 5200 | Mid-Atlantic TRM V7.0, 2017 | 0 | 0 | 5200 | unit (100 tons) |  | 5200
Equipment | High Efficiency Chiller (Water cooled-positive displacement, 100 tons) | Water Cooled Positive Displacement Chiller with Integral VFD, 100 Tons, 0.5985 kW/ton (IPLV) | Code-Compliant Water Cooled Positive Displacement Chiller, 100 Tons, 0.615 kW/ton (IPLV) | Commercial | Turnover | Offices | FL Zone 2 | Per Unit | 32% | 155631.1 | 151455.6 | 4175.468 | 0.026829 | 20 | 1.6439 | 0.071205 | 0 | Reference source included incremental cost only | 0 | 0 | 5200 | Mid-Atlantic TRM V7.0, 2017 | 0 | 0 | 5200 | unit (100 tons) |  | 5200
Equipment | High Efficiency Chiller (Water cooled-positive displacement, 100 tons) | Water Cooled Positive Displacement Chiller with Integral VFD, 100 Tons, 0.5985 kW/ton (IPLV) | Code-Compliant Water Cooled Positive Displacement Chiller, 100 Tons, 0.615 kW/ton (IPLV) | Commercial | Turnover | Restaurants | FL Zone 2 | Per Unit | 28% | 224083.4 | 218071.4 | 6011.993 | 0.026829 | 20 | 2.367 | 0.10252 | 0 | Reference source included incremental cost only | 0 | 0 | 5200 | Mid-Atlantic TRM V7.0, 2017 | 0 | 0 | 5200 | unit (100 tons) |  | 5200
Equipment | High Efficiency Chiller (Water cooled-positive displacement, 100 tons) | Water Cooled Positive Displacement Chiller with Integral VFD, 100 Tons, 0.5985 kW/ton (IPLV) | Code-Compliant Water Cooled Positive Displacement Chiller, 100 Tons, 0.615 kW/ton (IPLV) | Commercial | Turnover | Retail | FL Zone 2 | Per Unit | 28% | 175627.2 | 170915.2 | 4711.949 | 0.026829 | 20 | 1.8551 | 0.080354 | 0 | Reference source included incremental cost only | 0 | 0 | 5200 | Mid-Atlantic TRM V7.0, 2017 | 0 | 0 | 5200 | unit (100 tons) |  | 5200
Equipment | High Efficiency Chiller (Water cooled-positive displacement, 100 tons) | Water Cooled Positive Displacement Chiller with Integral VFD, 100 Tons, 0.5985 kW/ton (IPLV) | Code-Compliant Water Cooled Positive Displacement Chiller, 100 Tons, 0.615 kW/ton (IPLV) | Commercial | Turnover | Schools K-12 | FL Zone 2 | Per Unit | 28% | 152668.7 | 148572.7 | 4095.989 | 0.026829 | 20 | 1.6126 | 0.06985 | 0 | Reference source included incremental cost only | 0 | 0 | 5200 | Mid-Atlantic TRM V7.0, 2017 | 0 | 0 | 5200 | unit (100 tons) |  | 5200
Equipment | High Efficiency Chiller (Water cooled-positive displacement, 100 tons) | Water Cooled Positive Displacement Chiller with Integral VFD, 100 Tons, 0.5985 kW/ton (IPLV) | Code-Compliant Water Cooled Positive Displacement Chiller, 100 Tons, 0.615 kW/ton (IPLV) | Commercial | Turnover | Warehouse | FL Zone 2 | Per Unit | 28% | 33538.45 | 32638.63 | 899.812 | 0.026829 | 20 | 0.35426 | 0.015345 | 0 | Reference source included incremental cost only | 0 | 0 | 5200 | Mid-Atlantic TRM V7.0, 2017 | 0 | 0 | 5200 | unit (100 tons) |  | 5200
Equipment | High Efficiency Chiller (Water cooled-positive displacement, 100 tons) | Water Cooled Positive Displacement Chiller with Integral VFD, 100 Tons, 0.5985 kW/ton (IPLV) | Code-Compliant Water Cooled Positive Displacement Chiller, 100 Tons, 0.615 kW/ton (IPLV) | Commercial | New | Assembly | FL Zone 2 | Per Unit | 32% | 138280 | 134570 | 3709.95 | 0.026829 | 20 | 1.4606 | 0.063266 | 0 | Reference source included incremental cost only | 0 | 0 | 5200 | Mid-Atlantic TRM V7.0, 2017 | 0 | 0 | 5200 | unit (100 tons) |  | 5200
Equipment | High Efficiency Chiller (Water cooled-positive displacement, 100 tons) | Water Cooled Positive Displacement Chiller with Integral VFD, 100 Tons, 0.5985 kW/ton (IPLV) | Code-Compliant Water Cooled Positive Displacement Chiller, 100 Tons, 0.615 kW/ton (IPLV) | Commercial | New | College and University | FL Zone 2 | Per Unit | 28% | 153409.3 | 149293.4 | 4115.859 | 0.026829 | 20 | 1.6204 | 0.070188 | 0 | Reference source included incremental cost only | 0 | 0 | 5200 | Mid-Atlantic TRM V7.0, 2017 | 0 | 0 | 5200 | unit (100 tons) |  | 5200
Equipment | High Efficiency Chiller (Water cooled-positive displacement, 100 tons) | Water Cooled Positive Displacement Chiller with Integral VFD, 100 Tons, 0.5985 kW/ton (IPLV) | Code-Compliant Water Cooled Positive Displacement Chiller, 100 Tons, 0.615 kW/ton (IPLV) | Commercial | New | Grocery | FL Zone 2 | Per Unit | 28% | 76387.25 | 74337.83 | 2049.414 | 0.026829 | 20 | 0.80687 | 0.034949 | 0 | Reference source included incremental cost only | 0 | 0 | 5200 | Mid-Atlantic TRM V7.0, 2017 | 0 | 0 | 5200 | unit (100 tons) |  | 5200
Equipment | High Efficiency Chiller (Water cooled-positive displacement, 100 tons) | Water Cooled Positive Displacement Chiller with Integral VFD, 100 Tons, 0.5985 kW/ton (IPLV) | Code-Compliant Water Cooled Positive Displacement Chiller, 100 Tons, 0.615 kW/ton (IPLV) | Commercial | New | Healthcare | FL Zone 2 | Per Unit | 28% | 300893.8 | 292821.1 | 8072.761 | 0.026829 | 20 | 3.1783 | 0.13767 | 0 | Reference source included incremental cost only | 0 | 0 | 5200 | Mid-Atlantic TRM V7.0, 2017 | 0 | 0 | 5200 | unit (100 tons) |  | 5200
Equipment | High Efficiency Chiller (Water cooled-positive displacement, 100 tons) | Water Cooled Positive Displacement Chiller with Integral VFD, 100 Tons, 0.5985 kW/ton (IPLV) | Code-Compliant Water Cooled Positive Displacement Chiller, 100 Tons, 0.615 kW/ton (IPLV) | Commercial | New | Hospitals | FL Zone 2 | Per Unit | 32% | 285023.9 | 277376.9 | 7646.982 | 0.026829 | 20 | 3.0107 | 0.1304 | 0 | Reference source included incremental cost only | 0 | 0 | 5200 | Mid-Atlantic TRM V7.0, 2017 | 0 | 0 | 5200 | unit (100 tons) |  | 5200
Equipment | High Efficiency Chiller (Water cooled-positive displacement, 100 tons) | Water Cooled Positive Displacement Chiller with Integral VFD, 100 Tons, 0.5985 kW/ton (IPLV) | Code-Compliant Water Cooled Positive Displacement Chiller, 100 Tons, 0.615 kW/ton (IPLV) | Commercial | New | Institutional | FL Zone 2 | Per Unit | 32% | 74694.46 | 72690.46 | 2003.998 | 0.026829 | 20 | 0.78899 | 0.034174 | 0 | Reference source included incremental cost only | 0 | 0 | 5200 | Mid-Atlantic TRM V7.0, 2017 | 0 | 0 | 5200 | unit (100 tons) |  | 5200
Equipment | High Efficiency Chiller (Water cooled-positive displacement, 100 tons) | Water Cooled Positive Displacement Chiller with Integral VFD, 100 Tons, 0.5985 kW/ton (IPLV) | Code-Compliant Water Cooled Positive Displacement Chiller, 100 Tons, 0.615 kW/ton (IPLV) | Commercial | New | Lodging/Hospitality | FL Zone 2 | Per Unit | 28% | 228421.1 | 222292.8 | 6128.372 | 0.026829 | 20 | 2.4128 | 0.10451 | 0 | Reference source included incremental cost only | 0 | 0 | 5200 | Mid-Atlantic TRM V7.0, 2017 | 0 | 0 | 5200 | unit (100 tons) |  | 5200
Equipment | High Efficiency Chiller (Water cooled-positive displacement, 100 tons) | Water Cooled Positive Displacement Chiller with Integral VFD, 100 Tons, 0.5985 kW/ton (IPLV) | Code-Compliant Water Cooled Positive Displacement Chiller, 100 Tons, 0.615 kW/ton (IPLV) | Commercial | New | Miscellaneous | FL Zone 2 | Per Unit | 28% | 77233.64 | 75161.52 | 2072.122 | 0.026829 | 20 | 0.81581 | 0.035336 | 0 | Reference source included incremental cost only | 0 | 0 | 5200 | Mid-Atlantic TRM V7.0, 2017 | 0 | 0 | 5200 | unit (100 tons) |  | 5200
Equipment | High Efficiency Chiller (Water cooled-positive displacement, 100 tons) | Water Cooled Positive Displacement Chiller with Integral VFD, 100 Tons, 0.5985 kW/ton (IPLV) | Code-Compliant Water Cooled Positive Displacement Chiller, 100 Tons, 0.615 kW/ton (IPLV) | Commercial | New | Offices | FL Zone 2 | Per Unit | 32% | 155631.1 | 151455.6 | 4175.468 | 0.026829 | 20 | 1.6439 | 0.071205 | 0 | Reference source included incremental cost only | 0 | 0 | 5200 | Mid-Atlantic TRM V7.0, 2017 | 0 | 0 | 5200 | unit (100 tons) |  | 5200
Equipment | High Efficiency Chiller (Water cooled-positive displacement, 100 tons) | Water Cooled Positive Displacement Chiller with Integral VFD, 100 Tons, 0.5985 kW/ton (IPLV) | Code-Compliant Water Cooled Positive Displacement Chiller, 100 Tons, 0.615 kW/ton (IPLV) | Commercial | New | Restaurants | FL Zone 2 | Per Unit | 28% | 224083.4 | 218071.4 | 6011.993 | 0.026829 | 20 | 2.367 | 0.10252 | 0 | Reference source included incremental cost only | 0 | 0 | 5200 | Mid-Atlantic TRM V7.0, 2017 | 0 | 0 | 5200 | unit (100 tons) |  | 5200
Equipment | High Efficiency Chiller (Water cooled-positive displacement, 100 tons) | Water Cooled Positive Displacement Chiller with Integral VFD, 100 Tons, 0.5985 kW/ton (IPLV) | Code-Compliant Water Cooled Positive Displacement Chiller, 100 Tons, 0.615 kW/ton (IPLV) | Commercial | New | Retail | FL Zone 2 | Per Unit | 28% | 175627.2 | 170915.2 | 4711.949 | 0.026829 | 20 | 1.8551 | 0.080354 | 0 | Reference source included incremental cost only | 0 | 0 | 5200 | Mid-Atlantic TRM V7.0, 2017 | 0 | 0 | 5200 | unit (100 tons) |  | 5200
Equipment | High Efficiency Chiller (Water cooled-positive displacement, 100 tons) | Water Cooled Positive Displacement Chiller with Integral VFD, 100 Tons, 0.5985 kW/ton (IPLV) | Code-Compliant Water Cooled Positive Displacement Chiller, 100 Tons, 0.615 kW/ton (IPLV) | Commercial | New | Schools K-12 | FL Zone 2 | Per Unit | 28% | 152668.7 | 148572.7 | 4095.989 | 0.026829 | 20 | 1.6126 | 0.06985 | 0 | Reference source included incremental cost only | 0 | 0 | 5200 | Mid-Atlantic TRM V7.0, 2017 | 0 | 0 | 5200 | unit (100 tons) |  | 5200
Equipment | High Efficiency Chiller (Water cooled-positive displacement, 100 tons) | Water Cooled Positive Displacement Chiller with Integral VFD, 100 Tons, 0.5985 kW/ton (IPLV) | Code-Compliant Water Cooled Positive Displacement Chiller, 100 Tons, 0.615 kW/ton (IPLV) | Commercial | New | Warehouse | FL Zone 2 | Per Unit | 28% | 33538.45 | 32638.63 | 899.812 | 0.026829 | 20 | 0.35426 | 0.015345 | 0 | Reference source included incremental cost only | 0 | 0 | 5200 | Mid-Atlantic TRM V7.0, 2017 | 0 | 0 | 5200 | unit (100 tons) |  | 5200
Equipment | High Efficiency Data Center Cooling | High Efficiency CRAC (computer room air conditioner) | Standard Efficiency CRAC | Commercial | Turnover | Assembly | FL Zone 2 | Per Unit | 0% | 463560 | 333763.2 | 129796.8 | 0.28 | 20 | 29.7567 | 17.1868 | 0 | Reference source included incremental cost only | 0 | 0 | 213000 | USDOE estimates incremental Cost = $750 per ton. Actual cost may vary widely | 0 | 0 | 213000 | system (284 tons) |  | 213000
Equipment | High Efficiency Data Center Cooling | High Efficiency CRAC (computer room air conditioner) | Standard Efficiency CRAC | Commercial | Turnover | College and University | FL Zone 2 | Per Unit | 14% | 463560 | 333763.2 | 129796.8 | 0.28 | 20 | 29.7567 | 17.1868 | 0 | Reference source included incremental cost only | 0 | 0 | 213000 | USDOE estimates incremental Cost = $750 per ton. Actual cost may vary widely | 0 | 0 | 213000 | system (284 tons) |  | 213000
Equipment | High Efficiency Data Center Cooling | High Efficiency CRAC (computer room air conditioner) | Standard Efficiency CRAC | Commercial | Turnover | Grocery | FL Zone 2 | Per Unit | 0% | 463560 | 333763.2 | 129796.8 | 0.28 | 20 | 29.7567 | 17.1868 | 0 | Reference source included incremental cost only | 0 | 0 | 213000 | USDOE estimates incremental Cost = $750 per ton. Actual cost may vary widely | 0 | 0 | 213000 | system (284 tons) |  | 213000
Equipment | High Efficiency Data Center Cooling | High Efficiency CRAC (computer room air conditioner) | Standard Efficiency CRAC | Commercial | Turnover | Healthcare | FL Zone 2 | Per Unit | 14% | 463560 | 333763.2 | 129796.8 | 0.28 | 20 | 29.7567 | 17.1868 | 0 | Reference source included incremental cost only | 0 | 0 | 213000 | USDOE estimates incremental Cost = $750 per ton. Actual cost may vary widely | 0 | 0 | 213000 | system (284 tons) |  | 213000
Equipment | High Efficiency Data Center Cooling | High Efficiency CRAC (computer room air conditioner) | Standard Efficiency CRAC | Commercial | Turnover | Hospitals | FL Zone 2 | Per Unit | 16% | 463560 | 333763.2 | 129796.8 | 0.28 | 20 | 29.7567 | 17.1868 | 0 | Reference source included incremental cost only | 0 | 0 | 213000 | USDOE estimates incremental Cost = $750 per ton. Actual cost may vary widely | 0 | 0 | 213000 | system (284 tons) |  | 213000
Equipment | High Efficiency Data Center Cooling | High Efficiency CRAC (computer room air conditioner) | Standard Efficiency CRAC | Commercial | Turnover | Institutional | FL Zone 2 | Per Unit | 16% | 463560 | 333763.2 | 129796.8 | 0.28 | 20 | 29.7567 | 17.1868 | 0 | Reference source included incremental cost only | 0 | 0 | 213000 | USDOE estimates incremental Cost = $750 per ton. Actual cost may vary widely | 0 | 0 | 213000 | system (284 tons) |  | 213000
Equipment | High Efficiency Data Center Cooling | High Efficiency CRAC (computer room air conditioner) | Standard Efficiency CRAC | Commercial | Turnover | Lodging/Hospitality | FL Zone 2 | Per Unit | 0% | 463560 | 333763.2 | 129796.8 | 0.28 | 20 | 29.7567 | 17.1868 | 0 | Reference source included incremental cost only | 0 | 0 | 213000 | USDOE estimates incremental Cost = $750 per ton. Actual cost may vary widely | 0 | 0 | 213000 | system (284 tons) |  | 213000
Equipment | High Efficiency Data Center Cooling | High Efficiency CRAC (computer room air conditioner) | Standard Efficiency CRAC | Commercial | Turnover | Miscellaneous | FL Zone 2 | Per Unit | 0% | 463560 | 333763.2 | 129796.8 | 0.28 | 20 | 29.7567 | 17.1868 | 0 | Reference source included incremental cost only | 0 | 0 | 213000 | USDOE estimates incremental Cost = $750 per ton. Actual cost may vary widely | 0 | 0 | 213000 | system (284 tons) |  | 213000
Equipment | High Efficiency Data Center Cooling | High Efficiency CRAC (computer room air conditioner) | Standard Efficiency CRAC | Commercial | Turnover | Offices | FL Zone 2 | Per Unit | 16% | 463560 | 333763.2 | 129796.8 | 0.28 | 20 | 29.7567 | 17.1868 | 0 | Reference source included incremental cost only | 0 | 0 | 213000 | USDOE estimates incremental Cost = $750 per ton. Actual cost may vary widely | 0 | 0 | 213000 | system (284 tons) |  | 213000
Equipment | High Efficiency Data Center Cooling | High Efficiency CRAC (computer room air conditioner) | Standard Efficiency CRAC | Commercial | Turnover | Restaurants | FL Zone 2 | Per Unit | 0% | 463560 | 333763.2 | 129796.8 | 0.28 | 20 | 29.7567 | 17.1868 | 0 | Reference source included incremental cost only | 0 | 0 | 213000 | USDOE estimates incremental Cost = $750 per ton. Actual cost may vary widely | 0 | 0 | 213000 | system (284 tons) |  | 213000
Equipment | High Efficiency Data Center Cooling | High Efficiency CRAC (computer room air conditioner) | Standard Efficiency CRAC | Commercial | Turnover | Retail | FL Zone 2 | Per Unit | 0% | 463560 | 333763.2 | 129796.8 | 0.28 | 20 | 29.7567 | 17.1868 | 0 | Reference source included incremental cost only | 0 | 0 | 213000 | USDOE estimates incremental Cost = $750 per ton. Actual cost may vary widely | 0 | 0 | 213000 | system (284 tons) |  | 213000
Equipment | High Efficiency Data Center Cooling | High Efficiency CRAC (computer room air conditioner) | Standard Efficiency CRAC | Commercial | Turnover | Schools K-12 | FL Zone 2 | Per Unit | 14% | 463560 | 333763.2 | 129796.8 | 0.28 | 20 | 29.7567 | 17.1868 | 0 | Reference source included incremental cost only | 0 | 0 | 213000 | USDOE estimates incremental Cost = $750 per ton. Actual cost may vary widely | 0 | 0 | 213000 | system (284 tons) |  | 213000
Equipment | High Efficiency Data Center Cooling | High Efficiency CRAC (computer room air conditioner) | Standard Efficiency CRAC | Commercial | Turnover | Warehouse | FL Zone 2 | Per Unit | 0% | 463560 | 333763.2 | 129796.8 | 0.28 | 20 | 29.7567 | 17.1868 | 0 | Reference source included incremental cost only | 0 | 0 | 213000 | USDOE estimates incremental Cost = $750 per ton. Actual cost may vary widely | 0 | 0 | 213000 | system (284 tons) |  | 213000
Equipment | High Efficiency Data Center Cooling | High Efficiency CRAC (computer room air conditioner) | Standard Efficiency CRAC | Commercial | New | Assembly | FL Zone 2 | Per Unit | 0% | 463560 | 333763.2 | 129796.8 | 0.28 | 20 | 29.7567 | 17.1868 | 0 | Reference source included incremental cost only | 0 | 0 | 213000 | USDOE estimates incremental Cost = $750 per ton. Actual cost may vary widely | 0 | 0 | 213000 | system (284 tons) |  | 213000
Equipment | High Efficiency Data Center Cooling | High Efficiency CRAC (computer room air conditioner) | Standard Efficiency CRAC | Commercial | New | College and University | FL Zone 2 | Per Unit | 14% | 463560 | 333763.2 | 129796.8 | 0.28 | 20 | 29.7567 | 17.1868 | 0 | Reference source included incremental cost only | 0 | 0 | 213000 | USDOE estimates incremental Cost = $750 per ton. Actual cost may vary widely | 0 | 0 | 213000 | system (284 tons) |  | 213000
Equipment | High Efficiency Data Center Cooling | High Efficiency CRAC (computer room air conditioner) | Standard Efficiency CRAC | Commercial | New | Grocery | FL Zone 2 | Per Unit | 0% | 463560 | 333763.2 | 129796.8 | 0.28 | 20 | 29.7567 | 17.1868 | 0 | Reference source included incremental cost only | 0 | 0 | 213000 | USDOE estimates incremental Cost = $750 per ton. Actual cost may vary widely | 0 | 0 | 213000 | system (284 tons) |  | 213000
Equipment | High Efficiency Data Center Cooling | High Efficiency CRAC (computer room air conditioner) | Standard Efficiency CRAC | Commercial | New | Healthcare | FL Zone 2 | Per Unit | 14% | 463560 | 333763.2 | 129796.8 | 0.28 | 20 | 29.7567 | 17.1868 | 0 | Reference source included incremental cost only | 0 | 0 | 213000 | USDOE estimates incremental Cost = $750 per ton. Actual cost may vary widely | 0 | 0 | 213000 | system (284 tons) |  | 213000
Equipment | High Efficiency Data Center Cooling | High Efficiency CRAC (computer room air conditioner) | Standard Efficiency CRAC | Commercial | New | Hospitals | FL Zone 2 | Per Unit | 16% | 463560 | 333763.2 | 129796.8 | 0.28 | 20 | 29.7567 | 17.1868 | 0 | Reference source included incremental cost only | 0 | 0 | 213000 | USDOE estimates incremental Cost = $750 per ton. Actual cost may vary widely | 0 | 0 | 213000 | system (284 tons) |  | 213000
Equipment | High Efficiency Data Center Cooling | High Efficiency CRAC (computer room air conditioner) | Standard Efficiency CRAC | Commercial | New | Institutional | FL Zone 2 | Per Unit | 16% | 463560 | 333763.2 | 129796.8 | 0.28 | 20 | 29.7567 | 17.1868 | 0 | Reference source included incremental cost only | 0 | 0 | 213000 | USDOE estimates incremental Cost = $750 per ton. Actual cost may vary widely | 0 | 0 | 213000 | system (284 tons) |  | 213000
Equipment | High Efficiency Data Center Cooling | High Efficiency CRAC (computer room air conditioner) | Standard Efficiency CRAC | Commercial | New | Lodging/Hospitality | FL Zone 2 | Per Unit | 0% | 463560 | 333763.2 | 129796.8 | 0.28 | 20 | 29.7567 | 17.1868 | 0 | Reference source included incremental cost only | 0 | 0 | 213000 | USDOE estimates incremental Cost = $750 per ton. Actual cost may vary widely | 0 | 0 | 213000 | system (284 tons) |  | 213000
Equipment | High Efficiency Data Center Cooling | High Efficiency CRAC (computer room air conditioner) | Standard Efficiency CRAC | Commercial | New | Miscellaneous | FL Zone 2 | Per Unit | 0% | 463560 | 333763.2 | 129796.8 | 0.28 | 20 | 29.7567 | 17.1868 | 0 | Reference source included incremental cost only | 0 | 0 | 213000 | USDOE estimates incremental Cost = $750 per ton. Actual cost may vary widely | 0 | 0 | 213000 | system (284 tons) |  | 213000
Equipment | High Efficiency Data Center Cooling | High Efficiency CRAC (computer room air conditioner) | Standard Efficiency CRAC | Commercial | New | Offices | FL Zone 2 | Per Unit | 16% | 463560 | 333763.2 | 129796.8 | 0.28 | 20 | 29.7567 | 17.1868 | 0 | Reference source included incremental cost only | 0 | 0 | 213000 | USDOE estimates incremental Cost = $750 per ton. Actual cost may vary widely | 0 | 0 | 213000 | system (284 tons) |  | 213000
Equipment | High Efficiency Data Center Cooling | High Efficiency CRAC (computer room air conditioner) | Standard Efficiency CRAC | Commercial | New | Restaurants | FL Zone 2 | Per Unit | 0% | 463560 | 333763.2 | 129796.8 | 0.28 | 20 | 29.7567 | 17.1868 | 0 | Reference source included incremental cost only | 0 | 0 | 213000 | USDOE estimates incremental Cost = $750 per ton. Actual cost may vary widely | 0 | 0 | 213000 | system (284 tons) |  | 213000
Equipment | High Efficiency Data Center Cooling | High Efficiency CRAC (computer room air conditioner) | Standard Efficiency CRAC | Commercial | New | Retail | FL Zone 2 | Per Unit | 0% | 463560 | 333763.2 | 129796.8 | 0.28 | 20 | 29.7567 | 17.1868 | 0 | Reference source included incremental cost only | 0 | 0 | 213000 | USDOE estimates incremental Cost = $750 per ton. Actual cost may vary widely | 0 | 0 | 213000 | system (284 tons) |  | 213000
Equipment | High Efficiency Data Center Cooling | High Efficiency CRAC (computer room air conditioner) | Standard Efficiency CRAC | Commercial | New | Schools K-12 | FL Zone 2 | Per Unit | 14% | 463560 | 333763.2 | 129796.8 | 0.28 | 20 | 29.7567 | 17.1868 | 0 | Reference source included incremental cost only | 0 | 0 | 213000 | USDOE estimates incremental Cost = $750 per ton. Actual cost may vary widely | 0 | 0 | 213000 | system (284 tons) |  | 213000
Equipment | High Efficiency Data Center Cooling | High Efficiency CRAC (computer room air conditioner) | Standard Efficiency CRAC | Commercial | New | Warehouse | FL Zone 2 | Per Unit | 0% | 463560 | 333763.2 | 129796.8 | 0.28 | 20 | 29.7567 | 17.1868 | 0 | Reference source included incremental cost only | 0 | 0 | 213000 | USDOE estimates incremental Cost = $750 per ton. Actual cost may vary widely | 0 | 0 | 213000 | system (284 tons) |  | 213000
Equipment | High Efficiency DX 135k- less than 240k BTU | High Efficiency DX ≥135k and <240k BTU/h Electric Heat | Code-Compliant Packaged or Split DX Unit, 15 Tons, 11 SEER | Commercial | Turnover | Assembly | FL Zone 2 | Per Unit | 95% | 36930.38 | 35568.9 | 1361.48 | 0.036866 | 15 | 0.56299 | 0 | 14805.8 | Itron 2010 - 2012 Measure Cost Study Report, Appendix F | 0 | 0 | 18135.41 | Itron 2010 - 2012 Measure Cost Study Report, Appendix F | 0 | 0 | 3329.61 | unit |  | 3329.61
Equipment | High Efficiency DX 135k- less than 240k BTU | High Efficiency DX ≥135k and <240k BTU/h Electric Heat | Code-Compliant Packaged or Split DX Unit, 15 Tons, 11 SEER | Commercial | Turnover | College and University | FL Zone 2 | Per Unit | 95% | 40970.97 | 39460.53 | 1510.441 | 0.036866 | 15 | 0.62459 | 0 | 14805.8 | Itron 2010 - 2012 Measure Cost Study Report, Appendix F | 0 | 0 | 18135.41 | Itron 2010 - 2012 Measure Cost Study Report, Appendix F | 0 | 0 | 3329.61 | unit |  | 3329.61
Equipment | High Efficiency DX 135k- less than 240k BTU | High Efficiency DX ≥135k and <240k BTU/h Electric Heat | Code-Compliant Packaged or Split DX Unit, 15 Tons, 11 SEER | Commercial | Turnover | Grocery | FL Zone 2 | Per Unit | 95% | 20400.72 | 19648.62 | 752.0953 | 0.036866 | 15 | 0.311 | 0 | 14805.8 | Itron 2010 - 2012 Measure Cost Study Report, Appendix F | 0 | 0 | 18135.41 | Itron 2010 - 2012 Measure Cost Study Report, Appendix F | 0 | 0 | 3329.61 | unit |  | 3329.61
Equipment | High Efficiency DX 135k- less than 240k BTU | High Efficiency DX ≥135k and <240k BTU/h Electric Heat | Code-Compliant Packaged or Split DX Unit, 15 Tons, 11 SEER | Commercial | Turnover | Healthcare | FL Zone 2 | Per Unit | 95% | 80359.61 | 77397.06 | 2962.547 | 0.036866 | 15 | 1.2251 | 0 | 14805.8 | Itron 2010 - 2012 Measure Cost Study Report, Appendix F | 0 | 0 | 18135.41 | Itron 2010 - 2012 Measure Cost Study Report, Appendix F | 0 | 0 | 3329.61 | unit |  | 3329.61
Equipment | High Efficiency DX 135k- less than 240k BTU | High Efficiency DX ≥135k and <240k BTU/h Electric Heat | Code-Compliant Packaged or Split DX Unit, 15 Tons, 11 SEER | Commercial | Turnover | Hospitals | FL Zone 2 | Per Unit | 95% | 76121.23 | 73314.94 | 2806.295 | 0.036866 | 15 | 1.1604 | 0 | 14805.8 | Itron 2010 - 2012 Measure Cost Study Report, Appendix F | 0 | 0 | 18135.41 | Itron 2010 - 2012 Measure Cost Study Report, Appendix F | 0 | 0 | 3329.61 | unit |  | 3329.61
Equipment | High Efficiency DX 135k- less than 240k BTU | High Efficiency DX ≥135k and <240k BTU/h Electric Heat | Code-Compliant Packaged or Split DX Unit, 15 Tons, 11 SEER | Commercial | Turnover | Institutional | FL Zone 2 | Per Unit | 95% | 19948.62 | 19213.19 | 735.4283 | 0.036866 | 15 | 0.30411 | 0 | 14805.8 | Itron 2010 - 2012 Measure Cost Study Report, Appendix F | 0 | 0 | 18135.41 | Itron 2010 - 2012 Measure Cost Study Report, Appendix F | 0 | 0 | 3329.61 | unit |  | 3329.61
Equipment | High Efficiency DX 135k- less than 240k BTU | High Efficiency DX ≥135k and <240k BTU/h Electric Heat | Code-Compliant Packaged or Split DX Unit, 15 Tons, 11 SEER | Commercial | Turnover | Lodging/Hospitality | FL Zone 2 | Per Unit | 95% | 61004.36 | 58755.36 | 2248.994 | 0.036866 | 15 | 0.92999 | 0 | 14805.8 | Itron 2010 - 2012 Measure Cost Study Report, Appendix F | 0 | 0 | 18135.41 | Itron 2010 - 2012 Measure Cost Study Report, Appendix F | 0 | 0 | 3329.61 | unit |  | 3329.61
Equipment | High Efficiency DX 135k- less than 240k BTU | High Efficiency DX ≥135k and <240k BTU/h Electric Heat | Code-Compliant Packaged or Split DX Unit, 15 Tons, 11 SEER | Commercial | Turnover | Miscellaneous | FL Zone 2 | Per Unit | 95% | 20626.76 | 19866.33 | 760.4287 | 0.036866 | 15 | 0.31445 | 0 | 14805.8 | Itron 2010 - 2012 Measure Cost Study Report, Appendix F | 0 | 0 | 18135.41 | Itron 2010 - 2012 Measure Cost Study Report, Appendix F | 0 | 0 | 3329.61 | unit |  | 3329.61
Equipment | High Efficiency DX 135k- less than 240k BTU | High Efficiency DX ≥135k and <240k BTU/h Electric Heat | Code-Compliant Packaged or Split DX Unit, 15 Tons, 11 SEER | Commercial | Turnover | Offices | FL Zone 2 | Per Unit | 95% | 41564.34 | 40032.02 | 1532.316 | 0.036866 | 15 | 0.63363 | 0 | 14805.8 | Itron 2010 - 2012 Measure Cost Study Report, Appendix F | 0 | 0 | 18135.41 | Itron 2010 - 2012 Measure Cost Study Report, Appendix F | 0 | 0 | 3329.61 | unit |  | 3329.61
Equipment | High Efficiency DX 135k- less than 240k BTU | High Efficiency DX ≥135k and <240k BTU/h Electric Heat | Code-Compliant Packaged or Split DX Unit, 15 Tons, 11 SEER | Commercial | Turnover | Restaurants | FL Zone 2 | Per Unit | 95% | 59845.87 | 57639.58 | 2206.285 | 0.036866 | 15 | 0.91233 | 0 | 14805.8 | Itron 2010 - 2012 Measure Cost Study Report, Appendix F | 0 | 0 | 18135.41 | Itron 2010 - 2012 Measure Cost Study Report, Appendix F | 0 | 0 | 3329.61 | unit |  | 3329.61
Equipment | High Efficiency DX 135k- less than 240k BTU | High Efficiency DX ≥135k and <240k BTU/h Electric Heat | Code-Compliant Packaged or Split DX Unit, 15 Tons, 11 SEER | Commercial | Turnover | Retail | FL Zone 2 | Per Unit | 95% | 46904.69 | 45175.5 | 1729.194 | 0.036866 | 15 | 0.71505 | 0 | 14805.8 | Itron 2010 - 2012 Measure Cost Study Report, Appendix F | 0 | 0 | 18135.41 | Itron 2010 - 2012 Measure Cost Study Report, Appendix F | 0 | 0 | 3329.61 | unit |  | 3329.61
Equipment | High Efficiency DX 135k- less than 240k BTU | High Efficiency DX ≥135k and <240k BTU/h Electric Heat | Code-Compliant Packaged or Split DX Unit, 15 Tons, 11 SEER | Commercial | Turnover | Schools K-12 | FL Zone 2 | Per Unit | 95% | 40773.18 | 39270.03 | 1503.149 | 0.036866 | 15 | 0.62157 | 0 | 14805.8 | Itron 2010 - 2012 Measure Cost Study Report, Appendix F | 0 | 0 | 18135.41 | Itron 2010 - 2012 Measure Cost Study Report, Appendix F | 0 | 0 | 3329.61 | unit |  | 3329.61
Equipment | High Efficiency DX 135k- less than 240k BTU | High Efficiency DX ≥135k and <240k BTU/h Electric Heat | Code-Compliant Packaged or Split DX Unit, 15 Tons, 11 SEER | Commercial | Turnover | Warehouse | FL Zone 2 | Per Unit | 95% | 8957.101 | 8626.888 | 330.2136 | 0.036866 | 15 | 0.13655 | 0 | 14805.8 | Itron 2010 - 2012 Measure Cost Study Report, Appendix F | 0 | 0 | 18135.41 | Itron 2010 - 2012 Measure Cost Study Report, Appendix F | 0 | 0 | 3329.61 | unit |  | 3329.61
Equipment | High Efficiency DX 135k- less than 240k BTU | High Efficiency DX ≥135k and <240k BTU/h Electric Heat | Code-Compliant Packaged or Split DX Unit, 15 Tons, 11 SEER | Commercial | New | Assembly | FL Zone 2 | Per Unit | 95% | 36930.38 | 35568.9 | 1361.48 | 0.036866 | 15 | 0.56299 | 0 | 14805.8 | Itron 2010 - 2012 Measure Cost Study Report, Appendix F | 0 | 0 | 18135.41 | Itron 2010 - 2012 Measure Cost Study Report, Appendix F | 0 | 0 | 3329.61 | unit |  | 3329.61
Equipment | High Efficiency DX 135k- less than 240k BTU | High Efficiency DX ≥135k and <240k BTU/h Electric Heat | Code-Compliant Packaged or Split DX Unit, 15 Tons, 11 SEER | Commercial | New | College and University | FL Zone 2 | Per Unit | 95% | 40970.97 | 39460.53 | 1510.441 | 0.036866 | 15 | 0.62459 | 0 | 14805.8 | Itron 2010 - 2012 Measure Cost Study Report, Appendix F | 0 | 0 | 18135.41 | Itron 2010 - 2012 Measure Cost Study Report, Appendix F | 0 | 0 | 3329.61 | unit |  | 3329.61
Equipment | High Efficiency DX 135k- less than 240k BTU | High Efficiency DX ≥135k and <240k BTU/h Electric Heat | Code-Compliant Packaged or Split DX Unit, 15 Tons, 11 SEER | Commercial | New | Grocery | FL Zone 2 | Per Unit | 95% | 20400.72 | 19648.62 | 752.0953 | 0.036866 | 15 | 0.311 | 0 | 14805.8 | Itron 2010 - 2012 Measure Cost Study Report, Appendix F | 0 | 0 | 18135.41 | Itron 2010 - 2012 Measure Cost Study Report, Appendix F | 0 | 0 | 3329.61 | unit |  | 3329.61
Equipment | High Efficiency DX 135k- less than 240k BTU | High Efficiency DX ≥135k and <240k BTU/h Electric Heat | Code-Compliant Packaged or Split DX Unit, 15 Tons, 11 SEER | Commercial | New | Healthcare | FL Zone 2 | Per Unit | 95% | 80359.61 | 77397.06 | 2962.547 | 0.036866 | 15 | 1.2251 | 0 | 14805.8 | Itron 2010 - 2012 Measure Cost Study Report, Appendix F | 0 | 0 | 18135.41 | Itron 2010 - 2012 Measure Cost Study Report, Appendix F | 0 | 0 | 3329.61 | unit |  | 3329.61
Equipment | High Efficiency DX 135k- less than 240k BTU | High Efficiency DX ≥135k and <240k BTU/h Electric Heat | Code-Compliant Packaged or Split DX Unit, 15 Tons, 11 SEER | Commercial | New | Hospitals | FL Zone 2 | Per Unit | 95% | 76121.23 | 73314.94 | 2806.295 | 0.036866 | 15 | 1.1604 | 0 | 14805.8 | Itron 2010 - 2012 Measure Cost Study Report, Appendix F | 0 | 0 | 18135.41 | Itron 2010 - 2012 Measure Cost Study Report, Appendix F | 0 | 0 | 3329.61 | unit |  | 3329.61
Equipment | High Efficiency DX 135k- less than 240k BTU | High Efficiency DX ≥135k and <240k BTU/h Electric Heat | Code-Compliant Packaged or Split DX Unit, 15 Tons, 11 SEER | Commercial | New | Institutional | FL Zone 2 | Per Unit | 95% | 19948.62 | 19213.19 | 735.4283 | 0.036866 | 15 | 0.30411 | 0 | 14805.8 | Itron 2010 - 2012 Measure Cost Study Report, Appendix F | 0 | 0 | 18135.41 | Itron 2010 - 2012 Measure Cost Study Report, Appendix F | 0 | 0 | 3329.61 | unit |  | 3329.61
Equipment | High Efficiency DX 135k- less than 240k BTU | High Efficiency DX ≥135k and <240k BTU/h Electric Heat | Code-Compliant Packaged or Split DX Unit, 15 Tons, 11 SEER | Commercial | New | Lodging/Hospitality | FL Zone 2 | Per Unit | 95% | 61004.36 | 58755.36 | 2248.994 | 0.036866 | 15 | 0.92999 | 0 | 14805.8 | Itron 2010 - 2012 Measure Cost Study Report, Appendix F | 0 | 0 | 18135.41 | Itron 2010 - 2012 Measure Cost Study Report, Appendix F | 0 | 0 | 3329.61 | unit |  | 3329.61
Equipment | High Efficiency DX 135k- less than 240k BTU | High Efficiency DX ≥135k and <240k BTU/h Electric Heat | Code-Compliant Packaged or Split DX Unit, 15 Tons, 11 SEER | Commercial | New | Miscellaneous | FL Zone 2 | Per Unit | 95% | 20626.76 | 19866.33 | 760.4287 | 0.036866 | 15 | 0.31445 | 0 | 14805.8 | Itron 2010 - 2012 Measure Cost Study Report, Appendix F | 0 | 0 | 18135.41 | Itron 2010 - 2012 Measure Cost Study Report, Appendix F | 0 | 0 | 3329.61 | unit |  | 3329.61
Equipment | High Efficiency DX 135k- less than 240k BTU | High Efficiency DX ≥135k and <240k BTU/h Electric Heat | Code-Compliant Packaged or Split DX Unit, 15 Tons, 11 SEER | Commercial | New | Offices | FL Zone 2 | Per Unit | 95% | 41564.34 | 40032.02 | 1532.316 | 0.036866 | 15 | 0.63363 | 0 | 14805.8 | Itron 2010 - 2012 Measure Cost Study Report, Appendix F | 0 | 0 | 18135.41 | Itron 2010 - 2012 Measure Cost Study Report, Appendix F | 0 | 0 | 3329.61 | unit |  | 3329.61
Equipment | High Efficiency DX 135k- less than 240k BTU | High Efficiency DX ≥135k and <240k BTU/h Electric Heat | Code-Compliant Packaged or Split DX Unit, 15 Tons, 11 SEER | Commercial | New | Restaurants | FL Zone 2 | Per Unit | 95% | 59845.87 | 57639.58 | 2206.285 | 0.036866 | 15 | 0.91233 | 0 | 14805.8 | Itron 2010 - 2012 Measure Cost Study Report, Appendix F | 0 | 0 | 18135.41 | Itron 2010 - 2012 Measure Cost Study Report, Appendix F | 0 | 0 | 3329.61 | unit |  | 3329.61
Equipment | High Efficiency DX 135k- less than 240k BTU | High Efficiency DX ≥135k and <240k BTU/h Electric Heat | Code-Compliant Packaged or Split DX Unit, 15 Tons, 11 SEER | Commercial | New | Retail | FL Zone 2 | Per Unit | 95% | 46904.69 | 45175.5 | 1729.194 | 0.036866 | 15 | 0.71505 | 0 | 14805.8 | Itron 2010 - 2012 Measure Cost Study Report, Appendix F | 0 | 0 | 18135.41 | Itron 2010 - 2012 Measure Cost Study Report, Appendix F | 0 | 0 | 3329.61 | unit |  | 3329.61
Equipment | High Efficiency DX 135k- less than 240k BTU | High Efficiency DX ≥135k and <240k BTU/h Electric Heat | Code-Compliant Packaged or Split DX Unit, 15 Tons, 11 SEER | Commercial | New | Schools K-12 | FL Zone 2 | Per Unit | 95% | 40773.18 | 39270.03 | 1503.149 | 0.036866 | 15 | 0.62157 | 0 | 14805.8 | Itron 2010 - 2012 Measure Cost Study Report, Appendix F | 0 | 0 | 18135.41 | Itron 2010 - 2012 Measure Cost Study Report, Appendix F | 0 | 0 | 3329.61 | unit |  | 3329.61
Equipment | High Efficiency DX 135k- less than 240k BTU | High Efficiency DX ≥135k and <240k BTU/h Electric Heat | Code-Compliant Packaged or Split DX Unit, 15 Tons, 11 SEER | Commercial | New | Warehouse | FL Zone 2 | Per Unit | 95% | 8957.101 | 8626.888 | 330.2136 | 0.036866 | 15 | 0.13655 | 0 | 14805.8 | Itron 2010 - 2012 Measure Cost Study Report, Appendix F | 0 | 0 | 18135.41 | Itron 2010 - 2012 Measure Cost Study Report, Appendix F | 0 | 0 | 3329.61 | unit |  | 3329.61
Equipment | High Efficiency PTAC | High Efficiency PTAC | Code-Compliant New Construction PTAC, 1.5 Tons, 11 SEER | Commercial | Turnover | Assembly | FL Zone 2 | Per Unit | 0% | 2409.059 | 1839.645 | 569.4138 | 0.23636 | 15 | 0.28329 | 0 | 1444.5 | Illinois 2018 Statewide TRM, Section 4.4.13 (cost per ton) | 0 | 0 | 1570.5 | Illinois 2018 Statewide TRM, Section 4.4.13 (cost per ton) | 0 | 0 | 126 | unit (1.5 ton) |  | 126
Equipment | High Efficiency PTAC | High Efficiency PTAC | Code-Compliant New Construction PTAC, 1.5 Tons, 11 SEER | Commercial | Turnover | College and University | FL Zone 2 | Per Unit | 0% | 2672.636 | 2040.922 | 631.7139 | 0.23636 | 15 | 0.18043 | 0 | 1444.5 | Illinois 2018 Statewide TRM, Section 4.4.13 (cost per ton) | 0 | 0 | 1570.5 | Illinois 2018 Statewide TRM, Section 4.4.13 (cost per ton) | 0 | 0 | 126 | unit (1.5 ton) |  | 126
Equipment | High Efficiency PTAC | High Efficiency PTAC | Code-Compliant New Construction PTAC, 1.5 Tons, 11 SEER | Commercial | Turnover | Grocery | FL Zone 2 | Per Unit | 0% | 1330.788 | 1016.238 | 314.55 | 0.23636 | 15 | 0.15649 | 0 | 1444.5 | Illinois 2018 Statewide TRM, Section 4.4.13 (cost per ton) | 0 | 0 | 1570.5 | Illinois 2018 Statewide TRM, Section 4.4.13 (cost per ton) | 0 | 0 | 126 | unit (1.5 ton) |  | 126
Equipment | High Efficiency PTAC | High Efficiency PTAC | Code-Compliant New Construction PTAC, 1.5 Tons, 11 SEER | Commercial | Turnover | Healthcare | FL Zone 2 | Per Unit | 0% | 5242.053 | 4003.022 | 1239.031 | 0.23636 | 15 | 0.61643 | 0 | 1444.5 | Illinois 2018 Statewide TRM, Section 4.4.13 (cost per ton) | 0 | 0 | 1570.5 | Illinois 2018 Statewide TRM, Section 4.4.13 (cost per ton) | 0 | 0 | 126 | unit (1.5 ton) |  | 126
Equipment | High Efficiency PTAC | High Efficiency PTAC | Code-Compliant New Construction PTAC, 1.5 Tons, 11 SEER | Commercial | Turnover | Hospitals | FL Zone 2 | Per Unit | 0% | 4965.573 | 3791.892 | 1173.681 | 0.23636 | 15 | 0.33523 | 0 | 1444.5 | Illinois 2018 Statewide TRM, Section 4.4.13 (cost per ton) | 0 | 0 | 1570.5 | Illinois 2018 Statewide TRM, Section 4.4.13 (cost per ton) | 0 | 0 | 126 | unit (1.5 ton) |  | 126
Equipment | High Efficiency PTAC | High Efficiency PTAC | Code-Compliant New Construction PTAC, 1.5 Tons, 11 SEER | Commercial | Turnover | Institutional | FL Zone 2 | Per Unit | 0% | 1301.297 | 993.7178 | 307.5793 | 0.23636 | 15 | 0.15302 | 0 | 1444.5 | Illinois 2018 Statewide TRM, Section 4.4.13 (cost per ton) | 0 | 0 | 1570.5 | Illinois 2018 Statewide TRM, Section 4.4.13 (cost per ton) | 0 | 0 | 126 | unit (1.5 ton) |  | 126
Equipment | High Efficiency PTAC | High Efficiency PTAC | Code-Compliant New Construction PTAC, 1.5 Tons, 11 SEER | Commercial | Turnover | Lodging/Hospitality | FL Zone 2 | Per Unit | 0% | 3979.463 | 3038.862 | 940.6002 | 0.23636 | 15 | 0.46796 | 0 | 1444.5 | Illinois 2018 Statewide TRM, Section 4.4.13 (cost per ton) | 0 | 0 | 1570.5 | Illinois 2018 Statewide TRM, Section 4.4.13 (cost per ton) | 0 | 0 | 126 | unit (1.5 ton) |  | 126
Equipment | High Efficiency PTAC | High Efficiency PTAC | Code-Compliant New Construction PTAC, 1.5 Tons, 11 SEER | Commercial | Turnover | Miscellaneous | FL Zone 2 | Per Unit | 0% | 1345.534 | 1027.499 | 318.0353 | 0.23636 | 15 | 0.13166 | 0 | 1444.5 | Illinois 2018 Statewide TRM, Section 4.4.13 (cost per ton) | 0 | 0 | 1570.5 | Illinois 2018 Statewide TRM, Section 4.4.13 (cost per ton) | 0 | 0 | 126 | unit (1.5 ton) |  | 126
Equipment | High Efficiency PTAC | High Efficiency PTAC | Code-Compliant New Construction PTAC, 1.5 Tons, 11 SEER | Commercial | Turnover | Offices | FL Zone 2 | Per Unit | 0% | 2711.343 | 2070.48 | 640.8629 | 0.23636 | 15 | 0.26531 | 0 | 1444.5 | Illinois 2018 Statewide TRM, Section 4.4.13 (cost per ton) | 0 | 0 | 1570.5 | Illinois 2018 Statewide TRM, Section 4.4.13 (cost per ton) | 0 | 0 | 126 | unit (1.5 ton) |  | 126
Equipment | High Efficiency PTAC | High Efficiency PTAC | Code-Compliant New Construction PTAC, 1.5 Tons, 11 SEER | Commercial | Turnover | Restaurants | FL Zone 2 | Per Unit | 0% | 3903.891 | 2981.153 | 922.738 | 0.23636 | 15 | 0.45908 | 0 | 1444.5 | Illinois 2018 Statewide TRM, Section 4.4.13 (cost per ton) | 0 | 0 | 1570.5 | Illinois 2018 Statewide TRM, Section 4.4.13 (cost per ton) | 0 | 0 | 126 | unit (1.5 ton) |  | 126
Equipment | High Efficiency PTAC | High Efficiency PTAC | Code-Compliant New Construction PTAC, 1.5 Tons, 11 SEER | Commercial | Turnover | Retail | FL Zone 2 | Per Unit | 0% | 3059.707 | 2336.504 | 723.2035 | 0.23636 | 15 | 0.3598 | 0 | 1444.5 | Illinois 2018 Statewide TRM, Section 4.4.13 (cost per ton) | 0 | 0 | 1570.5 | Illinois 2018 Statewide TRM, Section 4.4.13 (cost per ton) | 0 | 0 | 126 | unit (1.5 ton) |  | 126
Equipment | High Efficiency PTAC | High Efficiency PTAC | Code-Compliant New Construction PTAC, 1.5 Tons, 11 SEER | Commercial | Turnover | Schools K-12 | FL Zone 2 | Per Unit | 0% | 2659.733 | 2031.069 | 628.6643 | 0.23636 | 15 | 0.31277 | 0 | 1444.5 | Illinois 2018 Statewide TRM, Section 4.4.13 (cost per ton) | 0 | 0 | 1570.5 | Illinois 2018 Statewide TRM, Section 4.4.13 (cost per ton) | 0 | 0 | 126 | unit (1.5 ton) |  | 126
Equipment | High Efficiency PTAC | High Efficiency PTAC | Code-Compliant New Construction PTAC, 1.5 Tons, 11 SEER | Commercial | Turnover | Warehouse | FL Zone 2 | Per Unit | 0% | 584.2935 | 446.1877 | 138.1057 | 0.23636 | 15 | 0.06871 | 0 | 1444.5 | Illinois 2018 Statewide TRM, Section 4.4.13 (cost per ton) | 0 | 0 | 1570.5 | Illinois 2018 Statewide TRM, Section 4.4.13 (cost per ton) | 0 | 0 | 126 | unit (1.5 ton) |  | 126
Equipment | High Efficiency PTAC | High Efficiency PTAC | Code-Compliant New Construction PTAC, 1.5 Tons, 11 SEER | Commercial | New | Assembly | FL Zone 2 | Per Unit | 0% | 2409.059 | 1839.645 | 569.4138 | 0.23636 | 15 | 0.28329 | 0 | 1444.5 | Illinois 2018 Statewide TRM, Section 4.4.13 (cost per ton) | 0 | 0 | 1570.5 | Illinois 2018 Statewide TRM, Section 4.4.13 (cost per ton) | 0 | 0 | 126 | unit (1.5 ton) |  | 126
Equipment | High Efficiency PTAC | High Efficiency PTAC | Code-Compliant New Construction PTAC, 1.5 Tons, 11 SEER | Commercial | New | College and University | FL Zone 2 | Per Unit | 0% | 2672.636 | 2040.922 | 631.7139 | 0.23636 | 15 | 0.18043 | 0 | 1444.5 | Illinois 2018 Statewide TRM, Section 4.4.13 (cost per ton) | 0 | 0 | 1570.5 | Illinois 2018 Statewide TRM, Section 4.4.13 (cost per ton) | 0 | 0 | 126 | unit (1.5 ton) |  | 126
Equipment | High Efficiency PTAC | High Efficiency PTAC | Code-Compliant New Construction PTAC, 1.5 Tons, 11 SEER | Commercial | New | Grocery | FL Zone 2 | Per Unit | 0% | 1330.788 | 1016.238 | 314.55 | 0.23636 | 15 | 0.15649 | 0 | 1444.5 | Illinois 2018 Statewide TRM, Section 4.4.13 (cost per ton) | 0 | 0 | 1570.5 | Illinois 2018 Statewide TRM, Section 4.4.13 (cost per ton) | 0 | 0 | 126 | unit (1.5 ton) |  | 126
Equipment | High Efficiency PTAC | High Efficiency PTAC | Code-Compliant New Construction PTAC, 1.5 Tons, 11 SEER | Commercial | New | Healthcare | FL Zone 2 | Per Unit | 0% | 5242.053 | 4003.022 | 1239.031 | 0.23636 | 15 | 0.61643 | 0 | 1444.5 | Illinois 2018 Statewide TRM, Section 4.4.13 (cost per ton) | 0 | 0 | 1570.5 | Illinois 2018 Statewide TRM, Section 4.4.13 (cost per ton) | 0 | 0 | 126 | unit (1.5 ton) |  | 126
Equipment | High Efficiency PTAC | High Efficiency PTAC | Code-Compliant New Construction PTAC, 1.5 Tons, 11 SEER | Commercial | New | Hospitals | FL Zone 2 | Per Unit | 0% | 4965.573 | 3791.892 | 1173.681 | 0.23636 | 15 | 0.33523 | 0 | 1444.5 | Illinois 2018 Statewide TRM, Section 4.4.13 (cost per ton) | 0 | 0 | 1570.5 | Illinois 2018 Statewide TRM, Section 4.4.13 (cost per ton) | 0 | 0 | 126 | unit (1.5 ton) |  | 126
Equipment | High Efficiency PTAC | High Efficiency PTAC | Code-Compliant New Construction PTAC, 1.5 Tons, 11 SEER | Commercial | New | Institutional | FL Zone 2 | Per Unit | 0% | 1301.297 | 993.7178 | 307.5793 | 0.23636 | 15 | 0.15302 | 0 | 1444.5 | Illinois 2018 Statewide TRM, Section 4.4.13 (cost per ton) | 0 | 0 | 1570.5 | Illinois 2018 Statewide TRM, Section 4.4.13 (cost per ton) | 0 | 0 | 126 | unit (1.5 ton) |  | 126
Equipment | High Efficiency PTAC | High Efficiency PTAC | Code-Compliant New Construction PTAC, 1.5 Tons, 11 SEER | Commercial | New | Lodging/Hospitality | FL Zone 2 | Per Unit | 0% | 3979.463 | 3038.862 | 940.6002 | 0.23636 | 15 | 0.46796 | 0 | 1444.5 | Illinois 2018 Statewide TRM, Section 4.4.13 (cost per ton) | 0 | 0 | 1570.5 | Illinois 2018 Statewide TRM, Section 4.4.13 (cost per ton) | 0 | 0 | 126 | unit (1.5 ton) |  | 126
Equipment | High Efficiency PTAC | High Efficiency PTAC | Code-Compliant New Construction PTAC, 1.5 Tons, 11 SEER | Commercial | New | Miscellaneous | FL Zone 2 | Per Unit | 0% | 1345.534 | 1027.499 | 318.0353 | 0.23636 | 15 | 0.13166 | 0 | 1444.5 | Illinois 2018 Statewide TRM, Section 4.4.13 (cost per ton) | 0 | 0 | 1570.5 | Illinois 2018 Statewide TRM, Section 4.4.13 (cost per ton) | 0 | 0 | 126 | unit (1.5 ton) |  | 126
Equipment | High Efficiency PTAC | High Efficiency PTAC | Code-Compliant New Construction PTAC, 1.5 Tons, 11 SEER | Commercial | New | Offices | FL Zone 2 | Per Unit | 0% | 2711.343 | 2070.48 | 640.8629 | 0.23636 | 15 | 0.26531 | 0 | 1444.5 | Illinois 2018 Statewide TRM, Section 4.4.13 (cost per ton) | 0 | 0 | 1570.5 | Illinois 2018 Statewide TRM, Section 4.4.13 (cost per ton) | 0 | 0 | 126 | unit (1.5 ton) |  | 126
Equipment | High Efficiency PTAC | High Efficiency PTAC | Code-Compliant New Construction PTAC, 1.5 Tons, 11 SEER | Commercial | New | Restaurants | FL Zone 2 | Per Unit | 0% | 3903.891 | 2981.153 | 922.738 | 0.23636 | 15 | 0.45908 | 0 | 1444.5 | Illinois 2018 Statewide TRM, Section 4.4.13 (cost per ton) | 0 | 0 | 1570.5 | Illinois 2018 Statewide TRM, Section 4.4.13 (cost per ton) | 0 | 0 | 126 | unit (1.5 ton) |  | 126
Equipment | High Efficiency PTAC | High Efficiency PTAC | Code-Compliant New Construction PTAC, 1.5 Tons, 11 SEER | Commercial | New | Retail | FL Zone 2 | Per Unit | 0% | 3059.707 | 2336.504 | 723.2035 | 0.23636 | 15 | 0.3598 | 0 | 1444.5 | Illinois 2018 Statewide TRM, Section 4.4.13 (cost per ton) | 0 | 0 | 1570.5 | Illinois 2018 Statewide TRM, Section 4.4.13 (cost per ton) | 0 | 0 | 126 | unit (1.5 ton) |  | 126
Equipment | High Efficiency PTAC | High Efficiency PTAC | Code-Compliant New Construction PTAC, 1.5 Tons, 11 SEER | Commercial | New | Schools K-12 | FL Zone 2 | Per Unit | 0% | 2659.733 | 2031.069 | 628.6643 | 0.23636 | 15 | 0.31277 | 0 | 1444.5 | Illinois 2018 Statewide TRM, Section 4.4.13 (cost per ton) | 0 | 0 | 1570.5 | Illinois 2018 Statewide TRM, Section 4.4.13 (cost per ton) | 0 | 0 | 126 | unit (1.5 ton) |  | 126
Equipment | High Efficiency PTAC | High Efficiency PTAC | Code-Compliant New Construction PTAC, 1.5 Tons, 11 SEER | Commercial | New | Warehouse | FL Zone 2 | Per Unit | 0% | 584.2935 | 446.1877 | 138.1057 | 0.23636 | 15 | 0.06871 | 0 | 1444.5 | Illinois 2018 Statewide TRM, Section 4.4.13 (cost per ton) | 0 | 0 | 1570.5 | Illinois 2018 Statewide TRM, Section 4.4.13 (cost per ton) | 0 | 0 | 126 | unit (1.5 ton) |  | 126
Equipment | High Efficiency PTHP | High Efficiency PTHP | Code-Compliant New Construction PTHP, 1.5 Tons, 11 SEER, 3.2 COP | Commercial | Turnover | Assembly | FL Zone 2 | Per Unit | 0% | 2664.681 | 2071.302 | 593.3784 | 0.22268 | 15 | 0.29513 | 0.000108 | 1444.5 | Illinois 2018 Statewide TRM, Section 4.4.13 (cost per ton) | 0 | 0 | 1570.5 | Illinois 2018 Statewide TRM, Section 4.4.13 (cost per ton) | 0 | 0 | 126 | unit (1.5 ton) |  | 126
Equipment | High Efficiency PTHP | High Efficiency PTHP | Code-Compliant New Construction PTHP, 1.5 Tons, 11 SEER, 3.2 COP | Commercial | Turnover | College and University | FL Zone 2 | Per Unit | 0% | 2928.258 | 2272.579 | 655.6785 | 0.22391 | 15 | 0.18654 | 0.056405 | 1444.5 | Illinois 2018 Statewide TRM, Section 4.4.13 (cost per ton) | 0 | 0 | 1570.5 | Illinois 2018 Statewide TRM, Section 4.4.13 (cost per ton) | 0 | 0 | 126 | unit (1.5 ton) |  | 126
Equipment | High Efficiency PTHP | High Efficiency PTHP | Code-Compliant New Construction PTHP, 1.5 Tons, 11 SEER, 3.2 COP | Commercial | Turnover | Grocery | FL Zone 2 | Per Unit | 0% | 1770.458 | 1414.689 | 355.769 | 0.20095 | 15 | 0.17695 | 6.48e-05 | 1444.5 | Illinois 2018 Statewide TRM, Section 4.4.13 (cost per ton) | 0 | 0 | 1570.5 | Illinois 2018 Statewide TRM, Section 4.4.13 (cost per ton) | 0 | 0 | 126 | unit (1.5 ton) |  | 126
Equipment | High Efficiency PTHP | High Efficiency PTHP | Code-Compliant New Construction PTHP, 1.5 Tons, 11 SEER, 3.2 COP | Commercial | Turnover | Healthcare | FL Zone 2 | Per Unit | 0% | 5642.868 | 4366.261 | 1276.607 | 0.22623 | 15 | 0.63494 | 0.000232 | 1444.5 | Illinois 2018 Statewide TRM, Section 4.4.13 (cost per ton) | 0 | 0 | 1570.5 | Illinois 2018 Statewide TRM, Section 4.4.13 (cost per ton) | 0 | 0 | 126 | unit (1.5 ton) |  | 126
Equipment | High Efficiency PTHP | High Efficiency PTHP | Code-Compliant New Construction PTHP, 1.5 Tons, 11 SEER, 3.2 COP | Commercial | Turnover | Hospitals | FL Zone 2 | Per Unit | 0% | 5421.603 | 4205.169 | 1216.434 | 0.22437 | 15 | 0.34608 | 0.10464 | 1444.5 | Illinois 2018 Statewide TRM, Section 4.4.13 (cost per ton) | 0 | 0 | 1570.5 | Illinois 2018 Statewide TRM, Section 4.4.13 (cost per ton) | 0 | 0 | 126 | unit (1.5 ton) |  | 126
Equipment | High Efficiency PTHP | High Efficiency PTHP | Code-Compliant New Construction PTHP, 1.5 Tons, 11 SEER, 3.2 COP | Commercial | Turnover | Institutional | FL Zone 2 | Per Unit | 0% | 1524.2 | 1195.723 | 328.4764 | 0.21551 | 15 | 0.16337 | 5.98e-05 | 1444.5 | Illinois 2018 Statewide TRM, Section 4.4.13 (cost per ton) | 0 | 0 | 1570.5 | Illinois 2018 Statewide TRM, Section 4.4.13 (cost per ton) | 0 | 0 | 126 | unit (1.5 ton) |  | 126
Equipment | High Efficiency PTHP | High Efficiency PTHP | Code-Compliant New Construction PTHP, 1.5 Tons, 11 SEER, 3.2 COP | Commercial | Turnover | Lodging/Hospitality | FL Zone 2 | Per Unit | 0% | 4249.399 | 3283.493 | 965.9068 | 0.2273 | 15 | 0.48041 | 0.000176 | 1444.5 | Illinois 2018 Statewide TRM, Section 4.4.13 (cost per ton) | 0 | 0 | 1570.5 | Illinois 2018 Statewide TRM, Section 4.4.13 (cost per ton) | 0 | 0 | 126 | unit (1.5 ton) |  | 126
Equipment | High Efficiency PTHP | High Efficiency PTHP | Code-Compliant New Construction PTHP, 1.5 Tons, 11 SEER, 3.2 COP | Commercial | Turnover | Miscellaneous | FL Zone 2 | Per Unit | 0% | 1486.637 | 1155.374 | 331.2637 | 0.22283 | 15 | 0.16476 | 6.03e-05 | 1444.5 | Illinois 2018 Statewide TRM, Section 4.4.13 (cost per ton) | 0 | 0 | 1570.5 | Illinois 2018 Statewide TRM, Section 4.4.13 (cost per ton) | 0 | 0 | 126 | unit (1.5 ton) |  | 126
Equipment | High Efficiency PTHP | High Efficiency PTHP | Code-Compliant New Construction PTHP, 1.5 Tons, 11 SEER, 3.2 COP | Commercial | Turnover | Offices | FL Zone 2 | Per Unit | 0% | 2860.626 | 2205.768 | 654.8582 | 0.22892 | 15 | 0.32571 | 0.000119 | 1444.5 | Illinois 2018 Statewide TRM, Section 4.4.13 (cost per ton) | 0 | 0 | 1570.5 | Illinois 2018 Statewide TRM, Section 4.4.13 (cost per ton) | 0 | 0 | 126 | unit (1.5 ton) |  | 126
Equipment | High Efficiency PTHP | High Efficiency PTHP | Code-Compliant New Construction PTHP, 1.5 Tons, 11 SEER, 3.2 COP | Commercial | Turnover | Restaurants | FL Zone 2 | Per Unit | 0% | 4846.625 | 3835.506 | 1011.119 | 0.20862 | 15 | 0.5029 | 0.000184 | 1444.5 | Illinois 2018 Statewide TRM, Section 4.4.13 (cost per ton) | 0 | 0 | 1570.5 | Illinois 2018 Statewide TRM, Section 4.4.13 (cost per ton) | 0 | 0 | 126 | unit (1.5 ton) |  | 126
Equipment | High Efficiency PTHP | High Efficiency PTHP | Code-Compliant New Construction PTHP, 1.5 Tons, 11 SEER, 3.2 COP | Commercial | Turnover | Retail | FL Zone 2 | Per Unit | 0% | 3650.705 | 2872.096 | 778.6096 | 0.21328 | 15 | 0.38726 | 0.000142 | 1444.5 | Illinois 2018 Statewide TRM, Section 4.4.13 (cost per ton) | 0 | 0 | 1570.5 | Illinois 2018 Statewide TRM, Section 4.4.13 (cost per ton) | 0 | 0 | 126 | unit (1.5 ton) |  | 126
Equipment | High Efficiency PTHP | High Efficiency PTHP | Code-Compliant New Construction PTHP, 1.5 Tons, 11 SEER, 3.2 COP | Commercial | Turnover | Schools K-12 | FL Zone 2 | Per Unit | 0% | 3203.697 | 2524.036 | 679.6608 | 0.21215 | 15 | 0.33804 | 0.000124 | 1444.5 | Illinois 2018 Statewide TRM, Section 4.4.13 (cost per ton) | 0 | 0 | 1570.5 | Illinois 2018 Statewide TRM, Section 4.4.13 (cost per ton) | 0 | 0 | 126 | unit (1.5 ton) |  | 126
Equipment | High Efficiency PTHP | High Efficiency PTHP | Code-Compliant New Construction PTHP, 1.5 Tons, 11 SEER, 3.2 COP | Commercial | Turnover | Warehouse | FL Zone 2 | Per Unit | 0% | 725.3968 | 574.0627 | 151.3342 | 0.20862 | 15 | 0.075269 | 2.76e-05 | 1444.5 | Illinois 2018 Statewide TRM, Section 4.4.13 (cost per ton) | 0 | 0 | 1570.5 | Illinois 2018 Statewide TRM, Section 4.4.13 (cost per ton) | 0 | 0 | 126 | unit (1.5 ton) |  | 126
Equipment | High Efficiency PTHP | High Efficiency PTHP | Code-Compliant New Construction PTHP, 1.5 Tons, 11 SEER, 3.2 COP | Commercial | New | Assembly | FL Zone 2 | Per Unit | 0% | 2664.681 | 2071.302 | 593.3784 | 0.22268 | 15 | 0.29513 | 0.000108 | 1444.5 | Illinois 2018 Statewide TRM, Section 4.4.13 (cost per ton) | 0 | 0 | 1570.5 | Illinois 2018 Statewide TRM, Section 4.4.13 (cost per ton) | 0 | 0 | 126 | unit (1.5 ton) |  | 126
Equipment | High Efficiency PTHP | High Efficiency PTHP | Code-Compliant New Construction PTHP, 1.5 Tons, 11 SEER, 3.2 COP | Commercial | New | College and University | FL Zone 2 | Per Unit | 0% | 2928.258 | 2272.579 | 655.6785 | 0.22391 | 15 | 0.18654 | 0.056405 | 1444.5 | Illinois 2018 Statewide TRM, Section 4.4.13 (cost per ton) | 0 | 0 | 1570.5 | Illinois 2018 Statewide TRM, Section 4.4.13 (cost per ton) | 0 | 0 | 126 | unit (1.5 ton) |  | 126
Equipment | High Efficiency PTHP | High Efficiency PTHP | Code-Compliant New Construction PTHP, 1.5 Tons, 11 SEER, 3.2 COP | Commercial | New | Grocery | FL Zone 2 | Per Unit | 0% | 1770.458 | 1414.689 | 355.769 | 0.20095 | 15 | 0.17695 | 6.48e-05 | 1444.5 | Illinois 2018 Statewide TRM, Section 4.4.13 (cost per ton) | 0 | 0 | 1570.5 | Illinois 2018 Statewide TRM, Section 4.4.13 (cost per ton) | 0 | 0 | 126 | unit (1.5 ton) |  | 126
Equipment | High Efficiency PTHP | High Efficiency PTHP | Code-Compliant New Construction PTHP, 1.5 Tons, 11 SEER, 3.2 COP | Commercial | New | Healthcare | FL Zone 2 | Per Unit | 0% | 5642.868 | 4366.261 | 1276.607 | 0.22623 | 15 | 0.63494 | 0.000232 | 1444.5 | Illinois 2018 Statewide TRM, Section 4.4.13 (cost per ton) | 0 | 0 | 1570.5 | Illinois 2018 Statewide TRM, Section 4.4.13 (cost per ton) | 0 | 0 | 126 | unit (1.5 ton) |  | 126
Equipment | High Efficiency PTHP | High Efficiency PTHP | Code-Compliant New Construction PTHP, 1.5 Tons, 11 SEER, 3.2 COP | Commercial | New | Hospitals | FL Zone 2 | Per Unit | 0% | 5421.603 | 4205.169 | 1216.434 | 0.22437 | 15 | 0.34608 | 0.10464 | 1444.5 | Illinois 2018 Statewide TRM, Section 4.4.13 (cost per ton) | 0 | 0 | 1570.5 | Illinois 2018 Statewide TRM, Section 4.4.13 (cost per ton) | 0 | 0 | 126 | unit (1.5 ton) |  | 126
Equipment | High Efficiency PTHP | High Efficiency PTHP | Code-Compliant New Construction PTHP, 1.5 Tons, 11 SEER, 3.2 COP | Commercial | New | Institutional | FL Zone 2 | Per Unit | 0% | 1524.2 | 1195.723 | 328.4764 | 0.21551 | 15 | 0.16337 | 5.98e-05 | 1444.5 | Illinois 2018 Statewide TRM, Section 4.4.13 (cost per ton) | 0 | 0 | 1570.5 | Illinois 2018 Statewide TRM, Section 4.4.13 (cost per ton) | 0 | 0 | 126 | unit (1.5 ton) |  | 126
Equipment | High Efficiency PTHP | High Efficiency PTHP | Code-Compliant New Construction PTHP, 1.5 Tons, 11 SEER, 3.2 COP | Commercial | New | Lodging/Hospitality | FL Zone 2 | Per Unit | 0% | 4249.399 | 3283.493 | 965.9068 | 0.2273 | 15 | 0.48041 | 0.000176 | 1444.5 | Illinois 2018 Statewide TRM, Section 4.4.13 (cost per ton) | 0 | 0 | 1570.5 | Illinois 2018 Statewide TRM, Section 4.4.13 (cost per ton) | 0 | 0 | 126 | unit (1.5 ton) |  | 126
Equipment | High Efficiency PTHP | High Efficiency PTHP | Code-Compliant New Construction PTHP, 1.5 Tons, 11 SEER, 3.2 COP | Commercial | New | Miscellaneous | FL Zone 2 | Per Unit | 0% | 1486.637 | 1155.374 | 331.2637 | 0.22283 | 15 | 0.16476 | 6.03e-05 | 1444.5 | Illinois 2018 Statewide TRM, Section 4.4.13 (cost per ton) | 0 | 0 | 1570.5 | Illinois 2018 Statewide TRM, Section 4.4.13 (cost per ton) | 0 | 0 | 126 | unit (1.5 ton) |  | 126
Equipment | High Efficiency PTHP | High Efficiency PTHP | Code-Compliant New Construction PTHP, 1.5 Tons, 11 SEER, 3.2 COP | Commercial | New | Offices | FL Zone 2 | Per Unit | 0% | 2860.626 | 2205.768 | 654.8582 | 0.22892 | 15 | 0.32571 | 0.000119 | 1444.5 | Illinois 2018 Statewide TRM, Section 4.4.13 (cost per ton) | 0 | 0 | 1570.5 | Illinois 2018 Statewide TRM, Section 4.4.13 (cost per ton) | 0 | 0 | 126 | unit (1.5 ton) |  | 126
Equipment | High Efficiency PTHP | High Efficiency PTHP | Code-Compliant New Construction PTHP, 1.5 Tons, 11 SEER, 3.2 COP | Commercial | New | Restaurants | FL Zone 2 | Per Unit | 0% | 4846.625 | 3835.506 | 1011.119 | 0.20862 | 15 | 0.5029 | 0.000184 | 1444.5 | Illinois 2018 Statewide TRM, Section 4.4.13 (cost per ton) | 0 | 0 | 1570.5 | Illinois 2018 Statewide TRM, Section 4.4.13 (cost per ton) | 0 | 0 | 126 | unit (1.5 ton) |  | 126
Equipment | High Efficiency PTHP | High Efficiency PTHP | Code-Compliant New Construction PTHP, 1.5 Tons, 11 SEER, 3.2 COP | Commercial | New | Retail | FL Zone 2 | Per Unit | 0% | 3650.705 | 2872.096 | 778.6096 | 0.21328 | 15 | 0.38726 | 0.000142 | 1444.5 | Illinois 2018 Statewide TRM, Section 4.4.13 (cost per ton) | 0 | 0 | 1570.5 | Illinois 2018 Statewide TRM, Section 4.4.13 (cost per ton) | 0 | 0 | 126 | unit (1.5 ton) |  | 126
Equipment | High Efficiency PTHP | High Efficiency PTHP | Code-Compliant New Construction PTHP, 1.5 Tons, 11 SEER, 3.2 COP | Commercial | New | Schools K-12 | FL Zone 2 | Per Unit | 0% | 3203.697 | 2524.036 | 679.6608 | 0.21215 | 15 | 0.33804 | 0.000124 | 1444.5 | Illinois 2018 Statewide TRM, Section 4.4.13 (cost per ton) | 0 | 0 | 1570.5 | Illinois 2018 Statewide TRM, Section 4.4.13 (cost per ton) | 0 | 0 | 126 | unit (1.5 ton) |  | 126
Equipment | High Efficiency PTHP | High Efficiency PTHP | Code-Compliant New Construction PTHP, 1.5 Tons, 11 SEER, 3.2 COP | Commercial | New | Warehouse | FL Zone 2 | Per Unit | 0% | 725.3968 | 574.0627 | 151.3342 | 0.20862 | 15 | 0.075269 | 2.76e-05 | 1444.5 | Illinois 2018 Statewide TRM, Section 4.4.13 (cost per ton) | 0 | 0 | 1570.5 | Illinois 2018 Statewide TRM, Section 4.4.13 (cost per ton) | 0 | 0 | 126 | unit (1.5 ton) |  | 126
Equipment | Variable Refrigerant Flow (VRF) HVAC Systems | Variable Refrigerant Flow (VRF) HVAC Systems | Code-Compliant New Construction PTHP, 4 Tons, 10.1 SEER, COP | Commercial | Turnover | Assembly | FL Zone 2 | Per Unit | 49% | 6364.814 | 4075.273 | 2289.54 | 0.35972 | 15 | 0.69669 | 0.70417 | 3852 | Illinois 2018 Statewide TRM, Section 4.4.13 (cost per ton) | 0 | 0 | 7147 | Mid-Atlantic TRM v7.0, 2017 (average for 24kBtu across efficiency types) | 0 | 0 | 3295 | unit (4 tons) |  | 3295
Equipment | Variable Refrigerant Flow (VRF) HVAC Systems | Variable Refrigerant Flow (VRF) HVAC Systems | Code-Compliant New Construction PTHP, 4 Tons, 10.1 SEER, COP | Commercial | Turnover | College and University | FL Zone 2 | Per Unit | 49% | 6949.381 | 4444.281 | 2505.099 | 0.36048 | 15 | 0.5315 | 0.39048 | 3852 | Illinois 2018 Statewide TRM, Section 4.4.13 (cost per ton) | 0 | 0 | 7147 | Mid-Atlantic TRM v7.0, 2017 (average for 24kBtu across efficiency types) | 0 | 0 | 3295 | unit (4 tons) |  | 3295
Equipment | Variable Refrigerant Flow (VRF) HVAC Systems | Variable Refrigerant Flow (VRF) HVAC Systems | Code-Compliant New Construction PTHP, 4 Tons, 10.1 SEER, COP | Commercial | Turnover | Grocery | FL Zone 2 | Per Unit | 49% | 4709.207 | 3071.561 | 1637.646 | 0.34775 | 15 | 0.49832 | 0.50367 | 3852 | Illinois 2018 Statewide TRM, Section 4.4.13 (cost per ton) | 0 | 0 | 7147 | Mid-Atlantic TRM v7.0, 2017 (average for 24kBtu across efficiency types) | 0 | 0 | 3295 | unit (4 tons) |  | 3295
Equipment | Variable Refrigerant Flow (VRF) HVAC Systems | Variable Refrigerant Flow (VRF) HVAC Systems | Code-Compliant New Construction PTHP, 4 Tons, 10.1 SEER, COP | Commercial | Turnover | Healthcare | FL Zone 2 | Per Unit | 49% | 13228.36 | 8440.537 | 4787.821 | 0.36194 | 15 | 1.4569 | 1.4725 | 3852 | Illinois 2018 Statewide TRM, Section 4.4.13 (cost per ton) | 0 | 0 | 7147 | Mid-Atlantic TRM v7.0, 2017 (average for 24kBtu across efficiency types) | 0 | 0 | 3295 | unit (4 tons) |  | 3295
Equipment | Variable Refrigerant Flow (VRF) HVAC Systems | Variable Refrigerant Flow (VRF) HVAC Systems | Code-Compliant New Construction PTHP, 4 Tons, 10.1 SEER, COP | Commercial | Turnover | Hospitals | FL Zone 2 | Per Unit | 49% | 12835.92 | 8205.225 | 4630.691 | 0.36076 | 15 | 1.4091 | 1.4242 | 3852 | Illinois 2018 Statewide TRM, Section 4.4.13 (cost per ton) | 0 | 0 | 7147 | Mid-Atlantic TRM v7.0, 2017 (average for 24kBtu across efficiency types) | 0 | 0 | 3295 | unit (4 tons) |  | 3295
Equipment | Variable Refrigerant Flow (VRF) HVAC Systems | Variable Refrigerant Flow (VRF) HVAC Systems | Code-Compliant New Construction PTHP, 4 Tons, 10.1 SEER, COP | Commercial | Turnover | Institutional | FL Zone 2 | Per Unit | 49% | 3777.186 | 2434.476 | 1342.711 | 0.35548 | 15 | 0.40858 | 0.41296 | 3852 | Illinois 2018 Statewide TRM, Section 4.4.13 (cost per ton) | 0 | 0 | 7147 | Mid-Atlantic TRM v7.0, 2017 (average for 24kBtu across efficiency types) | 0 | 0 | 3295 | unit (4 tons) |  | 3295
Equipment | Variable Refrigerant Flow (VRF) HVAC Systems | Variable Refrigerant Flow (VRF) HVAC Systems | Code-Compliant New Construction PTHP, 4 Tons, 10.1 SEER, COP | Commercial | Turnover | Lodging/Hospitality | FL Zone 2 | Per Unit | 49% | 9904.919 | 6313.184 | 3591.735 | 0.36262 | 15 | 0.76205 | 0.55986 | 3852 | Illinois 2018 Statewide TRM, Section 4.4.13 (cost per ton) | 0 | 0 | 7147 | Mid-Atlantic TRM v7.0, 2017 (average for 24kBtu across efficiency types) | 0 | 0 | 3295 | unit (4 tons) |  | 3295
Equipment | Variable Refrigerant Flow (VRF) HVAC Systems | Variable Refrigerant Flow (VRF) HVAC Systems | Code-Compliant New Construction PTHP, 4 Tons, 10.1 SEER, COP | Commercial | Turnover | Miscellaneous | FL Zone 2 | Per Unit | 49% | 3548.271 | 2271.578 | 1276.693 | 0.35981 | 15 | 0.38849 | 0.39266 | 3852 | Illinois 2018 Statewide TRM, Section 4.4.13 (cost per ton) | 0 | 0 | 7147 | Mid-Atlantic TRM v7.0, 2017 (average for 24kBtu across efficiency types) | 0 | 0 | 3295 | unit (4 tons) |  | 3295
Equipment | Variable Refrigerant Flow (VRF) HVAC Systems | Variable Refrigerant Flow (VRF) HVAC Systems | Code-Compliant New Construction PTHP, 4 Tons, 10.1 SEER, COP | Commercial | Turnover | Offices | FL Zone 2 | Per Unit | 49% | 6610.095 | 4206.193 | 2403.901 | 0.36367 | 15 | 0.73149 | 0.73934 | 3852 | Illinois 2018 Statewide TRM, Section 4.4.13 (cost per ton) | 0 | 0 | 7147 | Mid-Atlantic TRM v7.0, 2017 (average for 24kBtu across efficiency types) | 0 | 0 | 3295 | unit (4 tons) |  | 3295
Equipment | Variable Refrigerant Flow (VRF) HVAC Systems | Variable Refrigerant Flow (VRF) HVAC Systems | Code-Compliant New Construction PTHP, 4 Tons, 10.1 SEER, COP | Commercial | Turnover | Restaurants | FL Zone 2 | Per Unit | 49% | 12427.09 | 8056.605 | 4370.486 | 0.35169 | 15 | 1.3299 | 1.3442 | 3852 | Illinois 2018 Statewide TRM, Section 4.4.13 (cost per ton) | 0 | 0 | 7147 | Mid-Atlantic TRM v7.0, 2017 (average for 24kBtu across efficiency types) | 0 | 0 | 3295 | unit (4 tons) |  | 3295
Equipment | Variable Refrigerant Flow (VRF) HVAC Systems | Variable Refrigerant Flow (VRF) HVAC Systems | Code-Compliant New Construction PTHP, 4 Tons, 10.1 SEER, COP | Commercial | Turnover | Retail | FL Zone 2 | Per Unit | 49% | 9148.636 | 5907.981 | 3240.655 | 0.35422 | 15 | 0.9861 | 0.99669 | 3852 | Illinois 2018 Statewide TRM, Section 4.4.13 (cost per ton) | 0 | 0 | 7147 | Mid-Atlantic TRM v7.0, 2017 (average for 24kBtu across efficiency types) | 0 | 0 | 3295 | unit (4 tons) |  | 3295
Equipment | Variable Refrigerant Flow (VRF) HVAC Systems | Variable Refrigerant Flow (VRF) HVAC Systems | Code-Compliant New Construction PTHP, 4 Tons, 10.1 SEER, COP | Commercial | Turnover | Schools K-12 | FL Zone 2 | Per Unit | 49% | 8073.526 | 5218.741 | 2854.785 | 0.3536 | 15 | 0.86869 | 0.87802 | 3852 | Illinois 2018 Statewide TRM, Section 4.4.13 (cost per ton) | 0 | 0 | 7147 | Mid-Atlantic TRM v7.0, 2017 (average for 24kBtu across efficiency types) | 0 | 0 | 3295 | unit (4 tons) |  | 3295
Equipment | Variable Refrigerant Flow (VRF) HVAC Systems | Variable Refrigerant Flow (VRF) HVAC Systems | Code-Compliant New Construction PTHP, 4 Tons, 10.1 SEER, COP | Commercial | Turnover | Warehouse | FL Zone 2 | Per Unit | 49% | 1859.976 | 1205.841 | 654.1345 | 0.35169 | 15 | 0.19905 | 0.20119 | 3852 | Illinois 2018 Statewide TRM, Section 4.4.13 (cost per ton) | 0 | 0 | 7147 | Mid-Atlantic TRM v7.0, 2017 (average for 24kBtu across efficiency types) | 0 | 0 | 3295 | unit (4 tons) |  | 3295
Equipment | Variable Refrigerant Flow (VRF) HVAC Systems | Variable Refrigerant Flow (VRF) HVAC Systems | Code-Compliant New Construction PTHP, 4 Tons, 10.1 SEER, COP | Commercial | New | Assembly | FL Zone 2 | Per Unit | 49% | 6364.814 | 4075.273 | 2289.54 | 0.35972 | 15 | 0.69669 | 0.70417 | 3852 | Illinois 2018 Statewide TRM, Section 4.4.13 (cost per ton) | 0 | 0 | 7147 | Mid-Atlantic TRM v7.0, 2017 (average for 24kBtu across efficiency types) | 0 | 0 | 3295 | unit (4 tons) |  | 3295
Equipment | Variable Refrigerant Flow (VRF) HVAC Systems | Variable Refrigerant Flow (VRF) HVAC Systems | Code-Compliant New Construction PTHP, 4 Tons, 10.1 SEER, COP | Commercial | New | College and University | FL Zone 2 | Per Unit | 49% | 6949.381 | 4444.281 | 2505.099 | 0.36048 | 15 | 0.5315 | 0.39048 | 3852 | Illinois 2018 Statewide TRM, Section 4.4.13 (cost per ton) | 0 | 0 | 7147 | Mid-Atlantic TRM v7.0, 2017 (average for 24kBtu across efficiency types) | 0 | 0 | 3295 | unit (4 tons) |  | 3295
Equipment | Variable Refrigerant Flow (VRF) HVAC Systems | Variable Refrigerant Flow (VRF) HVAC Systems | Code-Compliant New Construction PTHP, 4 Tons, 10.1 SEER, COP | Commercial | New | Grocery | FL Zone 2 | Per Unit | 49% | 4709.207 | 3071.561 | 1637.646 | 0.34775 | 15 | 0.49832 | 0.50367 | 3852 | Illinois 2018 Statewide TRM, Section 4.4.13 (cost per ton) | 0 | 0 | 7147 | Mid-Atlantic TRM v7.0, 2017 (average for 24kBtu across efficiency types) | 0 | 0 | 3295 | unit (4 tons) |  | 3295
Equipment | Variable Refrigerant Flow (VRF) HVAC Systems | Variable Refrigerant Flow (VRF) HVAC Systems | Code-Compliant New Construction PTHP, 4 Tons, 10.1 SEER, COP | Commercial | New | Healthcare | FL Zone 2 | Per Unit | 49% | 13228.36 | 8440.537 | 4787.821 | 0.36194 | 15 | 1.4569 | 1.4725 | 3852 | Illinois 2018 Statewide TRM, Section 4.4.13 (cost per ton) | 0 | 0 | 7147 | Mid-Atlantic TRM v7.0, 2017 (average for 24kBtu across efficiency types) | 0 | 0 | 3295 | unit (4 tons) |  | 3295
Equipment | Variable Refrigerant Flow (VRF) HVAC Systems | Variable Refrigerant Flow (VRF) HVAC Systems | Code-Compliant New Construction PTHP, 4 Tons, 10.1 SEER, COP | Commercial | New | Hospitals | FL Zone 2 | Per Unit | 49% | 12835.92 | 8205.225 | 4630.691 | 0.36076 | 15 | 1.4091 | 1.4242 | 3852 | Illinois 2018 Statewide TRM, Section 4.4.13 (cost per ton) | 0 | 0 | 7147 | Mid-Atlantic TRM v7.0, 2017 (average for 24kBtu across efficiency types) | 0 | 0 | 3295 | unit (4 tons) |  | 3295
Equipment | Variable Refrigerant Flow (VRF) HVAC Systems | Variable Refrigerant Flow (VRF) HVAC Systems | Code-Compliant New Construction PTHP, 4 Tons, 10.1 SEER, COP | Commercial | New | Institutional | FL Zone 2 | Per Unit | 49% | 3777.186 | 2434.476 | 1342.711 | 0.35548 | 15 | 0.40858 | 0.41296 | 3852 | Illinois 2018 Statewide TRM, Section 4.4.13 (cost per ton) | 0 | 0 | 7147 | Mid-Atlantic TRM v7.0, 2017 (average for 24kBtu across efficiency types) | 0 | 0 | 3295 | unit (4 tons) |  | 3295
Equipment | Variable Refrigerant Flow (VRF) HVAC Systems | Variable Refrigerant Flow (VRF) HVAC Systems | Code-Compliant New Construction PTHP, 4 Tons, 10.1 SEER, COP | Commercial | New | Lodging/Hospitality | FL Zone 2 | Per Unit | 49% | 9904.919 | 6313.184 | 3591.735 | 0.36262 | 15 | 0.76205 | 0.55986 | 3852 | Illinois 2018 Statewide TRM, Section 4.4.13 (cost per ton) | 0 | 0 | 7147 | Mid-Atlantic TRM v7.0, 2017 (average for 24kBtu across efficiency types) | 0 | 0 | 3295 | unit (4 tons) |  | 3295
Equipment | Variable Refrigerant Flow (VRF) HVAC Systems | Variable Refrigerant Flow (VRF) HVAC Systems | Code-Compliant New Construction PTHP, 4 Tons, 10.1 SEER, COP | Commercial | New | Miscellaneous | FL Zone 2 | Per Unit | 49% | 3548.271 | 2271.578 | 1276.693 | 0.35981 | 15 | 0.38849 | 0.39266 | 3852 | Illinois 2018 Statewide TRM, Section 4.4.13 (cost per ton) | 0 | 0 | 7147 | Mid-Atlantic TRM v7.0, 2017 (average for 24kBtu across efficiency types) | 0 | 0 | 3295 | unit (4 tons) |  | 3295
Equipment | Variable Refrigerant Flow (VRF) HVAC Systems | Variable Refrigerant Flow (VRF) HVAC Systems | Code-Compliant New Construction PTHP, 4 Tons, 10.1 SEER, COP | Commercial | New | Offices | FL Zone 2 | Per Unit | 49% | 6610.095 | 4206.193 | 2403.901 | 0.36367 | 15 | 0.73149 | 0.73934 | 3852 | Illinois 2018 Statewide TRM, Section 4.4.13 (cost per ton) | 0 | 0 | 7147 | Mid-Atlantic TRM v7.0, 2017 (average for 24kBtu across efficiency types) | 0 | 0 | 3295 | unit (4 tons) |  | 3295
Equipment | Variable Refrigerant Flow (VRF) HVAC Systems | Variable Refrigerant Flow (VRF) HVAC Systems | Code-Compliant New Construction PTHP, 4 Tons, 10.1 SEER, COP | Commercial | New | Restaurants | FL Zone 2 | Per Unit | 49% | 12427.09 | 8056.605 | 4370.486 | 0.35169 | 15 | 1.3299 | 1.3442 | 3852 | Illinois 2018 Statewide TRM, Section 4.4.13 (cost per ton) | 0 | 0 | 7147 | Mid-Atlantic TRM v7.0, 2017 (average for 24kBtu across efficiency types) | 0 | 0 | 3295 | unit (4 tons) |  | 3295
Equipment | Variable Refrigerant Flow (VRF) HVAC Systems | Variable Refrigerant Flow (VRF) HVAC Systems | Code-Compliant New Construction PTHP, 4 Tons, 10.1 SEER, COP | Commercial | New | Retail | FL Zone 2 | Per Unit | 49% | 9148.636 | 5907.981 | 3240.655 | 0.35422 | 15 | 0.9861 | 0.99669 | 3852 | Illinois 2018 Statewide TRM, Section 4.4.13 (cost per ton) | 0 | 0 | 7147 | Mid-Atlantic TRM v7.0, 2017 (average for 24kBtu across efficiency types) | 0 | 0 | 3295 | unit (4 tons) |  | 3295
Equipment | Variable Refrigerant Flow (VRF) HVAC Systems | Variable Refrigerant Flow (VRF) HVAC Systems | Code-Compliant New Construction PTHP, 4 Tons, 10.1 SEER, COP | Commercial | New | Schools K-12 | FL Zone 2 | Per Unit | 49% | 8073.526 | 5218.741 | 2854.785 | 0.3536 | 15 | 0.86869 | 0.87802 | 3852 | Illinois 2018 Statewide TRM, Section 4.4.13 (cost per ton) | 0 | 0 | 7147 | Mid-Atlantic TRM v7.0, 2017 (average for 24kBtu across efficiency types) | 0 | 0 | 3295 | unit (4 tons) |  | 3295
Equipment | Variable Refrigerant Flow (VRF) HVAC Systems | Variable Refrigerant Flow (VRF) HVAC Systems | Code-Compliant New Construction PTHP, 4 Tons, 10.1 SEER, COP | Commercial | New | Warehouse | FL Zone 2 | Per Unit | 49% | 1859.976 | 1205.841 | 654.1345 | 0.35169 | 15 | 0.19905 | 0.20119 | 3852 | Illinois 2018 Statewide TRM, Section 4.4.13 (cost per ton) | 0 | 0 | 7147 | Mid-Atlantic TRM v7.0, 2017 (average for 24kBtu across efficiency types) | 0 | 0 | 3295 | unit (4 tons) |  | 3295
Equipment | CFL-23W | 23W CFL | EISA-2020 compliant baseline lamp (100W equivalent) | Commercial | Turnover | Assembly | FL Zone 2 | Per Lamp | 0% | 86.28 | 66.148 | 20.132 | 0.23333 | 7.8 | 0.00483 | 0.001117 | 1.49 | https://www.homedepot.com/p/EcoSmart-100-Watt-Equivalent-A19-Halogen-Light-Bulb-4-Pack-324442/302639927 | 0 | No Labor Cost | 2.34 | https://www.homedepot.com/p/Philips-100W-Equivalent-Soft-White-2700K-T2-Spiral-CFL-Light-Bulb-4-Pack-434738/202827179 | 0 | No Labor Cost | 0.85 | bulb |  | 0.85
Equipment | CFL-23W | 23W CFL | EISA-2020 compliant baseline lamp (100W equivalent) | Commercial | Turnover | College and University | FL Zone 2 | Per Lamp | 0% | 132.24 | 101.384 | 30.856 | 0.23333 | 7.8 | 0.003136 | 0.003071 | 1.49 | https://www.homedepot.com/p/EcoSmart-100-Watt-Equivalent-A19-Halogen-Light-Bulb-4-Pack-324442/302639927 | 0 | No Labor Cost | 2.34 | https://www.homedepot.com/p/Philips-100W-Equivalent-Soft-White-2700K-T2-Spiral-CFL-Light-Bulb-4-Pack-434738/202827179 | 0 | No Labor Cost | 0.85 | bulb |  | 0.85
Equipment | CFL-23W | 23W CFL | EISA-2020 compliant baseline lamp (100W equivalent) | Commercial | Turnover | Grocery | FL Zone 2 | Per Lamp | 0% | 166.32 | 127.512 | 38.808 | 0.23333 | 7.8 | 0.009347 | 2.53e-06 | 1.49 | https://www.homedepot.com/p/EcoSmart-100-Watt-Equivalent-A19-Halogen-Light-Bulb-4-Pack-324442/302639927 | 0 | No Labor Cost | 2.34 | https://www.homedepot.com/p/Philips-100W-Equivalent-Soft-White-2700K-T2-Spiral-CFL-Light-Bulb-4-Pack-434738/202827179 | 0 | No Labor Cost | 0.85 | bulb |  | 0.85
Equipment | CFL-23W | 23W CFL | EISA-2020 compliant baseline lamp (100W equivalent) | Commercial | Turnover | Healthcare | FL Zone 2 | Per Lamp | 0% | 150.84 | 115.644 | 35.196 | 0.23333 | 7.8 | 0.008445 | 0.001953 | 1.49 | https://www.homedepot.com/p/EcoSmart-100-Watt-Equivalent-A19-Halogen-Light-Bulb-4-Pack-324442/302639927 | 0 | No Labor Cost | 2.34 | https://www.homedepot.com/p/Philips-100W-Equivalent-Soft-White-2700K-T2-Spiral-CFL-Light-Bulb-4-Pack-434738/202827179 | 0 | No Labor Cost | 0.85 | bulb |  | 0.85
Equipment | CFL-23W | 23W CFL | EISA-2020 compliant baseline lamp (100W equivalent) | Commercial | Turnover | Hospitals | FL Zone 2 | Per Lamp | 0% | 204.06 | 156.446 | 47.614 | 0.23333 | 7.8 | 0.00484 | 0.00474 | 1.49 | https://www.homedepot.com/p/EcoSmart-100-Watt-Equivalent-A19-Halogen-Light-Bulb-4-Pack-324442/302639927 | 0 | No Labor Cost | 2.34 | https://www.homedepot.com/p/Philips-100W-Equivalent-Soft-White-2700K-T2-Spiral-CFL-Light-Bulb-4-Pack-434738/202827179 | 0 | No Labor Cost | 0.85 | bulb |  | 0.85
Equipment | CFL-23W | 23W CFL | EISA-2020 compliant baseline lamp (100W equivalent) | Commercial | Turnover | Institutional | FL Zone 2 | Per Lamp | 0% | 98.97 | 75.877 | 23.093 | 0.23333 | 7.8 | 0.005541 | 0.001281 | 1.49 | https://www.homedepot.com/p/EcoSmart-100-Watt-Equivalent-A19-Halogen-Light-Bulb-4-Pack-324442/302639927 | 0 | No Labor Cost | 2.34 | https://www.homedepot.com/p/Philips-100W-Equivalent-Soft-White-2700K-T2-Spiral-CFL-Light-Bulb-4-Pack-434738/202827179 | 0 | No Labor Cost | 0.85 | bulb |  | 0.85
Equipment | CFL-23W | 23W CFL | EISA-2020 compliant baseline lamp (100W equivalent) | Commercial | Turnover | Lodging/Hospitality | FL Zone 2 | Per Lamp | 0% | 112.62 | 86.342 | 26.278 | 0.23333 | 7.8 | 0.006329 | 1.71e-06 | 1.49 | https://www.homedepot.com/p/EcoSmart-100-Watt-Equivalent-A19-Halogen-Light-Bulb-4-Pack-324442/302639927 | 0 | No Labor Cost | 2.34 | https://www.homedepot.com/p/Philips-100W-Equivalent-Soft-White-2700K-T2-Spiral-CFL-Light-Bulb-4-Pack-434738/202827179 | 0 | No Labor Cost | 0.85 | bulb |  | 0.85
Equipment | CFL-23W | 23W CFL | EISA-2020 compliant baseline lamp (100W equivalent) | Commercial | Turnover | Miscellaneous | FL Zone 2 | Per Lamp | 0% | 132.24 | 101.384 | 30.856 | 0.23333 | 7.8 | 0.007403 | 0.001712 | 1.49 | https://www.homedepot.com/p/EcoSmart-100-Watt-Equivalent-A19-Halogen-Light-Bulb-4-Pack-324442/302639927 | 0 | No Labor Cost | 2.34 | https://www.homedepot.com/p/Philips-100W-Equivalent-Soft-White-2700K-T2-Spiral-CFL-Light-Bulb-4-Pack-434738/202827179 | 0 | No Labor Cost | 0.85 | bulb |  | 0.85
Equipment | CFL-23W | 23W CFL | EISA-2020 compliant baseline lamp (100W equivalent) | Commercial | Turnover | Offices | FL Zone 2 | Per Lamp | 0% | 97.59 | 74.819 | 22.771 | 0.23333 | 7.8 | 0.005464 | 0.001263 | 1.49 | https://www.homedepot.com/p/EcoSmart-100-Watt-Equivalent-A19-Halogen-Light-Bulb-4-Pack-324442/302639927 | 0 | No Labor Cost | 2.34 | https://www.homedepot.com/p/Philips-100W-Equivalent-Soft-White-2700K-T2-Spiral-CFL-Light-Bulb-4-Pack-434738/202827179 | 0 | No Labor Cost | 0.85 | bulb |  | 0.85
Equipment | CFL-23W | 23W CFL | EISA-2020 compliant baseline lamp (100W equivalent) | Commercial | Turnover | Restaurants | FL Zone 2 | Per Lamp | 0% | 100.71 | 77.211 | 23.499 | 0.23333 | 7.8 | 0.00566 | 1.53e-06 | 1.49 | https://www.homedepot.com/p/EcoSmart-100-Watt-Equivalent-A19-Halogen-Light-Bulb-4-Pack-324442/302639927 | 0 | No Labor Cost | 2.34 | https://www.homedepot.com/p/Philips-100W-Equivalent-Soft-White-2700K-T2-Spiral-CFL-Light-Bulb-4-Pack-434738/202827179 | 0 | No Labor Cost | 0.85 | bulb |  | 0.85
Equipment | CFL-23W | 23W CFL | EISA-2020 compliant baseline lamp (100W equivalent) | Commercial | Turnover | Retail | FL Zone 2 | Per Lamp | 0% | 149.52 | 114.632 | 34.888 | 0.23333 | 7.8 | 0.008403 | 2.27e-06 | 1.49 | https://www.homedepot.com/p/EcoSmart-100-Watt-Equivalent-A19-Halogen-Light-Bulb-4-Pack-324442/302639927 | 0 | No Labor Cost | 2.34 | https://www.homedepot.com/p/Philips-100W-Equivalent-Soft-White-2700K-T2-Spiral-CFL-Light-Bulb-4-Pack-434738/202827179 | 0 | No Labor Cost | 0.85 | bulb |  | 0.85
Equipment | CFL-23W | 23W CFL | EISA-2020 compliant baseline lamp (100W equivalent) | Commercial | Turnover | Schools K-12 | FL Zone 2 | Per Lamp | 0% | 71.37 | 54.717 | 16.653 | 0.23333 | 7.8 | 0.003996 | 0.000924 | 1.49 | https://www.homedepot.com/p/EcoSmart-100-Watt-Equivalent-A19-Halogen-Light-Bulb-4-Pack-324442/302639927 | 0 | No Labor Cost | 2.34 | https://www.homedepot.com/p/Philips-100W-Equivalent-Soft-White-2700K-T2-Spiral-CFL-Light-Bulb-4-Pack-434738/202827179 | 0 | No Labor Cost | 0.85 | bulb |  | 0.85
Equipment | CFL-23W | 23W CFL | EISA-2020 compliant baseline lamp (100W equivalent) | Commercial | Turnover | Warehouse | FL Zone 2 | Per Lamp | 0% | 114.72 | 87.952 | 26.768 | 0.23333 | 7.8 | 0.006423 | 0.001485 | 1.49 | https://www.homedepot.com/p/EcoSmart-100-Watt-Equivalent-A19-Halogen-Light-Bulb-4-Pack-324442/302639927 | 0 | No Labor Cost | 2.34 | https://www.homedepot.com/p/Philips-100W-Equivalent-Soft-White-2700K-T2-Spiral-CFL-Light-Bulb-4-Pack-434738/202827179 | 0 | No Labor Cost | 0.85 | bulb |  | 0.85
Equipment | CFL-23W | 23W CFL | EISA-2020 compliant baseline lamp (100W equivalent) | Commercial | New | Assembly | FL Zone 2 | Per Lamp | 0% | 86.28 | 66.148 | 20.132 | 0.23333 | 7.8 | 0.00483 | 0.001117 | 1.49 | https://www.homedepot.com/p/EcoSmart-100-Watt-Equivalent-A19-Halogen-Light-Bulb-4-Pack-324442/302639927 | 0 | No Labor Cost | 2.34 | https://www.homedepot.com/p/Philips-100W-Equivalent-Soft-White-2700K-T2-Spiral-CFL-Light-Bulb-4-Pack-434738/202827179 | 0 | No Labor Cost | 0.85 | bulb |  | 0.85
Equipment | CFL-23W | 23W CFL | EISA-2020 compliant baseline lamp (100W equivalent) | Commercial | New | College and University | FL Zone 2 | Per Lamp | 0% | 132.24 | 101.384 | 30.856 | 0.23333 | 7.8 | 0.003136 | 0.003071 | 1.49 | https://www.homedepot.com/p/EcoSmart-100-Watt-Equivalent-A19-Halogen-Light-Bulb-4-Pack-324442/302639927 | 0 | No Labor Cost | 2.34 | https://www.homedepot.com/p/Philips-100W-Equivalent-Soft-White-2700K-T2-Spiral-CFL-Light-Bulb-4-Pack-434738/202827179 | 0 | No Labor Cost | 0.85 | bulb |  | 0.85
Equipment | CFL-23W | 23W CFL | EISA-2020 compliant baseline lamp (100W equivalent) | Commercial | New | Grocery | FL Zone 2 | Per Lamp | 0% | 166.32 | 127.512 | 38.808 | 0.23333 | 7.8 | 0.009347 | 2.53e-06 | 1.49 | https://www.homedepot.com/p/EcoSmart-100-Watt-Equivalent-A19-Halogen-Light-Bulb-4-Pack-324442/302639927 | 0 | No Labor Cost | 2.34 | https://www.homedepot.com/p/Philips-100W-Equivalent-Soft-White-2700K-T2-Spiral-CFL-Light-Bulb-4-Pack-434738/202827179 | 0 | No Labor Cost | 0.85 | bulb |  | 0.85
Equipment | CFL-23W | 23W CFL | EISA-2020 compliant baseline lamp (100W equivalent) | Commercial | New | Healthcare | FL Zone 2 | Per Lamp | 0% | 150.84 | 115.644 | 35.196 | 0.23333 | 7.8 | 0.008445 | 0.001953 | 1.49 | https://www.homedepot.com/p/EcoSmart-100-Watt-Equivalent-A19-Halogen-Light-Bulb-4-Pack-324442/302639927 | 0 | No Labor Cost | 2.34 | https://www.homedepot.com/p/Philips-100W-Equivalent-Soft-White-2700K-T2-Spiral-CFL-Light-Bulb-4-Pack-434738/202827179 | 0 | No Labor Cost | 0.85 | bulb |  | 0.85
Equipment | CFL-23W | 23W CFL | EISA-2020 compliant baseline lamp (100W equivalent) | Commercial | New | Hospitals | FL Zone 2 | Per Lamp | 0% | 204.06 | 156.446 | 47.614 | 0.23333 | 7.8 | 0.00484 | 0.00474 | 1.49 | https://www.homedepot.com/p/EcoSmart-100-Watt-Equivalent-A19-Halogen-Light-Bulb-4-Pack-324442/302639927 | 0 | No Labor Cost | 2.34 | https://www.homedepot.com/p/Philips-100W-Equivalent-Soft-White-2700K-T2-Spiral-CFL-Light-Bulb-4-Pack-434738/202827179 | 0 | No Labor Cost | 0.85 | bulb |  | 0.85
Equipment | CFL-23W | 23W CFL | EISA-2020 compliant baseline lamp (100W equivalent) | Commercial | New | Institutional | FL Zone 2 | Per Lamp | 0% | 98.97 | 75.877 | 23.093 | 0.23333 | 7.8 | 0.005541 | 0.001281 | 1.49 | https://www.homedepot.com/p/EcoSmart-100-Watt-Equivalent-A19-Halogen-Light-Bulb-4-Pack-324442/302639927 | 0 | No Labor Cost | 2.34 | https://www.homedepot.com/p/Philips-100W-Equivalent-Soft-White-2700K-T2-Spiral-CFL-Light-Bulb-4-Pack-434738/202827179 | 0 | No Labor Cost | 0.85 | bulb |  | 0.85
Equipment | CFL-23W | 23W CFL | EISA-2020 compliant baseline lamp (100W equivalent) | Commercial | New | Lodging/Hospitality | FL Zone 2 | Per Lamp | 0% | 112.62 | 86.342 | 26.278 | 0.23333 | 7.8 | 0.006329 | 1.71e-06 | 1.49 | https://www.homedepot.com/p/EcoSmart-100-Watt-Equivalent-A19-Halogen-Light-Bulb-4-Pack-324442/302639927 | 0 | No Labor Cost | 2.34 | https://www.homedepot.com/p/Philips-100W-Equivalent-Soft-White-2700K-T2-Spiral-CFL-Light-Bulb-4-Pack-434738/202827179 | 0 | No Labor Cost | 0.85 | bulb |  | 0.85
Equipment | CFL-23W | 23W CFL | EISA-2020 compliant baseline lamp (100W equivalent) | Commercial | New | Miscellaneous | FL Zone 2 | Per Lamp | 0% | 132.24 | 101.384 | 30.856 | 0.23333 | 7.8 | 0.007403 | 0.001712 | 1.49 | https://www.homedepot.com/p/EcoSmart-100-Watt-Equivalent-A19-Halogen-Light-Bulb-4-Pack-324442/302639927 | 0 | No Labor Cost | 2.34 | https://www.homedepot.com/p/Philips-100W-Equivalent-Soft-White-2700K-T2-Spiral-CFL-Light-Bulb-4-Pack-434738/202827179 | 0 | No Labor Cost | 0.85 | bulb |  | 0.85
Equipment | CFL-23W | 23W CFL | EISA-2020 compliant baseline lamp (100W equivalent) | Commercial | New | Offices | FL Zone 2 | Per Lamp | 0% | 97.59 | 74.819 | 22.771 | 0.23333 | 7.8 | 0.005464 | 0.001263 | 1.49 | https://www.homedepot.com/p/EcoSmart-100-Watt-Equivalent-A19-Halogen-Light-Bulb-4-Pack-324442/302639927 | 0 | No Labor Cost | 2.34 | https://www.homedepot.com/p/Philips-100W-Equivalent-Soft-White-2700K-T2-Spiral-CFL-Light-Bulb-4-Pack-434738/202827179 | 0 | No Labor Cost | 0.85 | bulb |  | 0.85
Equipment | CFL-23W | 23W CFL | EISA-2020 compliant baseline lamp (100W equivalent) | Commercial | New | Restaurants | FL Zone 2 | Per Lamp | 0% | 100.71 | 77.211 | 23.499 | 0.23333 | 7.8 | 0.00566 | 1.53e-06 | 1.49 | https://www.homedepot.com/p/EcoSmart-100-Watt-Equivalent-A19-Halogen-Light-Bulb-4-Pack-324442/302639927 | 0 | No Labor Cost | 2.34 | https://www.homedepot.com/p/Philips-100W-Equivalent-Soft-White-2700K-T2-Spiral-CFL-Light-Bulb-4-Pack-434738/202827179 | 0 | No Labor Cost | 0.85 | bulb |  | 0.85
Equipment | CFL-23W | 23W CFL | EISA-2020 compliant baseline lamp (100W equivalent) | Commercial | New | Retail | FL Zone 2 | Per Lamp | 0% | 149.52 | 114.632 | 34.888 | 0.23333 | 7.8 | 0.008403 | 2.27e-06 | 1.49 | https://www.homedepot.com/p/EcoSmart-100-Watt-Equivalent-A19-Halogen-Light-Bulb-4-Pack-324442/302639927 | 0 | No Labor Cost | 2.34 | https://www.homedepot.com/p/Philips-100W-Equivalent-Soft-White-2700K-T2-Spiral-CFL-Light-Bulb-4-Pack-434738/202827179 | 0 | No Labor Cost | 0.85 | bulb |  | 0.85
Equipment | CFL-23W | 23W CFL | EISA-2020 compliant baseline lamp (100W equivalent) | Commercial | New | Schools K-12 | FL Zone 2 | Per Lamp | 0% | 71.37 | 54.717 | 16.653 | 0.23333 | 7.8 | 0.003996 | 0.000924 | 1.49 | https://www.homedepot.com/p/EcoSmart-100-Watt-Equivalent-A19-Halogen-Light-Bulb-4-Pack-324442/302639927 | 0 | No Labor Cost | 2.34 | https://www.homedepot.com/p/Philips-100W-Equivalent-Soft-White-2700K-T2-Spiral-CFL-Light-Bulb-4-Pack-434738/202827179 | 0 | No Labor Cost | 0.85 | bulb |  | 0.85
Equipment | CFL-23W | 23W CFL | EISA-2020 compliant baseline lamp (100W equivalent) | Commercial | New | Warehouse | FL Zone 2 | Per Lamp | 0% | 114.72 | 87.952 | 26.768 | 0.23333 | 7.8 | 0.006423 | 0.001485 | 1.49 | https://www.homedepot.com/p/EcoSmart-100-Watt-Equivalent-A19-Halogen-Light-Bulb-4-Pack-324442/302639927 | 0 | No Labor Cost | 2.34 | https://www.homedepot.com/p/Philips-100W-Equivalent-Soft-White-2700K-T2-Spiral-CFL-Light-Bulb-4-Pack-434738/202827179 | 0 | No Labor Cost | 0.85 | bulb |  | 0.85
Equipment | High Bay Fluorescent (T5) | One 4' 4-Lamp High Bay T5 Fixture | Average Lumen Equivalent High Intensity Discharge Fixture | Commercial | Turnover | Assembly | FL Zone 2 | Per Unit | 0% | 898.2707 | 322.112 | 576.1587 | 0.64141 | 15 | 0.10655 | 0.10454 | 125 | Illinois 2018 Statewide TRM, Section 4.5.12 (4-lamp T5 high bay) | 82.76 | rate at $82.76/per labor hour assume 1 hours work, https://www.homewyse.com/services/cost_to_install_lighting_control_system.html | 225 | Illinois 2018 Statewide TRM, Section 4.5.12 (4-lamp T5 high bay) | 82.76 | rate at $82.76/per labor hour assume 1 hours work, https://www.homewyse.com/services/cost_to_install_lighting_control_system.html | 100 | fixture |  | 100
Equipment | High Bay Fluorescent (T5) | One 4' 4-Lamp High Bay T5 Fixture | Average Lumen Equivalent High Intensity Discharge Fixture | Commercial | Turnover | College and University | FL Zone 2 | Per Unit | 0% | 1376.765 | 493.696 | 883.0693 | 0.64141 | 15 | 0.16331 | 0.16022 | 125 | Illinois 2018 Statewide TRM, Section 4.5.12 (4-lamp T5 high bay) | 82.76 | rate at $82.76/per labor hour assume 1 hours work, https://www.homewyse.com/services/cost_to_install_lighting_control_system.html | 225 | Illinois 2018 Statewide TRM, Section 4.5.12 (4-lamp T5 high bay) | 82.76 | rate at $82.76/per labor hour assume 1 hours work, https://www.homewyse.com/services/cost_to_install_lighting_control_system.html | 100 | fixture |  | 100
Equipment | High Bay Fluorescent (T5) | One 4' 4-Lamp High Bay T5 Fixture | Average Lumen Equivalent High Intensity Discharge Fixture | Commercial | Turnover | Grocery | FL Zone 2 | Per Unit | 0% | 1731.576 | 620.928 | 1110.648 | 0.64141 | 15 | 0.20539 | 0.20151 | 125 | Illinois 2018 Statewide TRM, Section 4.5.12 (4-lamp T5 high bay) | 82.76 | rate at $82.76/per labor hour assume 1 hours work, https://www.homewyse.com/services/cost_to_install_lighting_control_system.html | 225 | Illinois 2018 Statewide TRM, Section 4.5.12 (4-lamp T5 high bay) | 82.76 | rate at $82.76/per labor hour assume 1 hours work, https://www.homewyse.com/services/cost_to_install_lighting_control_system.html | 100 | fixture |  | 100
Equipment | High Bay Fluorescent (T5) | One 4' 4-Lamp High Bay T5 Fixture | Average Lumen Equivalent High Intensity Discharge Fixture | Commercial | Turnover | Healthcare | FL Zone 2 | Per Unit | 0% | 1570.412 | 563.136 | 1007.276 | 0.64141 | 15 | 0.18628 | 0.18276 | 125 | Illinois 2018 Statewide TRM, Section 4.5.12 (4-lamp T5 high bay) | 82.76 | rate at $82.76/per labor hour assume 1 hours work, https://www.homewyse.com/services/cost_to_install_lighting_control_system.html | 225 | Illinois 2018 Statewide TRM, Section 4.5.12 (4-lamp T5 high bay) | 82.76 | rate at $82.76/per labor hour assume 1 hours work, https://www.homewyse.com/services/cost_to_install_lighting_control_system.html | 100 | fixture |  | 100
Equipment | High Bay Fluorescent (T5) | One 4' 4-Lamp High Bay T5 Fixture | Average Lumen Equivalent High Intensity Discharge Fixture | Commercial | Turnover | Hospitals | FL Zone 2 | Per Unit | 0% | 2124.491 | 761.824 | 1362.667 | 0.64141 | 15 | 0.252 | 0.24724 | 125 | Illinois 2018 Statewide TRM, Section 4.5.12 (4-lamp T5 high bay) | 82.76 | rate at $82.76/per labor hour assume 1 hours work, https://www.homewyse.com/services/cost_to_install_lighting_control_system.html | 225 | Illinois 2018 Statewide TRM, Section 4.5.12 (4-lamp T5 high bay) | 82.76 | rate at $82.76/per labor hour assume 1 hours work, https://www.homewyse.com/services/cost_to_install_lighting_control_system.html | 100 | fixture |  | 100
Equipment | High Bay Fluorescent (T5) | One 4' 4-Lamp High Bay T5 Fixture | Average Lumen Equivalent High Intensity Discharge Fixture | Commercial | Turnover | Institutional | FL Zone 2 | Per Unit | 0% | 1030.388 | 369.488 | 660.8997 | 0.64141 | 15 | 0.12222 | 0.11991 | 125 | Illinois 2018 Statewide TRM, Section 4.5.12 (4-lamp T5 high bay) | 82.76 | rate at $82.76/per labor hour assume 1 hours work, https://www.homewyse.com/services/cost_to_install_lighting_control_system.html | 225 | Illinois 2018 Statewide TRM, Section 4.5.12 (4-lamp T5 high bay) | 82.76 | rate at $82.76/per labor hour assume 1 hours work, https://www.homewyse.com/services/cost_to_install_lighting_control_system.html | 100 | fixture |  | 100
Equipment | High Bay Fluorescent (T5) | One 4' 4-Lamp High Bay T5 Fixture | Average Lumen Equivalent High Intensity Discharge Fixture | Commercial | Turnover | Lodging/Hospitality | FL Zone 2 | Per Unit | 0% | 1172.499 | 420.448 | 752.0513 | 0.64141 | 15 | 0.13908 | 0.13645 | 125 | Illinois 2018 Statewide TRM, Section 4.5.12 (4-lamp T5 high bay) | 82.76 | rate at $82.76/per labor hour assume 1 hours work, https://www.homewyse.com/services/cost_to_install_lighting_control_system.html | 225 | Illinois 2018 Statewide TRM, Section 4.5.12 (4-lamp T5 high bay) | 82.76 | rate at $82.76/per labor hour assume 1 hours work, https://www.homewyse.com/services/cost_to_install_lighting_control_system.html | 100 | fixture |  | 100
Equipment | High Bay Fluorescent (T5) | One 4' 4-Lamp High Bay T5 Fixture | Average Lumen Equivalent High Intensity Discharge Fixture | Commercial | Turnover | Miscellaneous | FL Zone 2 | Per Unit | 0% | 1376.765 | 493.696 | 883.0693 | 0.64141 | 15 | 0.16331 | 0.16022 | 125 | Illinois 2018 Statewide TRM, Section 4.5.12 (4-lamp T5 high bay) | 82.76 | rate at $82.76/per labor hour assume 1 hours work, https://www.homewyse.com/services/cost_to_install_lighting_control_system.html | 225 | Illinois 2018 Statewide TRM, Section 4.5.12 (4-lamp T5 high bay) | 82.76 | rate at $82.76/per labor hour assume 1 hours work, https://www.homewyse.com/services/cost_to_install_lighting_control_system.html | 100 | fixture |  | 100
Equipment | High Bay Fluorescent (T5) | One 4' 4-Lamp High Bay T5 Fixture | Average Lumen Equivalent High Intensity Discharge Fixture | Commercial | Turnover | Offices | FL Zone 2 | Per Unit | 0% | 1016.02 | 364.336 | 651.6843 | 0.64141 | 15 | 0.12052 | 0.11824 | 125 | Illinois 2018 Statewide TRM, Section 4.5.12 (4-lamp T5 high bay) | 82.76 | rate at $82.76/per labor hour assume 1 hours work, https://www.homewyse.com/services/cost_to_install_lighting_control_system.html | 225 | Illinois 2018 Statewide TRM, Section 4.5.12 (4-lamp T5 high bay) | 82.76 | rate at $82.76/per labor hour assume 1 hours work, https://www.homewyse.com/services/cost_to_install_lighting_control_system.html | 100 | fixture |  | 100
Equipment | High Bay Fluorescent (T5) | One 4' 4-Lamp High Bay T5 Fixture | Average Lumen Equivalent High Intensity Discharge Fixture | Commercial | Turnover | Restaurants | FL Zone 2 | Per Unit | 0% | 1048.503 | 375.984 | 672.519 | 0.64141 | 15 | 0.12437 | 0.12202 | 125 | Illinois 2018 Statewide TRM, Section 4.5.12 (4-lamp T5 high bay) | 82.76 | rate at $82.76/per labor hour assume 1 hours work, https://www.homewyse.com/services/cost_to_install_lighting_control_system.html | 225 | Illinois 2018 Statewide TRM, Section 4.5.12 (4-lamp T5 high bay) | 82.76 | rate at $82.76/per labor hour assume 1 hours work, https://www.homewyse.com/services/cost_to_install_lighting_control_system.html | 100 | fixture |  | 100
Equipment | High Bay Fluorescent (T5) | One 4' 4-Lamp High Bay T5 Fixture | Average Lumen Equivalent High Intensity Discharge Fixture | Commercial | Turnover | Retail | FL Zone 2 | Per Unit | 0% | 1556.669 | 558.208 | 998.4613 | 0.64141 | 15 | 0.18465 | 0.18116 | 125 | Illinois 2018 Statewide TRM, Section 4.5.12 (4-lamp T5 high bay) | 82.76 | rate at $82.76/per labor hour assume 1 hours work, https://www.homewyse.com/services/cost_to_install_lighting_control_system.html | 225 | Illinois 2018 Statewide TRM, Section 4.5.12 (4-lamp T5 high bay) | 82.76 | rate at $82.76/per labor hour assume 1 hours work, https://www.homewyse.com/services/cost_to_install_lighting_control_system.html | 100 | fixture |  | 100
Equipment | High Bay Fluorescent (T5) | One 4' 4-Lamp High Bay T5 Fixture | Average Lumen Equivalent High Intensity Discharge Fixture | Commercial | Turnover | Schools K-12 | FL Zone 2 | Per Unit | 0% | 743.041 | 266.448 | 476.593 | 0.64141 | 15 | 0.088136 | 0.086472 | 125 | Illinois 2018 Statewide TRM, Section 4.5.12 (4-lamp T5 high bay) | 82.76 | rate at $82.76/per labor hour assume 1 hours work, https://www.homewyse.com/services/cost_to_install_lighting_control_system.html | 225 | Illinois 2018 Statewide TRM, Section 4.5.12 (4-lamp T5 high bay) | 82.76 | rate at $82.76/per labor hour assume 1 hours work, https://www.homewyse.com/services/cost_to_install_lighting_control_system.html | 100 | fixture |  | 100
Equipment | High Bay Fluorescent (T5) | One 4' 4-Lamp High Bay T5 Fixture | Average Lumen Equivalent High Intensity Discharge Fixture | Commercial | Turnover | Warehouse | FL Zone 2 | Per Unit | 0% | 1194.363 | 428.288 | 766.0747 | 0.64141 | 15 | 0.14167 | 0.139 | 125 | Illinois 2018 Statewide TRM, Section 4.5.12 (4-lamp T5 high bay) | 82.76 | rate at $82.76/per labor hour assume 1 hours work, https://www.homewyse.com/services/cost_to_install_lighting_control_system.html | 225 | Illinois 2018 Statewide TRM, Section 4.5.12 (4-lamp T5 high bay) | 82.76 | rate at $82.76/per labor hour assume 1 hours work, https://www.homewyse.com/services/cost_to_install_lighting_control_system.html | 100 | fixture |  | 100
Equipment | High Bay Fluorescent (T5) | One 4' 4-Lamp High Bay T5 Fixture | Average Lumen Equivalent High Intensity Discharge Fixture | Commercial | New | Assembly | FL Zone 2 | Per Unit | 0% | 898.2707 | 322.112 | 576.1587 | 0.64141 | 15 | 0.10655 | 0.10454 | 125 | Illinois 2018 Statewide TRM, Section 4.5.12 (4-lamp T5 high bay) | 82.76 | rate at $82.76/per labor hour assume 1 hours work, https://www.homewyse.com/services/cost_to_install_lighting_control_system.html | 225 | Illinois 2018 Statewide TRM, Section 4.5.12 (4-lamp T5 high bay) | 82.76 | rate at $82.76/per labor hour assume 1 hours work, https://www.homewyse.com/services/cost_to_install_lighting_control_system.html | 100 | fixture |  | 100
Equipment | High Bay Fluorescent (T5) | One 4' 4-Lamp High Bay T5 Fixture | Average Lumen Equivalent High Intensity Discharge Fixture | Commercial | New | College and University | FL Zone 2 | Per Unit | 0% | 1376.765 | 493.696 | 883.0693 | 0.64141 | 15 | 0.16331 | 0.16022 | 125 | Illinois 2018 Statewide TRM, Section 4.5.12 (4-lamp T5 high bay) | 82.76 | rate at $82.76/per labor hour assume 1 hours work, https://www.homewyse.com/services/cost_to_install_lighting_control_system.html | 225 | Illinois 2018 Statewide TRM, Section 4.5.12 (4-lamp T5 high bay) | 82.76 | rate at $82.76/per labor hour assume 1 hours work, https://www.homewyse.com/services/cost_to_install_lighting_control_system.html | 100 | fixture |  | 100
Equipment | High Bay Fluorescent (T5) | One 4' 4-Lamp High Bay T5 Fixture | Average Lumen Equivalent High Intensity Discharge Fixture | Commercial | New | Grocery | FL Zone 2 | Per Unit | 0% | 1731.576 | 620.928 | 1110.648 | 0.64141 | 15 | 0.20539 | 0.20151 | 125 | Illinois 2018 Statewide TRM, Section 4.5.12 (4-lamp T5 high bay) | 82.76 | rate at $82.76/per labor hour assume 1 hours work, https://www.homewyse.com/services/cost_to_install_lighting_control_system.html | 225 | Illinois 2018 Statewide TRM, Section 4.5.12 (4-lamp T5 high bay) | 82.76 | rate at $82.76/per labor hour assume 1 hours work, https://www.homewyse.com/services/cost_to_install_lighting_control_system.html | 100 | fixture |  | 100
Equipment | High Bay Fluorescent (T5) | One 4' 4-Lamp High Bay T5 Fixture | Average Lumen Equivalent High Intensity Discharge Fixture | Commercial | New | Healthcare | FL Zone 2 | Per Unit | 0% | 1570.412 | 563.136 | 1007.276 | 0.64141 | 15 | 0.18628 | 0.18276 | 125 | Illinois 2018 Statewide TRM, Section 4.5.12 (4-lamp T5 high bay) | 82.76 | rate at $82.76/per labor hour assume 1 hours work, https://www.homewyse.com/services/cost_to_install_lighting_control_system.html | 225 | Illinois 2018 Statewide TRM, Section 4.5.12 (4-lamp T5 high bay) | 82.76 | rate at $82.76/per labor hour assume 1 hours work, https://www.homewyse.com/services/cost_to_install_lighting_control_system.html | 100 | fixture |  | 100
Equipment | High Bay Fluorescent (T5) | One 4' 4-Lamp High Bay T5 Fixture | Average Lumen Equivalent High Intensity Discharge Fixture | Commercial | New | Hospitals | FL Zone 2 | Per Unit | 0% | 2124.491 | 761.824 | 1362.667 | 0.64141 | 15 | 0.252 | 0.24724 | 125 | Illinois 2018 Statewide TRM, Section 4.5.12 (4-lamp T5 high bay) | 82.76 | rate at $82.76/per labor hour assume 1 hours work, https://www.homewyse.com/services/cost_to_install_lighting_control_system.html | 225 | Illinois 2018 Statewide TRM, Section 4.5.12 (4-lamp T5 high bay) | 82.76 | rate at $82.76/per labor hour assume 1 hours work, https://www.homewyse.com/services/cost_to_install_lighting_control_system.html | 100 | fixture |  | 100
Equipment | High Bay Fluorescent (T5) | One 4' 4-Lamp High Bay T5 Fixture | Average Lumen Equivalent High Intensity Discharge Fixture | Commercial | New | Institutional | FL Zone 2 | Per Unit | 0% | 1030.388 | 369.488 | 660.8997 | 0.64141 | 15 | 0.12222 | 0.11991 | 125 | Illinois 2018 Statewide TRM, Section 4.5.12 (4-lamp T5 high bay) | 82.76 | rate at $82.76/per labor hour assume 1 hours work, https://www.homewyse.com/services/cost_to_install_lighting_control_system.html | 225 | Illinois 2018 Statewide TRM, Section 4.5.12 (4-lamp T5 high bay) | 82.76 | rate at $82.76/per labor hour assume 1 hours work, https://www.homewyse.com/services/cost_to_install_lighting_control_system.html | 100 | fixture |  | 100
Equipment | High Bay Fluorescent (T5) | One 4' 4-Lamp High Bay T5 Fixture | Average Lumen Equivalent High Intensity Discharge Fixture | Commercial | New | Lodging/Hospitality | FL Zone 2 | Per Unit | 0% | 1172.499 | 420.448 | 752.0513 | 0.64141 | 15 | 0.13908 | 0.13645 | 125 | Illinois 2018 Statewide TRM, Section 4.5.12 (4-lamp T5 high bay) | 82.76 | rate at $82.76/per labor hour assume 1 hours work, https://www.homewyse.com/services/cost_to_install_lighting_control_system.html | 225 | Illinois 2018 Statewide TRM, Section 4.5.12 (4-lamp T5 high bay) | 82.76 | rate at $82.76/per labor hour assume 1 hours work, https://www.homewyse.com/services/cost_to_install_lighting_control_system.html | 100 | fixture |  | 100
Equipment | High Bay Fluorescent (T5) | One 4' 4-Lamp High Bay T5 Fixture | Average Lumen Equivalent High Intensity Discharge Fixture | Commercial | New | Miscellaneous | FL Zone 2 | Per Unit | 0% | 1376.765 | 493.696 | 883.0693 | 0.64141 | 15 | 0.16331 | 0.16022 | 125 | Illinois 2018 Statewide TRM, Section 4.5.12 (4-lamp T5 high bay) | 82.76 | rate at $82.76/per labor hour assume 1 hours work, https://www.homewyse.com/services/cost_to_install_lighting_control_system.html | 225 | Illinois 2018 Statewide TRM, Section 4.5.12 (4-lamp T5 high bay) | 82.76 | rate at $82.76/per labor hour assume 1 hours work, https://www.homewyse.com/services/cost_to_install_lighting_control_system.html | 100 | fixture |  | 100
Equipment | High Bay Fluorescent (T5) | One 4' 4-Lamp High Bay T5 Fixture | Average Lumen Equivalent High Intensity Discharge Fixture | Commercial | New | Offices | FL Zone 2 | Per Unit | 0% | 1016.02 | 364.336 | 651.6843 | 0.64141 | 15 | 0.12052 | 0.11824 | 125 | Illinois 2018 Statewide TRM, Section 4.5.12 (4-lamp T5 high bay) | 82.76 | rate at $82.76/per labor hour assume 1 hours work, https://www.homewyse.com/services/cost_to_install_lighting_control_system.html | 225 | Illinois 2018 Statewide TRM, Section 4.5.12 (4-lamp T5 high bay) | 82.76 | rate at $82.76/per labor hour assume 1 hours work, https://www.homewyse.com/services/cost_to_install_lighting_control_system.html | 100 | fixture |  | 100
Equipment | High Bay Fluorescent (T5) | One 4' 4-Lamp High Bay T5 Fixture | Average Lumen Equivalent High Intensity Discharge Fixture | Commercial | New | Restaurants | FL Zone 2 | Per Unit | 0% | 1048.503 | 375.984 | 672.519 | 0.64141 | 15 | 0.12437 | 0.12202 | 125 | Illinois 2018 Statewide TRM, Section 4.5.12 (4-lamp T5 high bay) | 82.76 | rate at $82.76/per labor hour assume 1 hours work, https://www.homewyse.com/services/cost_to_install_lighting_control_system.html | 225 | Illinois 2018 Statewide TRM, Section 4.5.12 (4-lamp T5 high bay) | 82.76 | rate at $82.76/per labor hour assume 1 hours work, https://www.homewyse.com/services/cost_to_install_lighting_control_system.html | 100 | fixture |  | 100
Equipment | High Bay Fluorescent (T5) | One 4' 4-Lamp High Bay T5 Fixture | Average Lumen Equivalent High Intensity Discharge Fixture | Commercial | New | Retail | FL Zone 2 | Per Unit | 0% | 1556.669 | 558.208 | 998.4613 | 0.64141 | 15 | 0.18465 | 0.18116 | 125 | Illinois 2018 Statewide TRM, Section 4.5.12 (4-lamp T5 high bay) | 82.76 | rate at $82.76/per labor hour assume 1 hours work, https://www.homewyse.com/services/cost_to_install_lighting_control_system.html | 225 | Illinois 2018 Statewide TRM, Section 4.5.12 (4-lamp T5 high bay) | 82.76 | rate at $82.76/per labor hour assume 1 hours work, https://www.homewyse.com/services/cost_to_install_lighting_control_system.html | 100 | fixture |  | 100
Equipment | High Bay Fluorescent (T5) | One 4' 4-Lamp High Bay T5 Fixture | Average Lumen Equivalent High Intensity Discharge Fixture | Commercial | New | Schools K-12 | FL Zone 2 | Per Unit | 0% | 743.041 | 266.448 | 476.593 | 0.64141 | 15 | 0.088136 | 0.086472 | 125 | Illinois 2018 Statewide TRM, Section 4.5.12 (4-lamp T5 high bay) | 82.76 | rate at $82.76/per labor hour assume 1 hours work, https://www.homewyse.com/services/cost_to_install_lighting_control_system.html | 225 | Illinois 2018 Statewide TRM, Section 4.5.12 (4-lamp T5 high bay) | 82.76 | rate at $82.76/per labor hour assume 1 hours work, https://www.homewyse.com/services/cost_to_install_lighting_control_system.html | 100 | fixture |  | 100
Equipment | High Bay Fluorescent (T5) | One 4' 4-Lamp High Bay T5 Fixture | Average Lumen Equivalent High Intensity Discharge Fixture | Commercial | New | Warehouse | FL Zone 2 | Per Unit | 0% | 1194.363 | 428.288 | 766.0747 | 0.64141 | 15 | 0.14167 | 0.139 | 125 | Illinois 2018 Statewide TRM, Section 4.5.12 (4-lamp T5 high bay) | 82.76 | rate at $82.76/per labor hour assume 1 hours work, https://www.homewyse.com/services/cost_to_install_lighting_control_system.html | 225 | Illinois 2018 Statewide TRM, Section 4.5.12 (4-lamp T5 high bay) | 82.76 | rate at $82.76/per labor hour assume 1 hours work, https://www.homewyse.com/services/cost_to_install_lighting_control_system.html | 100 | fixture |  | 100
Equipment | High Bay LED | One 150W High Bay LED Fixture | Weighted Existing Fluorescent High-Bay Fixture | Commercial | Turnover | Assembly | FL Zone 2 | Per Fixture | 66% | 898.2707 | 316.36 | 581.9107 | 0.64781 | 15 | 0.10761 | 0.10558 | 149 | Mid-Atlantic TRM V7.0, 2017 for LED High Bay fixture up to 220w | 82.76 | rate at $82.76/per labor hour assume 1 hours work, https://www.homewyse.com/services/cost_to_install_lighting_control_system.html | 298 | Mid-Atlantic TRM V7.0, 2017 for LED High Bay fixture up to 220w | 82.76 | rate at $82.76/per labor hour assume 1 hours work, https://www.homewyse.com/services/cost_to_install_lighting_control_system.html | 149 | fixture |  | 149
Equipment | High Bay LED | One 150W High Bay LED Fixture | Weighted Existing Fluorescent High-Bay Fixture | Commercial | Turnover | College and University | FL Zone 2 | Per Fixture | 0% | 1376.765 | 484.88 | 891.8853 | 0.64781 | 15 | 0.16494 | 0.16182 | 149 | Mid-Atlantic TRM V7.0, 2017 for LED High Bay fixture up to 220w | 82.76 | rate at $82.76/per labor hour assume 1 hours work, https://www.homewyse.com/services/cost_to_install_lighting_control_system.html | 298 | Mid-Atlantic TRM V7.0, 2017 for LED High Bay fixture up to 220w | 82.76 | rate at $82.76/per labor hour assume 1 hours work, https://www.homewyse.com/services/cost_to_install_lighting_control_system.html | 149 | fixture |  | 149
Equipment | High Bay LED | One 150W High Bay LED Fixture | Weighted Existing Fluorescent High-Bay Fixture | Commercial | Turnover | Grocery | FL Zone 2 | Per Fixture | 0% | 1731.576 | 609.84 | 1121.736 | 0.64781 | 15 | 0.20744 | 0.20353 | 149 | Mid-Atlantic TRM V7.0, 2017 for LED High Bay fixture up to 220w | 82.76 | rate at $82.76/per labor hour assume 1 hours work, https://www.homewyse.com/services/cost_to_install_lighting_control_system.html | 298 | Mid-Atlantic TRM V7.0, 2017 for LED High Bay fixture up to 220w | 82.76 | rate at $82.76/per labor hour assume 1 hours work, https://www.homewyse.com/services/cost_to_install_lighting_control_system.html | 149 | fixture |  | 149
Equipment | High Bay LED | One 150W High Bay LED Fixture | Weighted Existing Fluorescent High-Bay Fixture | Commercial | Turnover | Healthcare | FL Zone 2 | Per Fixture | 0% | 1570.412 | 553.08 | 1017.332 | 0.64781 | 15 | 0.18813 | 0.18458 | 149 | Mid-Atlantic TRM V7.0, 2017 for LED High Bay fixture up to 220w | 82.76 | rate at $82.76/per labor hour assume 1 hours work, https://www.homewyse.com/services/cost_to_install_lighting_control_system.html | 298 | Mid-Atlantic TRM V7.0, 2017 for LED High Bay fixture up to 220w | 82.76 | rate at $82.76/per labor hour assume 1 hours work, https://www.homewyse.com/services/cost_to_install_lighting_control_system.html | 149 | fixture |  | 149
Equipment | High Bay LED | One 150W High Bay LED Fixture | Weighted Existing Fluorescent High-Bay Fixture | Commercial | Turnover | Hospitals | FL Zone 2 | Per Fixture | 0% | 2124.491 | 748.22 | 1376.271 | 0.64781 | 15 | 0.25451 | 0.24971 | 149 | Mid-Atlantic TRM V7.0, 2017 for LED High Bay fixture up to 220w | 82.76 | rate at $82.76/per labor hour assume 1 hours work, https://www.homewyse.com/services/cost_to_install_lighting_control_system.html | 298 | Mid-Atlantic TRM V7.0, 2017 for LED High Bay fixture up to 220w | 82.76 | rate at $82.76/per labor hour assume 1 hours work, https://www.homewyse.com/services/cost_to_install_lighting_control_system.html | 149 | fixture |  | 149
Equipment | High Bay LED | One 150W High Bay LED Fixture | Weighted Existing Fluorescent High-Bay Fixture | Commercial | Turnover | Institutional | FL Zone 2 | Per Fixture | 0% | 1030.388 | 362.89 | 667.4977 | 0.64781 | 15 | 0.12344 | 0.12111 | 149 | Mid-Atlantic TRM V7.0, 2017 for LED High Bay fixture up to 220w | 82.76 | rate at $82.76/per labor hour assume 1 hours work, https://www.homewyse.com/services/cost_to_install_lighting_control_system.html | 298 | Mid-Atlantic TRM V7.0, 2017 for LED High Bay fixture up to 220w | 82.76 | rate at $82.76/per labor hour assume 1 hours work, https://www.homewyse.com/services/cost_to_install_lighting_control_system.html | 149 | fixture |  | 149
Equipment | High Bay LED | One 150W High Bay LED Fixture | Weighted Existing Fluorescent High-Bay Fixture | Commercial | Turnover | Lodging/Hospitality | FL Zone 2 | Per Fixture | 0% | 1172.499 | 412.94 | 759.5593 | 0.64781 | 15 | 0.14047 | 0.13781 | 149 | Mid-Atlantic TRM V7.0, 2017 for LED High Bay fixture up to 220w | 82.76 | rate at $82.76/per labor hour assume 1 hours work, https://www.homewyse.com/services/cost_to_install_lighting_control_system.html | 298 | Mid-Atlantic TRM V7.0, 2017 for LED High Bay fixture up to 220w | 82.76 | rate at $82.76/per labor hour assume 1 hours work, https://www.homewyse.com/services/cost_to_install_lighting_control_system.html | 149 | fixture |  | 149
Equipment | High Bay LED | One 150W High Bay LED Fixture | Weighted Existing Fluorescent High-Bay Fixture | Commercial | Turnover | Miscellaneous | FL Zone 2 | Per Fixture | 0% | 1376.765 | 484.88 | 891.8853 | 0.64781 | 15 | 0.16494 | 0.16182 | 149 | Mid-Atlantic TRM V7.0, 2017 for LED High Bay fixture up to 220w | 82.76 | rate at $82.76/per labor hour assume 1 hours work, https://www.homewyse.com/services/cost_to_install_lighting_control_system.html | 298 | Mid-Atlantic TRM V7.0, 2017 for LED High Bay fixture up to 220w | 82.76 | rate at $82.76/per labor hour assume 1 hours work, https://www.homewyse.com/services/cost_to_install_lighting_control_system.html | 149 | fixture |  | 149
Equipment | High Bay LED | One 150W High Bay LED Fixture | Weighted Existing Fluorescent High-Bay Fixture | Commercial | Turnover | Offices | FL Zone 2 | Per Fixture | 0% | 1016.02 | 357.83 | 658.1903 | 0.64781 | 15 | 0.12172 | 0.11942 | 149 | Mid-Atlantic TRM V7.0, 2017 for LED High Bay fixture up to 220w | 82.76 | rate at $82.76/per labor hour assume 1 hours work, https://www.homewyse.com/services/cost_to_install_lighting_control_system.html | 298 | Mid-Atlantic TRM V7.0, 2017 for LED High Bay fixture up to 220w | 82.76 | rate at $82.76/per labor hour assume 1 hours work, https://www.homewyse.com/services/cost_to_install_lighting_control_system.html | 149 | fixture |  | 149
Equipment | High Bay LED | One 150W High Bay LED Fixture | Weighted Existing Fluorescent High-Bay Fixture | Commercial | Turnover | Restaurants | FL Zone 2 | Per Fixture | 0% | 1048.503 | 369.27 | 679.233 | 0.64781 | 15 | 0.12561 | 0.12324 | 149 | Mid-Atlantic TRM V7.0, 2017 for LED High Bay fixture up to 220w | 82.76 | rate at $82.76/per labor hour assume 1 hours work, https://www.homewyse.com/services/cost_to_install_lighting_control_system.html | 298 | Mid-Atlantic TRM V7.0, 2017 for LED High Bay fixture up to 220w | 82.76 | rate at $82.76/per labor hour assume 1 hours work, https://www.homewyse.com/services/cost_to_install_lighting_control_system.html | 149 | fixture |  | 149
Equipment | High Bay LED | One 150W High Bay LED Fixture | Weighted Existing Fluorescent High-Bay Fixture | Commercial | Turnover | Retail | FL Zone 2 | Per Fixture | 66% | 1556.669 | 548.24 | 1008.429 | 0.64781 | 15 | 0.18649 | 0.18297 | 149 | Mid-Atlantic TRM V7.0, 2017 for LED High Bay fixture up to 220w | 82.76 | rate at $82.76/per labor hour assume 1 hours work, https://www.homewyse.com/services/cost_to_install_lighting_control_system.html | 298 | Mid-Atlantic TRM V7.0, 2017 for LED High Bay fixture up to 220w | 82.76 | rate at $82.76/per labor hour assume 1 hours work, https://www.homewyse.com/services/cost_to_install_lighting_control_system.html | 149 | fixture |  | 149
Equipment | High Bay LED | One 150W High Bay LED Fixture | Weighted Existing Fluorescent High-Bay Fixture | Commercial | Turnover | Schools K-12 | FL Zone 2 | Per Fixture | 0% | 743.041 | 261.69 | 481.351 | 0.64781 | 15 | 0.089016 | 0.087335 | 149 | Mid-Atlantic TRM V7.0, 2017 for LED High Bay fixture up to 220w | 82.76 | rate at $82.76/per labor hour assume 1 hours work, https://www.homewyse.com/services/cost_to_install_lighting_control_system.html | 298 | Mid-Atlantic TRM V7.0, 2017 for LED High Bay fixture up to 220w | 82.76 | rate at $82.76/per labor hour assume 1 hours work, https://www.homewyse.com/services/cost_to_install_lighting_control_system.html | 149 | fixture |  | 149
Equipment | High Bay LED | One 150W High Bay LED Fixture | Weighted Existing Fluorescent High-Bay Fixture | Commercial | Turnover | Warehouse | FL Zone 2 | Per Fixture | 66% | 1194.363 | 420.64 | 773.7227 | 0.64781 | 15 | 0.14308 | 0.14038 | 149 | Mid-Atlantic TRM V7.0, 2017 for LED High Bay fixture up to 220w | 82.76 | rate at $82.76/per labor hour assume 1 hours work, https://www.homewyse.com/services/cost_to_install_lighting_control_system.html | 298 | Mid-Atlantic TRM V7.0, 2017 for LED High Bay fixture up to 220w | 82.76 | rate at $82.76/per labor hour assume 1 hours work, https://www.homewyse.com/services/cost_to_install_lighting_control_system.html | 149 | fixture |  | 149
Equipment | High Bay LED | One 150W High Bay LED Fixture | Weighted Existing Fluorescent High-Bay Fixture | Commercial | New | Assembly | FL Zone 2 | Per Fixture | 0% | 898.2707 | 316.36 | 581.9107 | 0.64781 | 15 | 0.10761 | 0.10558 | 149 | Mid-Atlantic TRM V7.0, 2017 for LED High Bay fixture up to 220w | 82.76 | rate at $82.76/per labor hour assume 1 hours work, https://www.homewyse.com/services/cost_to_install_lighting_control_system.html | 298 | Mid-Atlantic TRM V7.0, 2017 for LED High Bay fixture up to 220w | 82.76 | rate at $82.76/per labor hour assume 1 hours work, https://www.homewyse.com/services/cost_to_install_lighting_control_system.html | 149 | fixture |  | 149
Equipment | High Bay LED | One 150W High Bay LED Fixture | Weighted Existing Fluorescent High-Bay Fixture | Commercial | New | College and University | FL Zone 2 | Per Fixture | 0% | 1376.765 | 484.88 | 891.8853 | 0.64781 | 15 | 0.16494 | 0.16182 | 149 | Mid-Atlantic TRM V7.0, 2017 for LED High Bay fixture up to 220w | 82.76 | rate at $82.76/per labor hour assume 1 hours work, https://www.homewyse.com/services/cost_to_install_lighting_control_system.html | 298 | Mid-Atlantic TRM V7.0, 2017 for LED High Bay fixture up to 220w | 82.76 | rate at $82.76/per labor hour assume 1 hours work, https://www.homewyse.com/services/cost_to_install_lighting_control_system.html | 149 | fixture |  | 149
Equipment | High Bay LED | One 150W High Bay LED Fixture | Weighted Existing Fluorescent High-Bay Fixture | Commercial | New | Grocery | FL Zone 2 | Per Fixture | 0% | 1731.576 | 609.84 | 1121.736 | 0.64781 | 15 | 0.20744 | 0.20353 | 149 | Mid-Atlantic TRM V7.0, 2017 for LED High Bay fixture up to 220w | 82.76 | rate at $82.76/per labor hour assume 1 hours work, https://www.homewyse.com/services/cost_to_install_lighting_control_system.html | 298 | Mid-Atlantic TRM V7.0, 2017 for LED High Bay fixture up to 220w | 82.76 | rate at $82.76/per labor hour assume 1 hours work, https://www.homewyse.com/services/cost_to_install_lighting_control_system.html | 149 | fixture |  | 149
Equipment | High Bay LED | One 150W High Bay LED Fixture | Weighted Existing Fluorescent High-Bay Fixture | Commercial | New | Healthcare | FL Zone 2 | Per Fixture | 0% | 1570.412 | 553.08 | 1017.332 | 0.64781 | 15 | 0.18813 | 0.18458 | 149 | Mid-Atlantic TRM V7.0, 2017 for LED High Bay fixture up to 220w | 82.76 | rate at $82.76/per labor hour assume 1 hours work, https://www.homewyse.com/services/cost_to_install_lighting_control_system.html | 298 | Mid-Atlantic TRM V7.0, 2017 for LED High Bay fixture up to 220w | 82.76 | rate at $82.76/per labor hour assume 1 hours work, https://www.homewyse.com/services/cost_to_install_lighting_control_system.html | 149 | fixture |  | 149
Equipment | High Bay LED | One 150W High Bay LED Fixture | Weighted Existing Fluorescent High-Bay Fixture | Commercial | New | Hospitals | FL Zone 2 | Per Fixture | 0% | 2124.491 | 748.22 | 1376.271 | 0.64781 | 15 | 0.25451 | 0.24971 | 149 | Mid-Atlantic TRM V7.0, 2017 for LED High Bay fixture up to 220w | 82.76 | rate at $82.76/per labor hour assume 1 hours work, https://www.homewyse.com/services/cost_to_install_lighting_control_system.html | 298 | Mid-Atlantic TRM V7.0, 2017 for LED High Bay fixture up to 220w | 82.76 | rate at $82.76/per labor hour assume 1 hours work, https://www.homewyse.com/services/cost_to_install_lighting_control_system.html | 149 | fixture |  | 149
Equipment | High Bay LED | One 150W High Bay LED Fixture | Weighted Existing Fluorescent High-Bay Fixture | Commercial | New | Institutional | FL Zone 2 | Per Fixture | 0% | 1030.388 | 362.89 | 667.4977 | 0.64781 | 15 | 0.12344 | 0.12111 | 149 | Mid-Atlantic TRM V7.0, 2017 for LED High Bay fixture up to 220w | 82.76 | rate at $82.76/per labor hour assume 1 hours work, https://www.homewyse.com/services/cost_to_install_lighting_control_system.html | 298 | Mid-Atlantic TRM V7.0, 2017 for LED High Bay fixture up to 220w | 82.76 | rate at $82.76/per labor hour assume 1 hours work, https://www.homewyse.com/services/cost_to_install_lighting_control_system.html | 149 | fixture |  | 149
Equipment | High Bay LED | One 150W High Bay LED Fixture | Weighted Existing Fluorescent High-Bay Fixture | Commercial | New | Lodging/Hospitality | FL Zone 2 | Per Fixture | 0% | 1172.499 | 412.94 | 759.5593 | 0.64781 | 15 | 0.14047 | 0.13781 | 149 | Mid-Atlantic TRM V7.0, 2017 for LED High Bay fixture up to 220w | 82.76 | rate at $82.76/per labor hour assume 1 hours work, https://www.homewyse.com/services/cost_to_install_lighting_control_system.html | 298 | Mid-Atlantic TRM V7.0, 2017 for LED High Bay fixture up to 220w | 82.76 | rate at $82.76/per labor hour assume 1 hours work, https://www.homewyse.com/services/cost_to_install_lighting_control_system.html | 149 | fixture |  | 149
Equipment | High Bay LED | One 150W High Bay LED Fixture | Weighted Existing Fluorescent High-Bay Fixture | Commercial | New | Miscellaneous | FL Zone 2 | Per Fixture | 0% | 1376.765 | 484.88 | 891.8853 | 0.64781 | 15 | 0.16494 | 0.16182 | 149 | Mid-Atlantic TRM V7.0, 2017 for LED High Bay fixture up to 220w | 82.76 | rate at $82.76/per labor hour assume 1 hours work, https://www.homewyse.com/services/cost_to_install_lighting_control_system.html | 298 | Mid-Atlantic TRM V7.0, 2017 for LED High Bay fixture up to 220w | 82.76 | rate at $82.76/per labor hour assume 1 hours work, https://www.homewyse.com/services/cost_to_install_lighting_control_system.html | 149 | fixture |  | 149
Equipment | High Bay LED | One 150W High Bay LED Fixture | Weighted Existing Fluorescent High-Bay Fixture | Commercial | New | Offices | FL Zone 2 | Per Fixture | 0% | 1016.02 | 357.83 | 658.1903 | 0.64781 | 15 | 0.12172 | 0.11942 | 149 | Mid-Atlantic TRM V7.0, 2017 for LED High Bay fixture up to 220w | 82.76 | rate at $82.76/per labor hour assume 1 hours work, https://www.homewyse.com/services/cost_to_install_lighting_control_system.html | 298 | Mid-Atlantic TRM V7.0, 2017 for LED High Bay fixture up to 220w | 82.76 | rate at $82.76/per labor hour assume 1 hours work, https://www.homewyse.com/services/cost_to_install_lighting_control_system.html | 149 | fixture |  | 149
Equipment | High Bay LED | One 150W High Bay LED Fixture | Weighted Existing Fluorescent High-Bay Fixture | Commercial | New | Restaurants | FL Zone 2 | Per Fixture | 0% | 1048.503 | 369.27 | 679.233 | 0.64781 | 15 | 0.12561 | 0.12324 | 149 | Mid-Atlantic TRM V7.0, 2017 for LED High Bay fixture up to 220w | 82.76 | rate at $82.76/per labor hour assume 1 hours work, https://www.homewyse.com/services/cost_to_install_lighting_control_system.html | 298 | Mid-Atlantic TRM V7.0, 2017 for LED High Bay fixture up to 220w | 82.76 | rate at $82.76/per labor hour assume 1 hours work, https://www.homewyse.com/services/cost_to_install_lighting_control_system.html | 149 | fixture |  | 149
Equipment | High Bay LED | One 150W High Bay LED Fixture | Weighted Existing Fluorescent High-Bay Fixture | Commercial | New | Retail | FL Zone 2 | Per Fixture | 0% | 1556.669 | 548.24 | 1008.429 | 0.64781 | 15 | 0.18649 | 0.18297 | 149 | Mid-Atlantic TRM V7.0, 2017 for LED High Bay fixture up to 220w | 82.76 | rate at $82.76/per labor hour assume 1 hours work, https://www.homewyse.com/services/cost_to_install_lighting_control_system.html | 298 | Mid-Atlantic TRM V7.0, 2017 for LED High Bay fixture up to 220w | 82.76 | rate at $82.76/per labor hour assume 1 hours work, https://www.homewyse.com/services/cost_to_install_lighting_control_system.html | 149 | fixture |  | 149
Equipment | High Bay LED | One 150W High Bay LED Fixture | Weighted Existing Fluorescent High-Bay Fixture | Commercial | New | Schools K-12 | FL Zone 2 | Per Fixture | 0% | 743.041 | 261.69 | 481.351 | 0.64781 | 15 | 0.089016 | 0.087335 | 149 | Mid-Atlantic TRM V7.0, 2017 for LED High Bay fixture up to 220w | 82.76 | rate at $82.76/per labor hour assume 1 hours work, https://www.homewyse.com/services/cost_to_install_lighting_control_system.html | 298 | Mid-Atlantic TRM V7.0, 2017 for LED High Bay fixture up to 220w | 82.76 | rate at $82.76/per labor hour assume 1 hours work, https://www.homewyse.com/services/cost_to_install_lighting_control_system.html | 149 | fixture |  | 149
Equipment | High Bay LED | One 150W High Bay LED Fixture | Weighted Existing Fluorescent High-Bay Fixture | Commercial | New | Warehouse | FL Zone 2 | Per Fixture | 0% | 1194.363 | 420.64 | 773.7227 | 0.64781 | 15 | 0.14308 | 0.14038 | 149 | Mid-Atlantic TRM V7.0, 2017 for LED High Bay fixture up to 220w | 82.76 | rate at $82.76/per labor hour assume 1 hours work, https://www.homewyse.com/services/cost_to_install_lighting_control_system.html | 298 | Mid-Atlantic TRM V7.0, 2017 for LED High Bay fixture up to 220w | 82.76 | rate at $82.76/per labor hour assume 1 hours work, https://www.homewyse.com/services/cost_to_install_lighting_control_system.html | 149 | fixture |  | 149
Equipment | LED - 14W | 14W LED | EISA-2020 compliant baseline lamp (100W equivalent) | Commercial | Turnover | Assembly | FL Zone 2 | Per Lamp | 86% | 86.28 | 40.264 | 46.016 | 0.53333 | 15 | 0.011041 | 0.002553 | 1.49 | https://www.homedepot.com/p/EcoSmart-100-Watt-Equivalent-A19-Halogen-Light-Bulb-4-Pack-324442/302639927 | 0 | No Labor Cost | 3.37 | https://www.homedepot.com/p/EcoSmart-100-Watt-Equivalent-A19-Non-Dimmable-LED-Light-Bulb-Daylight-4-Pack-A7A19A100WUL03/303574633 | 0 | No Labor Cost | 1.88 | bulb |  | 1.88
Equipment | LED - 14W | 14W LED | EISA-2020 compliant baseline lamp (100W equivalent) | Commercial | Turnover | College and University | FL Zone 2 | Per Lamp | 86% | 132.24 | 61.712 | 70.528 | 0.53333 | 15 | 0.007169 | 0.00702 | 1.49 | https://www.homedepot.com/p/EcoSmart-100-Watt-Equivalent-A19-Halogen-Light-Bulb-4-Pack-324442/302639927 | 0 | No Labor Cost | 3.37 | https://www.homedepot.com/p/EcoSmart-100-Watt-Equivalent-A19-Non-Dimmable-LED-Light-Bulb-Daylight-4-Pack-A7A19A100WUL03/303574633 | 0 | No Labor Cost | 1.88 | bulb |  | 1.88
Equipment | LED - 14W | 14W LED | EISA-2020 compliant baseline lamp (100W equivalent) | Commercial | Turnover | Grocery | FL Zone 2 | Per Lamp | 86% | 166.32 | 77.616 | 88.704 | 0.53333 | 15 | 0.021364 | 5.78e-06 | 1.49 | https://www.homedepot.com/p/EcoSmart-100-Watt-Equivalent-A19-Halogen-Light-Bulb-4-Pack-324442/302639927 | 0 | No Labor Cost | 3.37 | https://www.homedepot.com/p/EcoSmart-100-Watt-Equivalent-A19-Non-Dimmable-LED-Light-Bulb-Daylight-4-Pack-A7A19A100WUL03/303574633 | 0 | No Labor Cost | 1.88 | bulb |  | 1.88
Equipment | LED - 14W | 14W LED | EISA-2020 compliant baseline lamp (100W equivalent) | Commercial | Turnover | Healthcare | FL Zone 2 | Per Lamp | 86% | 150.84 | 70.392 | 80.448 | 0.53333 | 15 | 0.019302 | 0.004463 | 1.49 | https://www.homedepot.com/p/EcoSmart-100-Watt-Equivalent-A19-Halogen-Light-Bulb-4-Pack-324442/302639927 | 0 | No Labor Cost | 3.37 | https://www.homedepot.com/p/EcoSmart-100-Watt-Equivalent-A19-Non-Dimmable-LED-Light-Bulb-Daylight-4-Pack-A7A19A100WUL03/303574633 | 0 | No Labor Cost | 1.88 | bulb |  | 1.88
Equipment | LED - 14W | 14W LED | EISA-2020 compliant baseline lamp (100W equivalent) | Commercial | Turnover | Hospitals | FL Zone 2 | Per Lamp | 86% | 204.06 | 95.228 | 108.832 | 0.53333 | 15 | 0.011062 | 0.010833 | 1.49 | https://www.homedepot.com/p/EcoSmart-100-Watt-Equivalent-A19-Halogen-Light-Bulb-4-Pack-324442/302639927 | 0 | No Labor Cost | 3.37 | https://www.homedepot.com/p/EcoSmart-100-Watt-Equivalent-A19-Non-Dimmable-LED-Light-Bulb-Daylight-4-Pack-A7A19A100WUL03/303574633 | 0 | No Labor Cost | 1.88 | bulb |  | 1.88
Equipment | LED - 14W | 14W LED | EISA-2020 compliant baseline lamp (100W equivalent) | Commercial | Turnover | Institutional | FL Zone 2 | Per Lamp | 86% | 98.97 | 46.186 | 52.784 | 0.53333 | 15 | 0.012665 | 0.002928 | 1.49 | https://www.homedepot.com/p/EcoSmart-100-Watt-Equivalent-A19-Halogen-Light-Bulb-4-Pack-324442/302639927 | 0 | No Labor Cost | 3.37 | https://www.homedepot.com/p/EcoSmart-100-Watt-Equivalent-A19-Non-Dimmable-LED-Light-Bulb-Daylight-4-Pack-A7A19A100WUL03/303574633 | 0 | No Labor Cost | 1.88 | bulb |  | 1.88
Equipment | LED - 14W | 14W LED | EISA-2020 compliant baseline lamp (100W equivalent) | Commercial | Turnover | Lodging/Hospitality | FL Zone 2 | Per Lamp | 86% | 112.62 | 52.556 | 60.064 | 0.53333 | 15 | 0.014466 | 3.92e-06 | 1.49 | https://www.homedepot.com/p/EcoSmart-100-Watt-Equivalent-A19-Halogen-Light-Bulb-4-Pack-324442/302639927 | 0 | No Labor Cost | 3.37 | https://www.homedepot.com/p/EcoSmart-100-Watt-Equivalent-A19-Non-Dimmable-LED-Light-Bulb-Daylight-4-Pack-A7A19A100WUL03/303574633 | 0 | No Labor Cost | 1.88 | bulb |  | 1.88
Equipment | LED - 14W | 14W LED | EISA-2020 compliant baseline lamp (100W equivalent) | Commercial | Turnover | Miscellaneous | FL Zone 2 | Per Lamp | 86% | 132.24 | 61.712 | 70.528 | 0.53333 | 15 | 0.016922 | 0.003913 | 1.49 | https://www.homedepot.com/p/EcoSmart-100-Watt-Equivalent-A19-Halogen-Light-Bulb-4-Pack-324442/302639927 | 0 | No Labor Cost | 3.37 | https://www.homedepot.com/p/EcoSmart-100-Watt-Equivalent-A19-Non-Dimmable-LED-Light-Bulb-Daylight-4-Pack-A7A19A100WUL03/303574633 | 0 | No Labor Cost | 1.88 | bulb |  | 1.88
Equipment | LED - 14W | 14W LED | EISA-2020 compliant baseline lamp (100W equivalent) | Commercial | Turnover | Offices | FL Zone 2 | Per Lamp | 86% | 97.59 | 45.542 | 52.048 | 0.53333 | 15 | 0.012488 | 0.002887 | 1.49 | https://www.homedepot.com/p/EcoSmart-100-Watt-Equivalent-A19-Halogen-Light-Bulb-4-Pack-324442/302639927 | 0 | No Labor Cost | 3.37 | https://www.homedepot.com/p/EcoSmart-100-Watt-Equivalent-A19-Non-Dimmable-LED-Light-Bulb-Daylight-4-Pack-A7A19A100WUL03/303574633 | 0 | No Labor Cost | 1.88 | bulb |  | 1.88
Equipment | LED - 14W | 14W LED | EISA-2020 compliant baseline lamp (100W equivalent) | Commercial | Turnover | Restaurants | FL Zone 2 | Per Lamp | 62% | 100.71 | 46.998 | 53.712 | 0.53333 | 15 | 0.012937 | 3.5e-06 | 1.49 | https://www.homedepot.com/p/EcoSmart-100-Watt-Equivalent-A19-Halogen-Light-Bulb-4-Pack-324442/302639927 | 0 | No Labor Cost | 3.37 | https://www.homedepot.com/p/EcoSmart-100-Watt-Equivalent-A19-Non-Dimmable-LED-Light-Bulb-Daylight-4-Pack-A7A19A100WUL03/303574633 | 0 | No Labor Cost | 1.88 | bulb |  | 1.88
Equipment | LED - 14W | 14W LED | EISA-2020 compliant baseline lamp (100W equivalent) | Commercial | Turnover | Retail | FL Zone 2 | Per Lamp | 62% | 149.52 | 69.776 | 79.744 | 0.53333 | 15 | 0.019206 | 5.2e-06 | 1.49 | https://www.homedepot.com/p/EcoSmart-100-Watt-Equivalent-A19-Halogen-Light-Bulb-4-Pack-324442/302639927 | 0 | No Labor Cost | 3.37 | https://www.homedepot.com/p/EcoSmart-100-Watt-Equivalent-A19-Non-Dimmable-LED-Light-Bulb-Daylight-4-Pack-A7A19A100WUL03/303574633 | 0 | No Labor Cost | 1.88 | bulb |  | 1.88
Equipment | LED - 14W | 14W LED | EISA-2020 compliant baseline lamp (100W equivalent) | Commercial | Turnover | Schools K-12 | FL Zone 2 | Per Lamp | 86% | 71.37 | 33.306 | 38.064 | 0.53333 | 15 | 0.009133 | 0.002112 | 1.49 | https://www.homedepot.com/p/EcoSmart-100-Watt-Equivalent-A19-Halogen-Light-Bulb-4-Pack-324442/302639927 | 0 | No Labor Cost | 3.37 | https://www.homedepot.com/p/EcoSmart-100-Watt-Equivalent-A19-Non-Dimmable-LED-Light-Bulb-Daylight-4-Pack-A7A19A100WUL03/303574633 | 0 | No Labor Cost | 1.88 | bulb |  | 1.88
Equipment | LED - 14W | 14W LED | EISA-2020 compliant baseline lamp (100W equivalent) | Commercial | Turnover | Warehouse | FL Zone 2 | Per Lamp | 86% | 114.72 | 53.536 | 61.184 | 0.53333 | 15 | 0.01468 | 0.003394 | 1.49 | https://www.homedepot.com/p/EcoSmart-100-Watt-Equivalent-A19-Halogen-Light-Bulb-4-Pack-324442/302639927 | 0 | No Labor Cost | 3.37 | https://www.homedepot.com/p/EcoSmart-100-Watt-Equivalent-A19-Non-Dimmable-LED-Light-Bulb-Daylight-4-Pack-A7A19A100WUL03/303574633 | 0 | No Labor Cost | 1.88 | bulb |  | 1.88
Equipment | LED - 14W | 14W LED | EISA-2020 compliant baseline lamp (100W equivalent) | Commercial | New | Assembly | FL Zone 2 | Per Lamp | 0% | 86.28 | 40.264 | 46.016 | 0.53333 | 15 | 0.011041 | 0.002553 | 1.49 | https://www.homedepot.com/p/EcoSmart-100-Watt-Equivalent-A19-Halogen-Light-Bulb-4-Pack-324442/302639927 | 0 | No Labor Cost | 3.37 | https://www.homedepot.com/p/EcoSmart-100-Watt-Equivalent-A19-Non-Dimmable-LED-Light-Bulb-Daylight-4-Pack-A7A19A100WUL03/303574633 | 0 | No Labor Cost | 1.88 | bulb |  | 1.88
Equipment | LED - 14W | 14W LED | EISA-2020 compliant baseline lamp (100W equivalent) | Commercial | New | College and University | FL Zone 2 | Per Lamp | 0% | 132.24 | 61.712 | 70.528 | 0.53333 | 15 | 0.007169 | 0.00702 | 1.49 | https://www.homedepot.com/p/EcoSmart-100-Watt-Equivalent-A19-Halogen-Light-Bulb-4-Pack-324442/302639927 | 0 | No Labor Cost | 3.37 | https://www.homedepot.com/p/EcoSmart-100-Watt-Equivalent-A19-Non-Dimmable-LED-Light-Bulb-Daylight-4-Pack-A7A19A100WUL03/303574633 | 0 | No Labor Cost | 1.88 | bulb |  | 1.88
Equipment | LED - 14W | 14W LED | EISA-2020 compliant baseline lamp (100W equivalent) | Commercial | New | Grocery | FL Zone 2 | Per Lamp | 0% | 166.32 | 77.616 | 88.704 | 0.53333 | 15 | 0.021364 | 5.78e-06 | 1.49 | https://www.homedepot.com/p/EcoSmart-100-Watt-Equivalent-A19-Halogen-Light-Bulb-4-Pack-324442/302639927 | 0 | No Labor Cost | 3.37 | https://www.homedepot.com/p/EcoSmart-100-Watt-Equivalent-A19-Non-Dimmable-LED-Light-Bulb-Daylight-4-Pack-A7A19A100WUL03/303574633 | 0 | No Labor Cost | 1.88 | bulb |  | 1.88
Equipment | LED - 14W | 14W LED | EISA-2020 compliant baseline lamp (100W equivalent) | Commercial | New | Healthcare | FL Zone 2 | Per Lamp | 0% | 150.84 | 70.392 | 80.448 | 0.53333 | 15 | 0.019302 | 0.004463 | 1.49 | https://www.homedepot.com/p/EcoSmart-100-Watt-Equivalent-A19-Halogen-Light-Bulb-4-Pack-324442/302639927 | 0 | No Labor Cost | 3.37 | https://www.homedepot.com/p/EcoSmart-100-Watt-Equivalent-A19-Non-Dimmable-LED-Light-Bulb-Daylight-4-Pack-A7A19A100WUL03/303574633 | 0 | No Labor Cost | 1.88 | bulb |  | 1.88
Equipment | LED - 14W | 14W LED | EISA-2020 compliant baseline lamp (100W equivalent) | Commercial | New | Hospitals | FL Zone 2 | Per Lamp | 0% | 204.06 | 95.228 | 108.832 | 0.53333 | 15 | 0.011062 | 0.010833 | 1.49 | https://www.homedepot.com/p/EcoSmart-100-Watt-Equivalent-A19-Halogen-Light-Bulb-4-Pack-324442/302639927 | 0 | No Labor Cost | 3.37 | https://www.homedepot.com/p/EcoSmart-100-Watt-Equivalent-A19-Non-Dimmable-LED-Light-Bulb-Daylight-4-Pack-A7A19A100WUL03/303574633 | 0 | No Labor Cost | 1.88 | bulb |  | 1.88
Equipment | LED - 14W | 14W LED | EISA-2020 compliant baseline lamp (100W equivalent) | Commercial | New | Institutional | FL Zone 2 | Per Lamp | 0% | 98.97 | 46.186 | 52.784 | 0.53333 | 15 | 0.012665 | 0.002928 | 1.49 | https://www.homedepot.com/p/EcoSmart-100-Watt-Equivalent-A19-Halogen-Light-Bulb-4-Pack-324442/302639927 | 0 | No Labor Cost | 3.37 | https://www.homedepot.com/p/EcoSmart-100-Watt-Equivalent-A19-Non-Dimmable-LED-Light-Bulb-Daylight-4-Pack-A7A19A100WUL03/303574633 | 0 | No Labor Cost | 1.88 | bulb |  | 1.88
Equipment | LED - 14W | 14W LED | EISA-2020 compliant baseline lamp (100W equivalent) | Commercial | New | Lodging/Hospitality | FL Zone 2 | Per Lamp | 0% | 112.62 | 52.556 | 60.064 | 0.53333 | 15 | 0.014466 | 3.92e-06 | 1.49 | https://www.homedepot.com/p/EcoSmart-100-Watt-Equivalent-A19-Halogen-Light-Bulb-4-Pack-324442/302639927 | 0 | No Labor Cost | 3.37 | https://www.homedepot.com/p/EcoSmart-100-Watt-Equivalent-A19-Non-Dimmable-LED-Light-Bulb-Daylight-4-Pack-A7A19A100WUL03/303574633 | 0 | No Labor Cost | 1.88 | bulb |  | 1.88
Equipment | LED - 14W | 14W LED | EISA-2020 compliant baseline lamp (100W equivalent) | Commercial | New | Miscellaneous | FL Zone 2 | Per Lamp | 0% | 132.24 | 61.712 | 70.528 | 0.53333 | 15 | 0.016922 | 0.003913 | 1.49 | https://www.homedepot.com/p/EcoSmart-100-Watt-Equivalent-A19-Halogen-Light-Bulb-4-Pack-324442/302639927 | 0 | No Labor Cost | 3.37 | https://www.homedepot.com/p/EcoSmart-100-Watt-Equivalent-A19-Non-Dimmable-LED-Light-Bulb-Daylight-4-Pack-A7A19A100WUL03/303574633 | 0 | No Labor Cost | 1.88 | bulb |  | 1.88
Equipment | LED - 14W | 14W LED | EISA-2020 compliant baseline lamp (100W equivalent) | Commercial | New | Offices | FL Zone 2 | Per Lamp | 0% | 97.59 | 45.542 | 52.048 | 0.53333 | 15 | 0.012488 | 0.002887 | 1.49 | https://www.homedepot.com/p/EcoSmart-100-Watt-Equivalent-A19-Halogen-Light-Bulb-4-Pack-324442/302639927 | 0 | No Labor Cost | 3.37 | https://www.homedepot.com/p/EcoSmart-100-Watt-Equivalent-A19-Non-Dimmable-LED-Light-Bulb-Daylight-4-Pack-A7A19A100WUL03/303574633 | 0 | No Labor Cost | 1.88 | bulb |  | 1.88
Equipment | LED - 14W | 14W LED | EISA-2020 compliant baseline lamp (100W equivalent) | Commercial | New | Restaurants | FL Zone 2 | Per Lamp | 0% | 100.71 | 46.998 | 53.712 | 0.53333 | 15 | 0.012937 | 3.5e-06 | 1.49 | https://www.homedepot.com/p/EcoSmart-100-Watt-Equivalent-A19-Halogen-Light-Bulb-4-Pack-324442/302639927 | 0 | No Labor Cost | 3.37 | https://www.homedepot.com/p/EcoSmart-100-Watt-Equivalent-A19-Non-Dimmable-LED-Light-Bulb-Daylight-4-Pack-A7A19A100WUL03/303574633 | 0 | No Labor Cost | 1.88 | bulb |  | 1.88
Equipment | LED - 14W | 14W LED | EISA-2020 compliant baseline lamp (100W equivalent) | Commercial | New | Retail | FL Zone 2 | Per Lamp | 0% | 149.52 | 69.776 | 79.744 | 0.53333 | 15 | 0.019206 | 5.2e-06 | 1.49 | https://www.homedepot.com/p/EcoSmart-100-Watt-Equivalent-A19-Halogen-Light-Bulb-4-Pack-324442/302639927 | 0 | No Labor Cost | 3.37 | https://www.homedepot.com/p/EcoSmart-100-Watt-Equivalent-A19-Non-Dimmable-LED-Light-Bulb-Daylight-4-Pack-A7A19A100WUL03/303574633 | 0 | No Labor Cost | 1.88 | bulb |  | 1.88
Equipment | LED - 14W | 14W LED | EISA-2020 compliant baseline lamp (100W equivalent) | Commercial | New | Schools K-12 | FL Zone 2 | Per Lamp | 0% | 71.37 | 33.306 | 38.064 | 0.53333 | 15 | 0.009133 | 0.002112 | 1.49 | https://www.homedepot.com/p/EcoSmart-100-Watt-Equivalent-A19-Halogen-Light-Bulb-4-Pack-324442/302639927 | 0 | No Labor Cost | 3.37 | https://www.homedepot.com/p/EcoSmart-100-Watt-Equivalent-A19-Non-Dimmable-LED-Light-Bulb-Daylight-4-Pack-A7A19A100WUL03/303574633 | 0 | No Labor Cost | 1.88 | bulb |  | 1.88
Equipment | LED - 14W | 14W LED | EISA-2020 compliant baseline lamp (100W equivalent) | Commercial | New | Warehouse | FL Zone 2 | Per Lamp | 0% | 114.72 | 53.536 | 61.184 | 0.53333 | 15 | 0.01468 | 0.003394 | 1.49 | https://www.homedepot.com/p/EcoSmart-100-Watt-Equivalent-A19-Halogen-Light-Bulb-4-Pack-324442/302639927 | 0 | No Labor Cost | 3.37 | https://www.homedepot.com/p/EcoSmart-100-Watt-Equivalent-A19-Non-Dimmable-LED-Light-Bulb-Daylight-4-Pack-A7A19A100WUL03/303574633 | 0 | No Labor Cost | 1.88 | bulb |  | 1.88
Equipment | LED Display Lighting (Interior) | One Letter of LED Signage, < 2ft in Height | One Letter of Neon or Argon-mercury Signage, < 2ft in Height | Commercial | Turnover | Assembly | FL Zone 2 | Per Fixture | 2% | 310.608 | 40.264 | 270.344 | 0.87037 | 15 | 0.066388 | 0.014997 | 295 | Market Research, 2014, Grainger | 0 | 0 | 330 | Pennsylvania Public Utility Commission 2013 Incremental Cost Database | 0 | 0 | 35 | fixture |  | 35
Equipment | LED Display Lighting (Interior) | One Letter of LED Signage, < 2ft in Height | One Letter of Neon or Argon-mercury Signage, < 2ft in Height | Commercial | Turnover | College and University | FL Zone 2 | Per Fixture | 2% | 476.064 | 61.712 | 414.352 | 0.87037 | 15 | 0.043517 | 0.04079 | 295 | Market Research, 2014, Grainger | 0 | 0 | 330 | Pennsylvania Public Utility Commission 2013 Incremental Cost Database | 0 | 0 | 35 | fixture |  | 35
Equipment | LED Display Lighting (Interior) | One Letter of LED Signage, < 2ft in Height | One Letter of Neon or Argon-mercury Signage, < 2ft in Height | Commercial | Turnover | Grocery | FL Zone 2 | Per Fixture | 2% | 598.752 | 77.616 | 521.136 | 0.87037 | 15 | 0.1264 | 9.1e-06 | 295 | Market Research, 2014, Grainger | 0 | 0 | 330 | Pennsylvania Public Utility Commission 2013 Incremental Cost Database | 0 | 0 | 35 | fixture |  | 35
Equipment | LED Display Lighting (Interior) | One Letter of LED Signage, < 2ft in Height | One Letter of Neon or Argon-mercury Signage, < 2ft in Height | Commercial | Turnover | Healthcare | FL Zone 2 | Per Fixture | 2% | 543.024 | 70.392 | 472.632 | 0.87037 | 15 | 0.11606 | 0.026219 | 295 | Market Research, 2014, Grainger | 0 | 0 | 330 | Pennsylvania Public Utility Commission 2013 Incremental Cost Database | 0 | 0 | 35 | fixture |  | 35
Equipment | LED Display Lighting (Interior) | One Letter of LED Signage, < 2ft in Height | One Letter of Neon or Argon-mercury Signage, < 2ft in Height | Commercial | Turnover | Hospitals | FL Zone 2 | Per Fixture | 2% | 734.616 | 95.228 | 639.388 | 0.87037 | 15 | 0.067152 | 0.062943 | 295 | Market Research, 2014, Grainger | 0 | 0 | 330 | Pennsylvania Public Utility Commission 2013 Incremental Cost Database | 0 | 0 | 35 | fixture |  | 35
Equipment | LED Display Lighting (Interior) | One Letter of LED Signage, < 2ft in Height | One Letter of Neon or Argon-mercury Signage, < 2ft in Height | Commercial | Turnover | Institutional | FL Zone 2 | Per Fixture | 2% | 356.292 | 46.186 | 310.106 | 0.87037 | 15 | 0.076152 | 0.017203 | 295 | Market Research, 2014, Grainger | 0 | 0 | 330 | Pennsylvania Public Utility Commission 2013 Incremental Cost Database | 0 | 0 | 35 | fixture |  | 35
Equipment | LED Display Lighting (Interior) | One Letter of LED Signage, < 2ft in Height | One Letter of Neon or Argon-mercury Signage, < 2ft in Height | Commercial | Turnover | Lodging/Hospitality | FL Zone 2 | Per Fixture | 2% | 405.432 | 52.556 | 352.876 | 0.87037 | 15 | 0.085589 | 6.16e-06 | 295 | Market Research, 2014, Grainger | 0 | 0 | 330 | Pennsylvania Public Utility Commission 2013 Incremental Cost Database | 0 | 0 | 35 | fixture |  | 35
Equipment | LED Display Lighting (Interior) | One Letter of LED Signage, < 2ft in Height | One Letter of Neon or Argon-mercury Signage, < 2ft in Height | Commercial | Turnover | Miscellaneous | FL Zone 2 | Per Fixture | 2% | 476.064 | 61.712 | 414.352 | 0.87037 | 15 | 0.10175 | 0.022986 | 295 | Market Research, 2014, Grainger | 0 | 0 | 330 | Pennsylvania Public Utility Commission 2013 Incremental Cost Database | 0 | 0 | 35 | fixture |  | 35
Equipment | LED Display Lighting (Interior) | One Letter of LED Signage, < 2ft in Height | One Letter of Neon or Argon-mercury Signage, < 2ft in Height | Commercial | Turnover | Offices | FL Zone 2 | Per Fixture | 2% | 351.324 | 45.542 | 305.782 | 0.87037 | 15 | 0.07509 | 0.016963 | 295 | Market Research, 2014, Grainger | 0 | 0 | 330 | Pennsylvania Public Utility Commission 2013 Incremental Cost Database | 0 | 0 | 35 | fixture |  | 35
Equipment | LED Display Lighting (Interior) | One Letter of LED Signage, < 2ft in Height | One Letter of Neon or Argon-mercury Signage, < 2ft in Height | Commercial | Turnover | Restaurants | FL Zone 2 | Per Fixture | 2% | 362.556 | 46.998 | 315.558 | 0.87037 | 15 | 0.076537 | 5.51e-06 | 295 | Market Research, 2014, Grainger | 0 | 0 | 330 | Pennsylvania Public Utility Commission 2013 Incremental Cost Database | 0 | 0 | 35 | fixture |  | 35
Equipment | LED Display Lighting (Interior) | One Letter of LED Signage, < 2ft in Height | One Letter of Neon or Argon-mercury Signage, < 2ft in Height | Commercial | Turnover | Retail | FL Zone 2 | Per Fixture | 2% | 538.272 | 69.776 | 468.496 | 0.87037 | 15 | 0.11363 | 8.18e-06 | 295 | Market Research, 2014, Grainger | 0 | 0 | 330 | Pennsylvania Public Utility Commission 2013 Incremental Cost Database | 0 | 0 | 35 | fixture |  | 35
Equipment | LED Display Lighting (Interior) | One Letter of LED Signage, < 2ft in Height | One Letter of Neon or Argon-mercury Signage, < 2ft in Height | Commercial | Turnover | Schools K-12 | FL Zone 2 | Per Fixture | 2% | 256.932 | 33.306 | 223.626 | 0.87037 | 15 | 0.054915 | 0.012405 | 295 | Market Research, 2014, Grainger | 0 | 0 | 330 | Pennsylvania Public Utility Commission 2013 Incremental Cost Database | 0 | 0 | 35 | fixture |  | 35
Equipment | LED Display Lighting (Interior) | One Letter of LED Signage, < 2ft in Height | One Letter of Neon or Argon-mercury Signage, < 2ft in Height | Commercial | Turnover | Warehouse | FL Zone 2 | Per Fixture | 2% | 412.992 | 53.536 | 359.456 | 0.87037 | 15 | 0.08827 | 0.01994 | 295 | Market Research, 2014, Grainger | 0 | 0 | 330 | Pennsylvania Public Utility Commission 2013 Incremental Cost Database | 0 | 0 | 35 | fixture |  | 35
Equipment | LED Display Lighting (Interior) | One Letter of LED Signage, < 2ft in Height | One Letter of Neon or Argon-mercury Signage, < 2ft in Height | Commercial | New | Assembly | FL Zone 2 | Per Fixture | 0% | 310.608 | 40.264 | 270.344 | 0.87037 | 15 | 0.066388 | 0.014997 | 295 | Market Research, 2014, Grainger | 0 | 0 | 330 | Pennsylvania Public Utility Commission 2013 Incremental Cost Database | 0 | 0 | 35 | fixture |  | 35
Equipment | LED Display Lighting (Interior) | One Letter of LED Signage, < 2ft in Height | One Letter of Neon or Argon-mercury Signage, < 2ft in Height | Commercial | New | College and University | FL Zone 2 | Per Fixture | 0% | 476.064 | 61.712 | 414.352 | 0.87037 | 15 | 0.043517 | 0.04079 | 295 | Market Research, 2014, Grainger | 0 | 0 | 330 | Pennsylvania Public Utility Commission 2013 Incremental Cost Database | 0 | 0 | 35 | fixture |  | 35
Equipment | LED Display Lighting (Interior) | One Letter of LED Signage, < 2ft in Height | One Letter of Neon or Argon-mercury Signage, < 2ft in Height | Commercial | New | Grocery | FL Zone 2 | Per Fixture | 0% | 598.752 | 77.616 | 521.136 | 0.87037 | 15 | 0.1264 | 9.1e-06 | 295 | Market Research, 2014, Grainger | 0 | 0 | 330 | Pennsylvania Public Utility Commission 2013 Incremental Cost Database | 0 | 0 | 35 | fixture |  | 35
Equipment | LED Display Lighting (Interior) | One Letter of LED Signage, < 2ft in Height | One Letter of Neon or Argon-mercury Signage, < 2ft in Height | Commercial | New | Healthcare | FL Zone 2 | Per Fixture | 0% | 543.024 | 70.392 | 472.632 | 0.87037 | 15 | 0.11606 | 0.026219 | 295 | Market Research, 2014, Grainger | 0 | 0 | 330 | Pennsylvania Public Utility Commission 2013 Incremental Cost Database | 0 | 0 | 35 | fixture |  | 35
Equipment | LED Display Lighting (Interior) | One Letter of LED Signage, < 2ft in Height | One Letter of Neon or Argon-mercury Signage, < 2ft in Height | Commercial | New | Hospitals | FL Zone 2 | Per Fixture | 0% | 734.616 | 95.228 | 639.388 | 0.87037 | 15 | 0.067152 | 0.062943 | 295 | Market Research, 2014, Grainger | 0 | 0 | 330 | Pennsylvania Public Utility Commission 2013 Incremental Cost Database | 0 | 0 | 35 | fixture |  | 35
Equipment | LED Display Lighting (Interior) | One Letter of LED Signage, < 2ft in Height | One Letter of Neon or Argon-mercury Signage, < 2ft in Height | Commercial | New | Institutional | FL Zone 2 | Per Fixture | 0% | 356.292 | 46.186 | 310.106 | 0.87037 | 15 | 0.076152 | 0.017203 | 295 | Market Research, 2014, Grainger | 0 | 0 | 330 | Pennsylvania Public Utility Commission 2013 Incremental Cost Database | 0 | 0 | 35 | fixture |  | 35
Equipment | LED Display Lighting (Interior) | One Letter of LED Signage, < 2ft in Height | One Letter of Neon or Argon-mercury Signage, < 2ft in Height | Commercial | New | Lodging/Hospitality | FL Zone 2 | Per Fixture | 0% | 405.432 | 52.556 | 352.876 | 0.87037 | 15 | 0.085589 | 6.16e-06 | 295 | Market Research, 2014, Grainger | 0 | 0 | 330 | Pennsylvania Public Utility Commission 2013 Incremental Cost Database | 0 | 0 | 35 | fixture |  | 35
Equipment | LED Display Lighting (Interior) | One Letter of LED Signage, < 2ft in Height | One Letter of Neon or Argon-mercury Signage, < 2ft in Height | Commercial | New | Miscellaneous | FL Zone 2 | Per Fixture | 0% | 476.064 | 61.712 | 414.352 | 0.87037 | 15 | 0.10175 | 0.022986 | 295 | Market Research, 2014, Grainger | 0 | 0 | 330 | Pennsylvania Public Utility Commission 2013 Incremental Cost Database | 0 | 0 | 35 | fixture |  | 35
Equipment | LED Display Lighting (Interior) | One Letter of LED Signage, < 2ft in Height | One Letter of Neon or Argon-mercury Signage, < 2ft in Height | Commercial | New | Offices | FL Zone 2 | Per Fixture | 0% | 351.324 | 45.542 | 305.782 | 0.87037 | 15 | 0.07509 | 0.016963 | 295 | Market Research, 2014, Grainger | 0 | 0 | 330 | Pennsylvania Public Utility Commission 2013 Incremental Cost Database | 0 | 0 | 35 | fixture |  | 35
Equipment | LED Display Lighting (Interior) | One Letter of LED Signage, < 2ft in Height | One Letter of Neon or Argon-mercury Signage, < 2ft in Height | Commercial | New | Restaurants | FL Zone 2 | Per Fixture | 0% | 362.556 | 46.998 | 315.558 | 0.87037 | 15 | 0.076537 | 5.51e-06 | 295 | Market Research, 2014, Grainger | 0 | 0 | 330 | Pennsylvania Public Utility Commission 2013 Incremental Cost Database | 0 | 0 | 35 | fixture |  | 35
Equipment | LED Display Lighting (Interior) | One Letter of LED Signage, < 2ft in Height | One Letter of Neon or Argon-mercury Signage, < 2ft in Height | Commercial | New | Retail | FL Zone 2 | Per Fixture | 0% | 538.272 | 69.776 | 468.496 | 0.87037 | 15 | 0.11363 | 8.18e-06 | 295 | Market Research, 2014, Grainger | 0 | 0 | 330 | Pennsylvania Public Utility Commission 2013 Incremental Cost Database | 0 | 0 | 35 | fixture |  | 35
Equipment | LED Display Lighting (Interior) | One Letter of LED Signage, < 2ft in Height | One Letter of Neon or Argon-mercury Signage, < 2ft in Height | Commercial | New | Schools K-12 | FL Zone 2 | Per Fixture | 0% | 256.932 | 33.306 | 223.626 | 0.87037 | 15 | 0.054915 | 0.012405 | 295 | Market Research, 2014, Grainger | 0 | 0 | 330 | Pennsylvania Public Utility Commission 2013 Incremental Cost Database | 0 | 0 | 35 | fixture |  | 35
Equipment | LED Display Lighting (Interior) | One Letter of LED Signage, < 2ft in Height | One Letter of Neon or Argon-mercury Signage, < 2ft in Height | Commercial | New | Warehouse | FL Zone 2 | Per Fixture | 0% | 412.992 | 53.536 | 359.456 | 0.87037 | 15 | 0.08827 | 0.01994 | 295 | Market Research, 2014, Grainger | 0 | 0 | 330 | Pennsylvania Public Utility Commission 2013 Incremental Cost Database | 0 | 0 | 35 | fixture |  | 35
Equipment | LED Linear - Fixture Replacement | 2x4 LED Troffer | Lumen-Equivalent 32-Watt T8 Fixture | Commercial | Turnover | Assembly | FL Zone 2 | Per Unit | 24% | 485.929 | 241.584 | 244.345 | 0.50284 | 15 | 0.05923 | 0.01355 | 15 | Mid-Atlantic TRM V7.0, 2017 for New LED linear recessed troffer/panel | 41.38 | rate at $82.76/per labor hour assume 0.5 hours work, https://www.homewyse.com/services/cost_to_install_lighting_control_system.html | 35 | Mid-Atlantic TRM V7.0, 2017 for New LED linear recessed troffer/panel | 41.38 | rate at $82.76/per labor hour assume 0.5 hours work, https://www.homewyse.com/services/cost_to_install_lighting_control_system.html | 20 | fixture |  | 20
Equipment | LED Linear - Fixture Replacement | 2x4 LED Troffer | Lumen-Equivalent 32-Watt T8 Fixture | Commercial | Turnover | College and University | FL Zone 2 | Per Unit | 24% | 744.7757 | 370.272 | 374.5037 | 0.50284 | 15 | 0.039245 | 0.036402 | 15 | Mid-Atlantic TRM V7.0, 2017 for New LED linear recessed troffer/panel | 41.38 | rate at $82.76/per labor hour assume 0.5 hours work, https://www.homewyse.com/services/cost_to_install_lighting_control_system.html | 35 | Mid-Atlantic TRM V7.0, 2017 for New LED linear recessed troffer/panel | 41.38 | rate at $82.76/per labor hour assume 0.5 hours work, https://www.homewyse.com/services/cost_to_install_lighting_control_system.html | 20 | fixture |  | 20
Equipment | LED Linear - Fixture Replacement | 2x4 LED Troffer | Lumen-Equivalent 32-Watt T8 Fixture | Commercial | Turnover | Grocery | FL Zone 2 | Per Unit | 24% | 936.7142 | 465.696 | 471.0182 | 0.50284 | 15 | 0.11487 | 6.29e-06 | 15 | Mid-Atlantic TRM V7.0, 2017 for New LED linear recessed troffer/panel | 41.38 | rate at $82.76/per labor hour assume 0.5 hours work, https://www.homewyse.com/services/cost_to_install_lighting_control_system.html | 35 | Mid-Atlantic TRM V7.0, 2017 for New LED linear recessed troffer/panel | 41.38 | rate at $82.76/per labor hour assume 0.5 hours work, https://www.homewyse.com/services/cost_to_install_lighting_control_system.html | 20 | fixture |  | 20
Equipment | LED Linear - Fixture Replacement | 2x4 LED Troffer | Lumen-Equivalent 32-Watt T8 Fixture | Commercial | Turnover | Healthcare | FL Zone 2 | Per Unit | 24% | 849.5309 | 422.352 | 427.1789 | 0.50284 | 15 | 0.10355 | 0.023688 | 15 | Mid-Atlantic TRM V7.0, 2017 for New LED linear recessed troffer/panel | 41.38 | rate at $82.76/per labor hour assume 0.5 hours work, https://www.homewyse.com/services/cost_to_install_lighting_control_system.html | 35 | Mid-Atlantic TRM V7.0, 2017 for New LED linear recessed troffer/panel | 41.38 | rate at $82.76/per labor hour assume 0.5 hours work, https://www.homewyse.com/services/cost_to_install_lighting_control_system.html | 20 | fixture |  | 20
Equipment | LED Linear - Fixture Replacement | 2x4 LED Troffer | Lumen-Equivalent 32-Watt T8 Fixture | Commercial | Turnover | Hospitals | FL Zone 2 | Per Unit | 24% | 1149.266 | 571.368 | 577.8979 | 0.50284 | 15 | 0.060559 | 0.056172 | 15 | Mid-Atlantic TRM V7.0, 2017 for New LED linear recessed troffer/panel | 41.38 | rate at $82.76/per labor hour assume 0.5 hours work, https://www.homewyse.com/services/cost_to_install_lighting_control_system.html | 35 | Mid-Atlantic TRM V7.0, 2017 for New LED linear recessed troffer/panel | 41.38 | rate at $82.76/per labor hour assume 0.5 hours work, https://www.homewyse.com/services/cost_to_install_lighting_control_system.html | 20 | fixture |  | 20
Equipment | LED Linear - Fixture Replacement | 2x4 LED Troffer | Lumen-Equivalent 32-Watt T8 Fixture | Commercial | Turnover | Institutional | FL Zone 2 | Per Unit | 24% | 557.399 | 277.116 | 280.283 | 0.50284 | 15 | 0.067942 | 0.015543 | 15 | Mid-Atlantic TRM V7.0, 2017 for New LED linear recessed troffer/panel | 41.38 | rate at $82.76/per labor hour assume 0.5 hours work, https://www.homewyse.com/services/cost_to_install_lighting_control_system.html | 35 | Mid-Atlantic TRM V7.0, 2017 for New LED linear recessed troffer/panel | 41.38 | rate at $82.76/per labor hour assume 0.5 hours work, https://www.homewyse.com/services/cost_to_install_lighting_control_system.html | 20 | fixture |  | 20
Equipment | LED Linear - Fixture Replacement | 2x4 LED Troffer | Lumen-Equivalent 32-Watt T8 Fixture | Commercial | Turnover | Lodging/Hospitality | FL Zone 2 | Per Unit | 24% | 634.2758 | 315.336 | 318.9398 | 0.50284 | 15 | 0.07778 | 4.26e-06 | 15 | Mid-Atlantic TRM V7.0, 2017 for New LED linear recessed troffer/panel | 41.38 | rate at $82.76/per labor hour assume 0.5 hours work, https://www.homewyse.com/services/cost_to_install_lighting_control_system.html | 35 | Mid-Atlantic TRM V7.0, 2017 for New LED linear recessed troffer/panel | 41.38 | rate at $82.76/per labor hour assume 0.5 hours work, https://www.homewyse.com/services/cost_to_install_lighting_control_system.html | 20 | fixture |  | 20
Equipment | LED Linear - Fixture Replacement | 2x4 LED Troffer | Lumen-Equivalent 32-Watt T8 Fixture | Commercial | Turnover | Miscellaneous | FL Zone 2 | Per Unit | 24% | 744.7757 | 370.272 | 374.5037 | 0.50284 | 15 | 0.090781 | 0.020767 | 15 | Mid-Atlantic TRM V7.0, 2017 for New LED linear recessed troffer/panel | 41.38 | rate at $82.76/per labor hour assume 0.5 hours work, https://www.homewyse.com/services/cost_to_install_lighting_control_system.html | 35 | Mid-Atlantic TRM V7.0, 2017 for New LED linear recessed troffer/panel | 41.38 | rate at $82.76/per labor hour assume 0.5 hours work, https://www.homewyse.com/services/cost_to_install_lighting_control_system.html | 20 | fixture |  | 20
Equipment | LED Linear - Fixture Replacement | 2x4 LED Troffer | Lumen-Equivalent 32-Watt T8 Fixture | Commercial | Turnover | Offices | FL Zone 2 | Per Unit | 24% | 549.6269 | 273.252 | 276.3749 | 0.50284 | 15 | 0.066994 | 0.015326 | 15 | Mid-Atlantic TRM V7.0, 2017 for New LED linear recessed troffer/panel | 41.38 | rate at $82.76/per labor hour assume 0.5 hours work, https://www.homewyse.com/services/cost_to_install_lighting_control_system.html | 35 | Mid-Atlantic TRM V7.0, 2017 for New LED linear recessed troffer/panel | 41.38 | rate at $82.76/per labor hour assume 0.5 hours work, https://www.homewyse.com/services/cost_to_install_lighting_control_system.html | 20 | fixture |  | 20
Equipment | LED Linear - Fixture Replacement | 2x4 LED Troffer | Lumen-Equivalent 32-Watt T8 Fixture | Commercial | Turnover | Restaurants | FL Zone 2 | Per Unit | 24% | 567.1987 | 281.988 | 285.2107 | 0.50284 | 15 | 0.069555 | 3.81e-06 | 15 | Mid-Atlantic TRM V7.0, 2017 for New LED linear recessed troffer/panel | 41.38 | rate at $82.76/per labor hour assume 0.5 hours work, https://www.homewyse.com/services/cost_to_install_lighting_control_system.html | 35 | Mid-Atlantic TRM V7.0, 2017 for New LED linear recessed troffer/panel | 41.38 | rate at $82.76/per labor hour assume 0.5 hours work, https://www.homewyse.com/services/cost_to_install_lighting_control_system.html | 20 | fixture |  | 20
Equipment | LED Linear - Fixture Replacement | 2x4 LED Troffer | Lumen-Equivalent 32-Watt T8 Fixture | Commercial | Turnover | Retail | FL Zone 2 | Per Unit | 24% | 842.0966 | 418.656 | 423.4406 | 0.50284 | 15 | 0.10326 | 5.66e-06 | 15 | Mid-Atlantic TRM V7.0, 2017 for New LED linear recessed troffer/panel | 41.38 | rate at $82.76/per labor hour assume 0.5 hours work, https://www.homewyse.com/services/cost_to_install_lighting_control_system.html | 35 | Mid-Atlantic TRM V7.0, 2017 for New LED linear recessed troffer/panel | 41.38 | rate at $82.76/per labor hour assume 0.5 hours work, https://www.homewyse.com/services/cost_to_install_lighting_control_system.html | 20 | fixture |  | 20
Equipment | LED Linear - Fixture Replacement | 2x4 LED Troffer | Lumen-Equivalent 32-Watt T8 Fixture | Commercial | Turnover | Schools K-12 | FL Zone 2 | Per Unit | 24% | 401.9558 | 199.836 | 202.1198 | 0.50284 | 15 | 0.048995 | 0.011208 | 15 | Mid-Atlantic TRM V7.0, 2017 for New LED linear recessed troffer/panel | 41.38 | rate at $82.76/per labor hour assume 0.5 hours work, https://www.homewyse.com/services/cost_to_install_lighting_control_system.html | 35 | Mid-Atlantic TRM V7.0, 2017 for New LED linear recessed troffer/panel | 41.38 | rate at $82.76/per labor hour assume 0.5 hours work, https://www.homewyse.com/services/cost_to_install_lighting_control_system.html | 20 | fixture |  | 20
Equipment | LED Linear - Fixture Replacement | 2x4 LED Troffer | Lumen-Equivalent 32-Watt T8 Fixture | Commercial | Turnover | Warehouse | FL Zone 2 | Per Unit | 24% | 646.103 | 321.216 | 324.887 | 0.50284 | 15 | 0.078754 | 0.018016 | 15 | Mid-Atlantic TRM V7.0, 2017 for New LED linear recessed troffer/panel | 41.38 | rate at $82.76/per labor hour assume 0.5 hours work, https://www.homewyse.com/services/cost_to_install_lighting_control_system.html | 35 | Mid-Atlantic TRM V7.0, 2017 for New LED linear recessed troffer/panel | 41.38 | rate at $82.76/per labor hour assume 0.5 hours work, https://www.homewyse.com/services/cost_to_install_lighting_control_system.html | 20 | fixture |  | 20
Equipment | LED Linear - Fixture Replacement | 2x4 LED Troffer | Lumen-Equivalent 32-Watt T8 Fixture | Commercial | New | Assembly | FL Zone 2 | Per Unit | 0% | 485.929 | 241.584 | 244.345 | 0.50284 | 15 | 0.05923 | 0.01355 | 15 | Mid-Atlantic TRM V7.0, 2017 for New LED linear recessed troffer/panel | 41.38 | rate at $82.76/per labor hour assume 0.5 hours work, https://www.homewyse.com/services/cost_to_install_lighting_control_system.html | 35 | Mid-Atlantic TRM V7.0, 2017 for New LED linear recessed troffer/panel | 41.38 | rate at $82.76/per labor hour assume 0.5 hours work, https://www.homewyse.com/services/cost_to_install_lighting_control_system.html | 20 | fixture |  | 20
Equipment | LED Linear - Fixture Replacement | 2x4 LED Troffer | Lumen-Equivalent 32-Watt T8 Fixture | Commercial | New | College and University | FL Zone 2 | Per Unit | 0% | 744.7757 | 370.272 | 374.5037 | 0.50284 | 15 | 0.039245 | 0.036402 | 15 | Mid-Atlantic TRM V7.0, 2017 for New LED linear recessed troffer/panel | 41.38 | rate at $82.76/per labor hour assume 0.5 hours work, https://www.homewyse.com/services/cost_to_install_lighting_control_system.html | 35 | Mid-Atlantic TRM V7.0, 2017 for New LED linear recessed troffer/panel | 41.38 | rate at $82.76/per labor hour assume 0.5 hours work, https://www.homewyse.com/services/cost_to_install_lighting_control_system.html | 20 | fixture |  | 20
Equipment | LED Linear - Fixture Replacement | 2x4 LED Troffer | Lumen-Equivalent 32-Watt T8 Fixture | Commercial | New | Grocery | FL Zone 2 | Per Unit | 0% | 936.7142 | 465.696 | 471.0182 | 0.50284 | 15 | 0.11487 | 6.29e-06 | 15 | Mid-Atlantic TRM V7.0, 2017 for New LED linear recessed troffer/panel | 41.38 | rate at $82.76/per labor hour assume 0.5 hours work, https://www.homewyse.com/services/cost_to_install_lighting_control_system.html | 35 | Mid-Atlantic TRM V7.0, 2017 for New LED linear recessed troffer/panel | 41.38 | rate at $82.76/per labor hour assume 0.5 hours work, https://www.homewyse.com/services/cost_to_install_lighting_control_system.html | 20 | fixture |  | 20
Equipment | LED Linear - Fixture Replacement | 2x4 LED Troffer | Lumen-Equivalent 32-Watt T8 Fixture | Commercial | New | Healthcare | FL Zone 2 | Per Unit | 0% | 849.5309 | 422.352 | 427.1789 | 0.50284 | 15 | 0.10355 | 0.023688 | 15 | Mid-Atlantic TRM V7.0, 2017 for New LED linear recessed troffer/panel | 41.38 | rate at $82.76/per labor hour assume 0.5 hours work, https://www.homewyse.com/services/cost_to_install_lighting_control_system.html | 35 | Mid-Atlantic TRM V7.0, 2017 for New LED linear recessed troffer/panel | 41.38 | rate at $82.76/per labor hour assume 0.5 hours work, https://www.homewyse.com/services/cost_to_install_lighting_control_system.html | 20 | fixture |  | 20
Equipment | LED Linear - Fixture Replacement | 2x4 LED Troffer | Lumen-Equivalent 32-Watt T8 Fixture | Commercial | New | Hospitals | FL Zone 2 | Per Unit | 0% | 1149.266 | 571.368 | 577.8979 | 0.50284 | 15 | 0.060559 | 0.056172 | 15 | Mid-Atlantic TRM V7.0, 2017 for New LED linear recessed troffer/panel | 41.38 | rate at $82.76/per labor hour assume 0.5 hours work, https://www.homewyse.com/services/cost_to_install_lighting_control_system.html | 35 | Mid-Atlantic TRM V7.0, 2017 for New LED linear recessed troffer/panel | 41.38 | rate at $82.76/per labor hour assume 0.5 hours work, https://www.homewyse.com/services/cost_to_install_lighting_control_system.html | 20 | fixture |  | 20
Equipment | LED Linear - Fixture Replacement | 2x4 LED Troffer | Lumen-Equivalent 32-Watt T8 Fixture | Commercial | New | Institutional | FL Zone 2 | Per Unit | 0% | 557.399 | 277.116 | 280.283 | 0.50284 | 15 | 0.067942 | 0.015543 | 15 | Mid-Atlantic TRM V7.0, 2017 for New LED linear recessed troffer/panel | 41.38 | rate at $82.76/per labor hour assume 0.5 hours work, https://www.homewyse.com/services/cost_to_install_lighting_control_system.html | 35 | Mid-Atlantic TRM V7.0, 2017 for New LED linear recessed troffer/panel | 41.38 | rate at $82.76/per labor hour assume 0.5 hours work, https://www.homewyse.com/services/cost_to_install_lighting_control_system.html | 20 | fixture |  | 20
Equipment | LED Linear - Fixture Replacement | 2x4 LED Troffer | Lumen-Equivalent 32-Watt T8 Fixture | Commercial | New | Lodging/Hospitality | FL Zone 2 | Per Unit | 0% | 634.2758 | 315.336 | 318.9398 | 0.50284 | 15 | 0.07778 | 4.26e-06 | 15 | Mid-Atlantic TRM V7.0, 2017 for New LED linear recessed troffer/panel | 41.38 | rate at $82.76/per labor hour assume 0.5 hours work, https://www.homewyse.com/services/cost_to_install_lighting_control_system.html | 35 | Mid-Atlantic TRM V7.0, 2017 for New LED linear recessed troffer/panel | 41.38 | rate at $82.76/per labor hour assume 0.5 hours work, https://www.homewyse.com/services/cost_to_install_lighting_control_system.html | 20 | fixture |  | 20
Equipment | LED Linear - Fixture Replacement | 2x4 LED Troffer | Lumen-Equivalent 32-Watt T8 Fixture | Commercial | New | Miscellaneous | FL Zone 2 | Per Unit | 0% | 744.7757 | 370.272 | 374.5037 | 0.50284 | 15 | 0.090781 | 0.020767 | 15 | Mid-Atlantic TRM V7.0, 2017 for New LED linear recessed troffer/panel | 41.38 | rate at $82.76/per labor hour assume 0.5 hours work, https://www.homewyse.com/services/cost_to_install_lighting_control_system.html | 35 | Mid-Atlantic TRM V7.0, 2017 for New LED linear recessed troffer/panel | 41.38 | rate at $82.76/per labor hour assume 0.5 hours work, https://www.homewyse.com/services/cost_to_install_lighting_control_system.html | 20 | fixture |  | 20
Equipment | LED Linear - Fixture Replacement | 2x4 LED Troffer | Lumen-Equivalent 32-Watt T8 Fixture | Commercial | New | Offices | FL Zone 2 | Per Unit | 0% | 549.6269 | 273.252 | 276.3749 | 0.50284 | 15 | 0.066994 | 0.015326 | 15 | Mid-Atlantic TRM V7.0, 2017 for New LED linear recessed troffer/panel | 41.38 | rate at $82.76/per labor hour assume 0.5 hours work, https://www.homewyse.com/services/cost_to_install_lighting_control_system.html | 35 | Mid-Atlantic TRM V7.0, 2017 for New LED linear recessed troffer/panel | 41.38 | rate at $82.76/per labor hour assume 0.5 hours work, https://www.homewyse.com/services/cost_to_install_lighting_control_system.html | 20 | fixture |  | 20
Equipment | LED Linear - Fixture Replacement | 2x4 LED Troffer | Lumen-Equivalent 32-Watt T8 Fixture | Commercial | New | Restaurants | FL Zone 2 | Per Unit | 0% | 567.1987 | 281.988 | 285.2107 | 0.50284 | 15 | 0.069555 | 3.81e-06 | 15 | Mid-Atlantic TRM V7.0, 2017 for New LED linear recessed troffer/panel | 41.38 | rate at $82.76/per labor hour assume 0.5 hours work, https://www.homewyse.com/services/cost_to_install_lighting_control_system.html | 35 | Mid-Atlantic TRM V7.0, 2017 for New LED linear recessed troffer/panel | 41.38 | rate at $82.76/per labor hour assume 0.5 hours work, https://www.homewyse.com/services/cost_to_install_lighting_control_system.html | 20 | fixture |  | 20
Equipment | LED Linear - Fixture Replacement | 2x4 LED Troffer | Lumen-Equivalent 32-Watt T8 Fixture | Commercial | New | Retail | FL Zone 2 | Per Unit | 0% | 842.0966 | 418.656 | 423.4406 | 0.50284 | 15 | 0.10326 | 5.66e-06 | 15 | Mid-Atlantic TRM V7.0, 2017 for New LED linear recessed troffer/panel | 41.38 | rate at $82.76/per labor hour assume 0.5 hours work, https://www.homewyse.com/services/cost_to_install_lighting_control_system.html | 35 | Mid-Atlantic TRM V7.0, 2017 for New LED linear recessed troffer/panel | 41.38 | rate at $82.76/per labor hour assume 0.5 hours work, https://www.homewyse.com/services/cost_to_install_lighting_control_system.html | 20 | fixture |  | 20
Equipment | LED Linear - Fixture Replacement | 2x4 LED Troffer | Lumen-Equivalent 32-Watt T8 Fixture | Commercial | New | Schools K-12 | FL Zone 2 | Per Unit | 0% | 401.9558 | 199.836 | 202.1198 | 0.50284 | 15 | 0.048995 | 0.011208 | 15 | Mid-Atlantic TRM V7.0, 2017 for New LED linear recessed troffer/panel | 41.38 | rate at $82.76/per labor hour assume 0.5 hours work, https://www.homewyse.com/services/cost_to_install_lighting_control_system.html | 35 | Mid-Atlantic TRM V7.0, 2017 for New LED linear recessed troffer/panel | 41.38 | rate at $82.76/per labor hour assume 0.5 hours work, https://www.homewyse.com/services/cost_to_install_lighting_control_system.html | 20 | fixture |  | 20
Equipment | LED Linear - Fixture Replacement | 2x4 LED Troffer | Lumen-Equivalent 32-Watt T8 Fixture | Commercial | New | Warehouse | FL Zone 2 | Per Unit | 0% | 646.103 | 321.216 | 324.887 | 0.50284 | 15 | 0.078754 | 0.018016 | 15 | Mid-Atlantic TRM V7.0, 2017 for New LED linear recessed troffer/panel | 41.38 | rate at $82.76/per labor hour assume 0.5 hours work, https://www.homewyse.com/services/cost_to_install_lighting_control_system.html | 35 | Mid-Atlantic TRM V7.0, 2017 for New LED linear recessed troffer/panel | 41.38 | rate at $82.76/per labor hour assume 0.5 hours work, https://www.homewyse.com/services/cost_to_install_lighting_control_system.html | 20 | fixture |  | 20
Equipment | LED Linear - Lamp Replacement | Linear LED (21W) | Lumen-Equivalent 32-Watt T8 Lamp | Commercial | Turnover | Assembly | FL Zone 2 | Per Fixture | 22% | 80.9882 | 60.396 | 20.5922 | 0.25426 | 15 | 0.004974 | 0.001142 | 2.85 | https://www.homedepot.com/p/Philips-32-Watt-4-ft-T8-Alto-Linear-Fluorescent-Light-Bulb-Neutral-3500K-10-Pack-479691/303811578 | 0 | No Labor Cost | 5 | https://www.homedepot.com/p/Philips-32-Watt-Equivalent-4-ft-T8-LED-Linear-Light-Bulb-Daylight-5000K-10-Pack-472910/303040479 | 0 | No Labor Cost | 2.15 | lamp |  | 2.15
Equipment | LED Linear - Lamp Replacement | Linear LED (21W) | Lumen-Equivalent 32-Watt T8 Lamp | Commercial | Turnover | College and University | FL Zone 2 | Per Fixture | 24% | 124.1293 | 92.568 | 31.5613 | 0.25426 | 15 | 0.003269 | 0.003139 | 2.85 | https://www.homedepot.com/p/Philips-32-Watt-4-ft-T8-Alto-Linear-Fluorescent-Light-Bulb-Neutral-3500K-10-Pack-479691/303811578 | 0 | No Labor Cost | 5 | https://www.homedepot.com/p/Philips-32-Watt-Equivalent-4-ft-T8-LED-Linear-Light-Bulb-Daylight-5000K-10-Pack-472910/303040479 | 0 | No Labor Cost | 2.15 | lamp |  | 2.15
Equipment | LED Linear - Lamp Replacement | Linear LED (21W) | Lumen-Equivalent 32-Watt T8 Lamp | Commercial | Turnover | Grocery | FL Zone 2 | Per Fixture | 24% | 156.119 | 116.424 | 39.695 | 0.25426 | 15 | 0.009575 | 1.6e-06 | 2.85 | https://www.homedepot.com/p/Philips-32-Watt-4-ft-T8-Alto-Linear-Fluorescent-Light-Bulb-Neutral-3500K-10-Pack-479691/303811578 | 0 | No Labor Cost | 5 | https://www.homedepot.com/p/Philips-32-Watt-Equivalent-4-ft-T8-LED-Linear-Light-Bulb-Daylight-5000K-10-Pack-472910/303040479 | 0 | No Labor Cost | 2.15 | lamp |  | 2.15
Equipment | LED Linear - Lamp Replacement | Linear LED (21W) | Lumen-Equivalent 32-Watt T8 Lamp | Commercial | Turnover | Healthcare | FL Zone 2 | Per Fixture | 22% | 141.5885 | 105.588 | 36.0005 | 0.25426 | 15 | 0.008696 | 0.001997 | 2.85 | https://www.homedepot.com/p/Philips-32-Watt-4-ft-T8-Alto-Linear-Fluorescent-Light-Bulb-Neutral-3500K-10-Pack-479691/303811578 | 0 | No Labor Cost | 5 | https://www.homedepot.com/p/Philips-32-Watt-Equivalent-4-ft-T8-LED-Linear-Light-Bulb-Daylight-5000K-10-Pack-472910/303040479 | 0 | No Labor Cost | 2.15 | lamp |  | 2.15
Equipment | LED Linear - Lamp Replacement | Linear LED (21W) | Lumen-Equivalent 32-Watt T8 Lamp | Commercial | Turnover | Hospitals | FL Zone 2 | Per Fixture | 24% | 191.5443 | 142.842 | 48.7023 | 0.25426 | 15 | 0.005044 | 0.004843 | 2.85 | https://www.homedepot.com/p/Philips-32-Watt-4-ft-T8-Alto-Linear-Fluorescent-Light-Bulb-Neutral-3500K-10-Pack-479691/303811578 | 0 | No Labor Cost | 5 | https://www.homedepot.com/p/Philips-32-Watt-Equivalent-4-ft-T8-LED-Linear-Light-Bulb-Daylight-5000K-10-Pack-472910/303040479 | 0 | No Labor Cost | 2.15 | lamp |  | 2.15
Equipment | LED Linear - Lamp Replacement | Linear LED (21W) | Lumen-Equivalent 32-Watt T8 Lamp | Commercial | Turnover | Institutional | FL Zone 2 | Per Fixture | 24% | 92.8998 | 69.279 | 23.6208 | 0.25426 | 15 | 0.005706 | 0.00131 | 2.85 | https://www.homedepot.com/p/Philips-32-Watt-4-ft-T8-Alto-Linear-Fluorescent-Light-Bulb-Neutral-3500K-10-Pack-479691/303811578 | 0 | No Labor Cost | 5 | https://www.homedepot.com/p/Philips-32-Watt-Equivalent-4-ft-T8-LED-Linear-Light-Bulb-Daylight-5000K-10-Pack-472910/303040479 | 0 | No Labor Cost | 2.15 | lamp |  | 2.15
Equipment | LED Linear - Lamp Replacement | Linear LED (21W) | Lumen-Equivalent 32-Watt T8 Lamp | Commercial | Turnover | Lodging/Hospitality | FL Zone 2 | Per Fixture | 24% | 105.7126 | 78.834 | 26.8786 | 0.25426 | 15 | 0.006484 | 1.09e-06 | 2.85 | https://www.homedepot.com/p/Philips-32-Watt-4-ft-T8-Alto-Linear-Fluorescent-Light-Bulb-Neutral-3500K-10-Pack-479691/303811578 | 0 | No Labor Cost | 5 | https://www.homedepot.com/p/Philips-32-Watt-Equivalent-4-ft-T8-LED-Linear-Light-Bulb-Daylight-5000K-10-Pack-472910/303040479 | 0 | No Labor Cost | 2.15 | lamp |  | 2.15
Equipment | LED Linear - Lamp Replacement | Linear LED (21W) | Lumen-Equivalent 32-Watt T8 Lamp | Commercial | Turnover | Miscellaneous | FL Zone 2 | Per Fixture | 3% | 124.1293 | 92.568 | 31.5613 | 0.25426 | 15 | 0.007624 | 0.00175 | 2.85 | https://www.homedepot.com/p/Philips-32-Watt-4-ft-T8-Alto-Linear-Fluorescent-Light-Bulb-Neutral-3500K-10-Pack-479691/303811578 | 0 | No Labor Cost | 5 | https://www.homedepot.com/p/Philips-32-Watt-Equivalent-4-ft-T8-LED-Linear-Light-Bulb-Daylight-5000K-10-Pack-472910/303040479 | 0 | No Labor Cost | 2.15 | lamp |  | 2.15
Equipment | LED Linear - Lamp Replacement | Linear LED (21W) | Lumen-Equivalent 32-Watt T8 Lamp | Commercial | Turnover | Offices | FL Zone 2 | Per Fixture | 24% | 91.6045 | 68.313 | 23.2915 | 0.25426 | 15 | 0.005626 | 0.001292 | 2.85 | https://www.homedepot.com/p/Philips-32-Watt-4-ft-T8-Alto-Linear-Fluorescent-Light-Bulb-Neutral-3500K-10-Pack-479691/303811578 | 0 | No Labor Cost | 5 | https://www.homedepot.com/p/Philips-32-Watt-Equivalent-4-ft-T8-LED-Linear-Light-Bulb-Daylight-5000K-10-Pack-472910/303040479 | 0 | No Labor Cost | 2.15 | lamp |  | 2.15
Equipment | LED Linear - Lamp Replacement | Linear LED (21W) | Lumen-Equivalent 32-Watt T8 Lamp | Commercial | Turnover | Restaurants | FL Zone 2 | Per Fixture | 24% | 94.5331 | 70.497 | 24.0361 | 0.25426 | 15 | 0.005798 | 9.71e-07 | 2.85 | https://www.homedepot.com/p/Philips-32-Watt-4-ft-T8-Alto-Linear-Fluorescent-Light-Bulb-Neutral-3500K-10-Pack-479691/303811578 | 0 | No Labor Cost | 5 | https://www.homedepot.com/p/Philips-32-Watt-Equivalent-4-ft-T8-LED-Linear-Light-Bulb-Daylight-5000K-10-Pack-472910/303040479 | 0 | No Labor Cost | 2.15 | lamp |  | 2.15
Equipment | LED Linear - Lamp Replacement | Linear LED (21W) | Lumen-Equivalent 32-Watt T8 Lamp | Commercial | Turnover | Retail | FL Zone 2 | Per Fixture | 24% | 140.3494 | 104.664 | 35.6854 | 0.25426 | 15 | 0.008608 | 1.44e-06 | 2.85 | https://www.homedepot.com/p/Philips-32-Watt-4-ft-T8-Alto-Linear-Fluorescent-Light-Bulb-Neutral-3500K-10-Pack-479691/303811578 | 0 | No Labor Cost | 5 | https://www.homedepot.com/p/Philips-32-Watt-Equivalent-4-ft-T8-LED-Linear-Light-Bulb-Daylight-5000K-10-Pack-472910/303040479 | 0 | No Labor Cost | 2.15 | lamp |  | 2.15
Equipment | LED Linear - Lamp Replacement | Linear LED (21W) | Lumen-Equivalent 32-Watt T8 Lamp | Commercial | Turnover | Schools K-12 | FL Zone 2 | Per Fixture | 24% | 66.9926 | 49.959 | 17.0336 | 0.25426 | 15 | 0.004115 | 0.000945 | 2.85 | https://www.homedepot.com/p/Philips-32-Watt-4-ft-T8-Alto-Linear-Fluorescent-Light-Bulb-Neutral-3500K-10-Pack-479691/303811578 | 0 | No Labor Cost | 5 | https://www.homedepot.com/p/Philips-32-Watt-Equivalent-4-ft-T8-LED-Linear-Light-Bulb-Daylight-5000K-10-Pack-472910/303040479 | 0 | No Labor Cost | 2.15 | lamp |  | 2.15
Equipment | LED Linear - Lamp Replacement | Linear LED (21W) | Lumen-Equivalent 32-Watt T8 Lamp | Commercial | Turnover | Warehouse | FL Zone 2 | Per Fixture | 24% | 107.6838 | 80.304 | 27.3798 | 0.25426 | 15 | 0.006614 | 0.001519 | 2.85 | https://www.homedepot.com/p/Philips-32-Watt-4-ft-T8-Alto-Linear-Fluorescent-Light-Bulb-Neutral-3500K-10-Pack-479691/303811578 | 0 | No Labor Cost | 5 | https://www.homedepot.com/p/Philips-32-Watt-Equivalent-4-ft-T8-LED-Linear-Light-Bulb-Daylight-5000K-10-Pack-472910/303040479 | 0 | No Labor Cost | 2.15 | lamp |  | 2.15
Equipment | LED Linear - Lamp Replacement | Linear LED (21W) | Lumen-Equivalent 32-Watt T8 Lamp | Commercial | New | Assembly | FL Zone 2 | Per Fixture | 0% | 80.9882 | 60.396 | 20.5922 | 0.25426 | 15 | 0.004974 | 0.001142 | 2.85 | https://www.homedepot.com/p/Philips-32-Watt-4-ft-T8-Alto-Linear-Fluorescent-Light-Bulb-Neutral-3500K-10-Pack-479691/303811578 | 0 | No Labor Cost | 5 | https://www.homedepot.com/p/Philips-32-Watt-Equivalent-4-ft-T8-LED-Linear-Light-Bulb-Daylight-5000K-10-Pack-472910/303040479 | 0 | No Labor Cost | 2.15 | lamp |  | 2.15
Equipment | LED Linear - Lamp Replacement | Linear LED (21W) | Lumen-Equivalent 32-Watt T8 Lamp | Commercial | New | College and University | FL Zone 2 | Per Fixture | 0% | 124.1293 | 92.568 | 31.5613 | 0.25426 | 15 | 0.003269 | 0.003139 | 2.85 | https://www.homedepot.com/p/Philips-32-Watt-4-ft-T8-Alto-Linear-Fluorescent-Light-Bulb-Neutral-3500K-10-Pack-479691/303811578 | 0 | No Labor Cost | 5 | https://www.homedepot.com/p/Philips-32-Watt-Equivalent-4-ft-T8-LED-Linear-Light-Bulb-Daylight-5000K-10-Pack-472910/303040479 | 0 | No Labor Cost | 2.15 | lamp |  | 2.15
Equipment | LED Linear - Lamp Replacement | Linear LED (21W) | Lumen-Equivalent 32-Watt T8 Lamp | Commercial | New | Grocery | FL Zone 2 | Per Fixture | 0% | 156.119 | 116.424 | 39.695 | 0.25426 | 15 | 0.009575 | 1.6e-06 | 2.85 | https://www.homedepot.com/p/Philips-32-Watt-4-ft-T8-Alto-Linear-Fluorescent-Light-Bulb-Neutral-3500K-10-Pack-479691/303811578 | 0 | No Labor Cost | 5 | https://www.homedepot.com/p/Philips-32-Watt-Equivalent-4-ft-T8-LED-Linear-Light-Bulb-Daylight-5000K-10-Pack-472910/303040479 | 0 | No Labor Cost | 2.15 | lamp |  | 2.15
Equipment | LED Linear - Lamp Replacement | Linear LED (21W) | Lumen-Equivalent 32-Watt T8 Lamp | Commercial | New | Healthcare | FL Zone 2 | Per Fixture | 0% | 141.5885 | 105.588 | 36.0005 | 0.25426 | 15 | 0.008696 | 0.001997 | 2.85 | https://www.homedepot.com/p/Philips-32-Watt-4-ft-T8-Alto-Linear-Fluorescent-Light-Bulb-Neutral-3500K-10-Pack-479691/303811578 | 0 | No Labor Cost | 5 | https://www.homedepot.com/p/Philips-32-Watt-Equivalent-4-ft-T8-LED-Linear-Light-Bulb-Daylight-5000K-10-Pack-472910/303040479 | 0 | No Labor Cost | 2.15 | lamp |  | 2.15
Equipment | LED Linear - Lamp Replacement | Linear LED (21W) | Lumen-Equivalent 32-Watt T8 Lamp | Commercial | New | Hospitals | FL Zone 2 | Per Fixture | 0% | 191.5443 | 142.842 | 48.7023 | 0.25426 | 15 | 0.005044 | 0.004843 | 2.85 | https://www.homedepot.com/p/Philips-32-Watt-4-ft-T8-Alto-Linear-Fluorescent-Light-Bulb-Neutral-3500K-10-Pack-479691/303811578 | 0 | No Labor Cost | 5 | https://www.homedepot.com/p/Philips-32-Watt-Equivalent-4-ft-T8-LED-Linear-Light-Bulb-Daylight-5000K-10-Pack-472910/303040479 | 0 | No Labor Cost | 2.15 | lamp |  | 2.15
Equipment | LED Linear - Lamp Replacement | Linear LED (21W) | Lumen-Equivalent 32-Watt T8 Lamp | Commercial | New | Institutional | FL Zone 2 | Per Fixture | 0% | 92.8998 | 69.279 | 23.6208 | 0.25426 | 15 | 0.005706 | 0.00131 | 2.85 | https://www.homedepot.com/p/Philips-32-Watt-4-ft-T8-Alto-Linear-Fluorescent-Light-Bulb-Neutral-3500K-10-Pack-479691/303811578 | 0 | No Labor Cost | 5 | https://www.homedepot.com/p/Philips-32-Watt-Equivalent-4-ft-T8-LED-Linear-Light-Bulb-Daylight-5000K-10-Pack-472910/303040479 | 0 | No Labor Cost | 2.15 | lamp |  | 2.15
Equipment | LED Linear - Lamp Replacement | Linear LED (21W) | Lumen-Equivalent 32-Watt T8 Lamp | Commercial | New | Lodging/Hospitality | FL Zone 2 | Per Fixture | 0% | 105.7126 | 78.834 | 26.8786 | 0.25426 | 15 | 0.006484 | 1.09e-06 | 2.85 | https://www.homedepot.com/p/Philips-32-Watt-4-ft-T8-Alto-Linear-Fluorescent-Light-Bulb-Neutral-3500K-10-Pack-479691/303811578 | 0 | No Labor Cost | 5 | https://www.homedepot.com/p/Philips-32-Watt-Equivalent-4-ft-T8-LED-Linear-Light-Bulb-Daylight-5000K-10-Pack-472910/303040479 | 0 | No Labor Cost | 2.15 | lamp |  | 2.15
Equipment | LED Linear - Lamp Replacement | Linear LED (21W) | Lumen-Equivalent 32-Watt T8 Lamp | Commercial | New | Miscellaneous | FL Zone 2 | Per Fixture | 0% | 124.1293 | 92.568 | 31.5613 | 0.25426 | 15 | 0.007624 | 0.00175 | 2.85 | https://www.homedepot.com/p/Philips-32-Watt-4-ft-T8-Alto-Linear-Fluorescent-Light-Bulb-Neutral-3500K-10-Pack-479691/303811578 | 0 | No Labor Cost | 5 | https://www.homedepot.com/p/Philips-32-Watt-Equivalent-4-ft-T8-LED-Linear-Light-Bulb-Daylight-5000K-10-Pack-472910/303040479 | 0 | No Labor Cost | 2.15 | lamp |  | 2.15
Equipment | LED Linear - Lamp Replacement | Linear LED (21W) | Lumen-Equivalent 32-Watt T8 Lamp | Commercial | New | Offices | FL Zone 2 | Per Fixture | 0% | 91.6045 | 68.313 | 23.2915 | 0.25426 | 15 | 0.005626 | 0.001292 | 2.85 | https://www.homedepot.com/p/Philips-32-Watt-4-ft-T8-Alto-Linear-Fluorescent-Light-Bulb-Neutral-3500K-10-Pack-479691/303811578 | 0 | No Labor Cost | 5 | https://www.homedepot.com/p/Philips-32-Watt-Equivalent-4-ft-T8-LED-Linear-Light-Bulb-Daylight-5000K-10-Pack-472910/303040479 | 0 | No Labor Cost | 2.15 | lamp |  | 2.15
Equipment | LED Linear - Lamp Replacement | Linear LED (21W) | Lumen-Equivalent 32-Watt T8 Lamp | Commercial | New | Restaurants | FL Zone 2 | Per Fixture | 0% | 94.5331 | 70.497 | 24.0361 | 0.25426 | 15 | 0.005798 | 9.71e-07 | 2.85 | https://www.homedepot.com/p/Philips-32-Watt-4-ft-T8-Alto-Linear-Fluorescent-Light-Bulb-Neutral-3500K-10-Pack-479691/303811578 | 0 | No Labor Cost | 5 | https://www.homedepot.com/p/Philips-32-Watt-Equivalent-4-ft-T8-LED-Linear-Light-Bulb-Daylight-5000K-10-Pack-472910/303040479 | 0 | No Labor Cost | 2.15 | lamp |  | 2.15
Equipment | LED Linear - Lamp Replacement | Linear LED (21W) | Lumen-Equivalent 32-Watt T8 Lamp | Commercial | New | Retail | FL Zone 2 | Per Fixture | 0% | 140.3494 | 104.664 | 35.6854 | 0.25426 | 15 | 0.008608 | 1.44e-06 | 2.85 | https://www.homedepot.com/p/Philips-32-Watt-4-ft-T8-Alto-Linear-Fluorescent-Light-Bulb-Neutral-3500K-10-Pack-479691/303811578 | 0 | No Labor Cost | 5 | https://www.homedepot.com/p/Philips-32-Watt-Equivalent-4-ft-T8-LED-Linear-Light-Bulb-Daylight-5000K-10-Pack-472910/303040479 | 0 | No Labor Cost | 2.15 | lamp |  | 2.15
Equipment | LED Linear - Lamp Replacement | Linear LED (21W) | Lumen-Equivalent 32-Watt T8 Lamp | Commercial | New | Schools K-12 | FL Zone 2 | Per Fixture | 0% | 66.9926 | 49.959 | 17.0336 | 0.25426 | 15 | 0.004115 | 0.000945 | 2.85 | https://www.homedepot.com/p/Philips-32-Watt-4-ft-T8-Alto-Linear-Fluorescent-Light-Bulb-Neutral-3500K-10-Pack-479691/303811578 | 0 | No Labor Cost | 5 | https://www.homedepot.com/p/Philips-32-Watt-Equivalent-4-ft-T8-LED-Linear-Light-Bulb-Daylight-5000K-10-Pack-472910/303040479 | 0 | No Labor Cost | 2.15 | lamp |  | 2.15
Equipment | LED Linear - Lamp Replacement | Linear LED (21W) | Lumen-Equivalent 32-Watt T8 Lamp | Commercial | New | Warehouse | FL Zone 2 | Per Fixture | 0% | 107.6838 | 80.304 | 27.3798 | 0.25426 | 15 | 0.006614 | 0.001519 | 2.85 | https://www.homedepot.com/p/Philips-32-Watt-4-ft-T8-Alto-Linear-Fluorescent-Light-Bulb-Neutral-3500K-10-Pack-479691/303811578 | 0 | No Labor Cost | 5 | https://www.homedepot.com/p/Philips-32-Watt-Equivalent-4-ft-T8-LED-Linear-Light-Bulb-Daylight-5000K-10-Pack-472910/303040479 | 0 | No Labor Cost | 2.15 | lamp |  | 2.15
Equipment | Premium T8 - Fixture Replacement | Three-Lamp Reduced Wattage (28W) T8 Fixture with Low Ballast Factor | Lumen-Equivalent 32-Watt T8 Fixture | Commercial | Turnover | Assembly | FL Zone 2 | Per Fixture | 0% | 242.9645 | 212.5939 | 30.3706 | 0.125 | 8 | 0.007362 | 0.001684 | 0 | reference source included incremental cost only | 0 | 0 | 20 | Illinois 2018 Statewide TRM, Section 4.5.3 (3-lamp HPT8 with 28w lamps) | 0 | 0 | 20 | fixture |  | 20
Equipment | Premium T8 - Fixture Replacement | Three-Lamp Reduced Wattage (28W) T8 Fixture with Low Ballast Factor | Lumen-Equivalent 32-Watt T8 Fixture | Commercial | Turnover | College and University | FL Zone 2 | Per Fixture | 0% | 372.3878 | 325.8394 | 46.5485 | 0.125 | 8 | 0.004878 | 0.004525 | 0 | reference source included incremental cost only | 0 | 0 | 20 | Illinois 2018 Statewide TRM, Section 4.5.3 (3-lamp HPT8 with 28w lamps) | 0 | 0 | 20 | fixture |  | 20
Equipment | Premium T8 - Fixture Replacement | Three-Lamp Reduced Wattage (28W) T8 Fixture with Low Ballast Factor | Lumen-Equivalent 32-Watt T8 Fixture | Commercial | Turnover | Grocery | FL Zone 2 | Per Fixture | 0% | 468.3571 | 409.8125 | 58.5446 | 0.125 | 8 | 0.014277 | 7.82e-07 | 0 | reference source included incremental cost only | 0 | 0 | 20 | Illinois 2018 Statewide TRM, Section 4.5.3 (3-lamp HPT8 with 28w lamps) | 0 | 0 | 20 | fixture |  | 20
Equipment | Premium T8 - Fixture Replacement | Three-Lamp Reduced Wattage (28W) T8 Fixture with Low Ballast Factor | Lumen-Equivalent 32-Watt T8 Fixture | Commercial | Turnover | Healthcare | FL Zone 2 | Per Fixture | 0% | 424.7654 | 371.6698 | 53.0957 | 0.125 | 8 | 0.012871 | 0.002944 | 0 | reference source included incremental cost only | 0 | 0 | 20 | Illinois 2018 Statewide TRM, Section 4.5.3 (3-lamp HPT8 with 28w lamps) | 0 | 0 | 20 | fixture |  | 20
Equipment | Premium T8 - Fixture Replacement | Three-Lamp Reduced Wattage (28W) T8 Fixture with Low Ballast Factor | Lumen-Equivalent 32-Watt T8 Fixture | Commercial | Turnover | Hospitals | FL Zone 2 | Per Fixture | 0% | 574.633 | 502.8038 | 71.8291 | 0.125 | 8 | 0.007527 | 0.006982 | 0 | reference source included incremental cost only | 0 | 0 | 20 | Illinois 2018 Statewide TRM, Section 4.5.3 (3-lamp HPT8 with 28w lamps) | 0 | 0 | 20 | fixture |  | 20
Equipment | Premium T8 - Fixture Replacement | Three-Lamp Reduced Wattage (28W) T8 Fixture with Low Ballast Factor | Lumen-Equivalent 32-Watt T8 Fixture | Commercial | Turnover | Institutional | FL Zone 2 | Per Fixture | 0% | 278.6995 | 243.8621 | 34.8374 | 0.125 | 8 | 0.008445 | 0.001932 | 0 | reference source included incremental cost only | 0 | 0 | 20 | Illinois 2018 Statewide TRM, Section 4.5.3 (3-lamp HPT8 with 28w lamps) | 0 | 0 | 20 | fixture |  | 20
Equipment | Premium T8 - Fixture Replacement | Three-Lamp Reduced Wattage (28W) T8 Fixture with Low Ballast Factor | Lumen-Equivalent 32-Watt T8 Fixture | Commercial | Turnover | Lodging/Hospitality | FL Zone 2 | Per Fixture | 0% | 317.1379 | 277.4957 | 39.6422 | 0.125 | 8 | 0.009668 | 5.3e-07 | 0 | reference source included incremental cost only | 0 | 0 | 20 | Illinois 2018 Statewide TRM, Section 4.5.3 (3-lamp HPT8 with 28w lamps) | 0 | 0 | 20 | fixture |  | 20
Equipment | Premium T8 - Fixture Replacement | Three-Lamp Reduced Wattage (28W) T8 Fixture with Low Ballast Factor | Lumen-Equivalent 32-Watt T8 Fixture | Commercial | Turnover | Miscellaneous | FL Zone 2 | Per Fixture | 0% | 372.3878 | 325.8394 | 46.5485 | 0.125 | 8 | 0.011284 | 0.002581 | 0 | reference source included incremental cost only | 0 | 0 | 20 | Illinois 2018 Statewide TRM, Section 4.5.3 (3-lamp HPT8 with 28w lamps) | 0 | 0 | 20 | fixture |  | 20
Equipment | Premium T8 - Fixture Replacement | Three-Lamp Reduced Wattage (28W) T8 Fixture with Low Ballast Factor | Lumen-Equivalent 32-Watt T8 Fixture | Commercial | Turnover | Offices | FL Zone 2 | Per Fixture | 0% | 274.8134 | 240.4618 | 34.3517 | 0.125 | 8 | 0.008327 | 0.001905 | 0 | reference source included incremental cost only | 0 | 0 | 20 | Illinois 2018 Statewide TRM, Section 4.5.3 (3-lamp HPT8 with 28w lamps) | 0 | 0 | 20 | fixture |  | 20
Equipment | Premium T8 - Fixture Replacement | Three-Lamp Reduced Wattage (28W) T8 Fixture with Low Ballast Factor | Lumen-Equivalent 32-Watt T8 Fixture | Commercial | Turnover | Restaurants | FL Zone 2 | Per Fixture | 0% | 283.5994 | 248.1494 | 35.4499 | 0.125 | 8 | 0.008645 | 4.74e-07 | 0 | reference source included incremental cost only | 0 | 0 | 20 | Illinois 2018 Statewide TRM, Section 4.5.3 (3-lamp HPT8 with 28w lamps) | 0 | 0 | 20 | fixture |  | 20
Equipment | Premium T8 - Fixture Replacement | Three-Lamp Reduced Wattage (28W) T8 Fixture with Low Ballast Factor | Lumen-Equivalent 32-Watt T8 Fixture | Commercial | Turnover | Retail | FL Zone 2 | Per Fixture | 0% | 421.0483 | 368.4173 | 52.631 | 0.125 | 8 | 0.012835 | 7.03e-07 | 0 | reference source included incremental cost only | 0 | 0 | 20 | Illinois 2018 Statewide TRM, Section 4.5.3 (3-lamp HPT8 with 28w lamps) | 0 | 0 | 20 | fixture |  | 20
Equipment | Premium T8 - Fixture Replacement | Three-Lamp Reduced Wattage (28W) T8 Fixture with Low Ballast Factor | Lumen-Equivalent 32-Watt T8 Fixture | Commercial | Turnover | Schools K-12 | FL Zone 2 | Per Fixture | 0% | 200.9779 | 175.8557 | 25.1222 | 0.125 | 8 | 0.00609 | 0.001393 | 0 | reference source included incremental cost only | 0 | 0 | 20 | Illinois 2018 Statewide TRM, Section 4.5.3 (3-lamp HPT8 with 28w lamps) | 0 | 0 | 20 | fixture |  | 20
Equipment | Premium T8 - Fixture Replacement | Three-Lamp Reduced Wattage (28W) T8 Fixture with Low Ballast Factor | Lumen-Equivalent 32-Watt T8 Fixture | Commercial | Turnover | Warehouse | FL Zone 2 | Per Fixture | 0% | 323.0515 | 282.6701 | 40.3814 | 0.125 | 8 | 0.009789 | 0.002239 | 0 | reference source included incremental cost only | 0 | 0 | 20 | Illinois 2018 Statewide TRM, Section 4.5.3 (3-lamp HPT8 with 28w lamps) | 0 | 0 | 20 | fixture |  | 20
Equipment | Premium T8 - Fixture Replacement | Three-Lamp Reduced Wattage (28W) T8 Fixture with Low Ballast Factor | Lumen-Equivalent 32-Watt T8 Fixture | Commercial | New | Assembly | FL Zone 2 | Per Fixture | 0% | 242.9645 | 212.5939 | 30.3706 | 0.125 | 8 | 0.007362 | 0.001684 | 0 | reference source included incremental cost only | 0 | 0 | 20 | Illinois 2018 Statewide TRM, Section 4.5.3 (3-lamp HPT8 with 28w lamps) | 0 | 0 | 20 | fixture |  | 20
Equipment | Premium T8 - Fixture Replacement | Three-Lamp Reduced Wattage (28W) T8 Fixture with Low Ballast Factor | Lumen-Equivalent 32-Watt T8 Fixture | Commercial | New | College and University | FL Zone 2 | Per Fixture | 0% | 372.3878 | 325.8394 | 46.5485 | 0.125 | 8 | 0.004878 | 0.004525 | 0 | reference source included incremental cost only | 0 | 0 | 20 | Illinois 2018 Statewide TRM, Section 4.5.3 (3-lamp HPT8 with 28w lamps) | 0 | 0 | 20 | fixture |  | 20
Equipment | Premium T8 - Fixture Replacement | Three-Lamp Reduced Wattage (28W) T8 Fixture with Low Ballast Factor | Lumen-Equivalent 32-Watt T8 Fixture | Commercial | New | Grocery | FL Zone 2 | Per Fixture | 0% | 468.3571 | 409.8125 | 58.5446 | 0.125 | 8 | 0.014277 | 7.82e-07 | 0 | reference source included incremental cost only | 0 | 0 | 20 | Illinois 2018 Statewide TRM, Section 4.5.3 (3-lamp HPT8 with 28w lamps) | 0 | 0 | 20 | fixture |  | 20
Equipment | Premium T8 - Fixture Replacement | Three-Lamp Reduced Wattage (28W) T8 Fixture with Low Ballast Factor | Lumen-Equivalent 32-Watt T8 Fixture | Commercial | New | Healthcare | FL Zone 2 | Per Fixture | 0% | 424.7654 | 371.6698 | 53.0957 | 0.125 | 8 | 0.012871 | 0.002944 | 0 | reference source included incremental cost only | 0 | 0 | 20 | Illinois 2018 Statewide TRM, Section 4.5.3 (3-lamp HPT8 with 28w lamps) | 0 | 0 | 20 | fixture |  | 20
Equipment | Premium T8 - Fixture Replacement | Three-Lamp Reduced Wattage (28W) T8 Fixture with Low Ballast Factor | Lumen-Equivalent 32-Watt T8 Fixture | Commercial | New | Hospitals | FL Zone 2 | Per Fixture | 0% | 574.633 | 502.8038 | 71.8291 | 0.125 | 8 | 0.007527 | 0.006982 | 0 | reference source included incremental cost only | 0 | 0 | 20 | Illinois 2018 Statewide TRM, Section 4.5.3 (3-lamp HPT8 with 28w lamps) | 0 | 0 | 20 | fixture |  | 20
Equipment | Premium T8 - Fixture Replacement | Three-Lamp Reduced Wattage (28W) T8 Fixture with Low Ballast Factor | Lumen-Equivalent 32-Watt T8 Fixture | Commercial | New | Institutional | FL Zone 2 | Per Fixture | 0% | 278.6995 | 243.8621 | 34.8374 | 0.125 | 8 | 0.008445 | 0.001932 | 0 | reference source included incremental cost only | 0 | 0 | 20 | Illinois 2018 Statewide TRM, Section 4.5.3 (3-lamp HPT8 with 28w lamps) | 0 | 0 | 20 | fixture |  | 20
Equipment | Premium T8 - Fixture Replacement | Three-Lamp Reduced Wattage (28W) T8 Fixture with Low Ballast Factor | Lumen-Equivalent 32-Watt T8 Fixture | Commercial | New | Lodging/Hospitality | FL Zone 2 | Per Fixture | 0% | 317.1379 | 277.4957 | 39.6422 | 0.125 | 8 | 0.009668 | 5.3e-07 | 0 | reference source included incremental cost only | 0 | 0 | 20 | Illinois 2018 Statewide TRM, Section 4.5.3 (3-lamp HPT8 with 28w lamps) | 0 | 0 | 20 | fixture |  | 20
Equipment | Premium T8 - Fixture Replacement | Three-Lamp Reduced Wattage (28W) T8 Fixture with Low Ballast Factor | Lumen-Equivalent 32-Watt T8 Fixture | Commercial | New | Miscellaneous | FL Zone 2 | Per Fixture | 0% | 372.3878 | 325.8394 | 46.5485 | 0.125 | 8 | 0.011284 | 0.002581 | 0 | reference source included incremental cost only | 0 | 0 | 20 | Illinois 2018 Statewide TRM, Section 4.5.3 (3-lamp HPT8 with 28w lamps) | 0 | 0 | 20 | fixture |  | 20
Equipment | Premium T8 - Fixture Replacement | Three-Lamp Reduced Wattage (28W) T8 Fixture with Low Ballast Factor | Lumen-Equivalent 32-Watt T8 Fixture | Commercial | New | Offices | FL Zone 2 | Per Fixture | 0% | 274.8134 | 240.4618 | 34.3517 | 0.125 | 8 | 0.008327 | 0.001905 | 0 | reference source included incremental cost only | 0 | 0 | 20 | Illinois 2018 Statewide TRM, Section 4.5.3 (3-lamp HPT8 with 28w lamps) | 0 | 0 | 20 | fixture |  | 20
Equipment | Premium T8 - Fixture Replacement | Three-Lamp Reduced Wattage (28W) T8 Fixture with Low Ballast Factor | Lumen-Equivalent 32-Watt T8 Fixture | Commercial | New | Restaurants | FL Zone 2 | Per Fixture | 0% | 283.5994 | 248.1494 | 35.4499 | 0.125 | 8 | 0.008645 | 4.74e-07 | 0 | reference source included incremental cost only | 0 | 0 | 20 | Illinois 2018 Statewide TRM, Section 4.5.3 (3-lamp HPT8 with 28w lamps) | 0 | 0 | 20 | fixture |  | 20
Equipment | Premium T8 - Fixture Replacement | Three-Lamp Reduced Wattage (28W) T8 Fixture with Low Ballast Factor | Lumen-Equivalent 32-Watt T8 Fixture | Commercial | New | Retail | FL Zone 2 | Per Fixture | 0% | 421.0483 | 368.4173 | 52.631 | 0.125 | 8 | 0.012835 | 7.03e-07 | 0 | reference source included incremental cost only | 0 | 0 | 20 | Illinois 2018 Statewide TRM, Section 4.5.3 (3-lamp HPT8 with 28w lamps) | 0 | 0 | 20 | fixture |  | 20
Equipment | Premium T8 - Fixture Replacement | Three-Lamp Reduced Wattage (28W) T8 Fixture with Low Ballast Factor | Lumen-Equivalent 32-Watt T8 Fixture | Commercial | New | Schools K-12 | FL Zone 2 | Per Fixture | 0% | 200.9779 | 175.8557 | 25.1222 | 0.125 | 8 | 0.00609 | 0.001393 | 0 | reference source included incremental cost only | 0 | 0 | 20 | Illinois 2018 Statewide TRM, Section 4.5.3 (3-lamp HPT8 with 28w lamps) | 0 | 0 | 20 | fixture |  | 20
Equipment | Premium T8 - Fixture Replacement | Three-Lamp Reduced Wattage (28W) T8 Fixture with Low Ballast Factor | Lumen-Equivalent 32-Watt T8 Fixture | Commercial | New | Warehouse | FL Zone 2 | Per Fixture | 0% | 323.0515 | 282.6701 | 40.3814 | 0.125 | 8 | 0.009789 | 0.002239 | 0 | reference source included incremental cost only | 0 | 0 | 20 | Illinois 2018 Statewide TRM, Section 4.5.3 (3-lamp HPT8 with 28w lamps) | 0 | 0 | 20 | fixture |  | 20
Equipment | Premium T8 - Lamp Replacement | Replace Bulbs in Three-Lamp T8 Fixture with Reduced Wattage (28W) Bulbs | Three-Lamp 32-Watt T8 Fixture | Commercial | Turnover | Assembly | FL Zone 2 | Per Fixture | 0% | 80.9882 | 70.8646 | 10.1235 | 0.125 | 8 | 0.002445 | 0.000561 | 2.85 | https://www.homedepot.com/p/Philips-32-Watt-4-ft-T8-Alto-Linear-Fluorescent-Light-Bulb-Neutral-3500K-10-Pack-479691/303811578 | 0 | No Labor Cost | 3.29 | https://www.homedepot.com/p/Philips-28-Watt-4-ft-T8-Alto-Linear-Fluorescent-Light-Bulb-Natural-Light-5000K-30-Pack-281055/204363599 | 0 | No Labor Cost | 0.44 | lamp |  | 0.44
Equipment | Premium T8 - Lamp Replacement | Replace Bulbs in Three-Lamp T8 Fixture with Reduced Wattage (28W) Bulbs | Three-Lamp 32-Watt T8 Fixture | Commercial | Turnover | College and University | FL Zone 2 | Per Fixture | 0% | 124.1293 | 108.6131 | 15.5162 | 0.125 | 8 | 0.001607 | 0.001543 | 2.85 | https://www.homedepot.com/p/Philips-32-Watt-4-ft-T8-Alto-Linear-Fluorescent-Light-Bulb-Neutral-3500K-10-Pack-479691/303811578 | 0 | No Labor Cost | 3.29 | https://www.homedepot.com/p/Philips-28-Watt-4-ft-T8-Alto-Linear-Fluorescent-Light-Bulb-Natural-Light-5000K-30-Pack-281055/204363599 | 0 | No Labor Cost | 0.44 | lamp |  | 0.44
Equipment | Premium T8 - Lamp Replacement | Replace Bulbs in Three-Lamp T8 Fixture with Reduced Wattage (28W) Bulbs | Three-Lamp 32-Watt T8 Fixture | Commercial | Turnover | Grocery | FL Zone 2 | Per Fixture | 0% | 156.119 | 136.6042 | 19.5149 | 0.125 | 8 | 0.004707 | 7.88e-07 | 2.85 | https://www.homedepot.com/p/Philips-32-Watt-4-ft-T8-Alto-Linear-Fluorescent-Light-Bulb-Neutral-3500K-10-Pack-479691/303811578 | 0 | No Labor Cost | 3.29 | https://www.homedepot.com/p/Philips-28-Watt-4-ft-T8-Alto-Linear-Fluorescent-Light-Bulb-Natural-Light-5000K-30-Pack-281055/204363599 | 0 | No Labor Cost | 0.44 | lamp |  | 0.44
Equipment | Premium T8 - Lamp Replacement | Replace Bulbs in Three-Lamp T8 Fixture with Reduced Wattage (28W) Bulbs | Three-Lamp 32-Watt T8 Fixture | Commercial | Turnover | Healthcare | FL Zone 2 | Per Fixture | 0% | 141.5885 | 123.8899 | 17.6986 | 0.125 | 8 | 0.004275 | 0.000982 | 2.85 | https://www.homedepot.com/p/Philips-32-Watt-4-ft-T8-Alto-Linear-Fluorescent-Light-Bulb-Neutral-3500K-10-Pack-479691/303811578 | 0 | No Labor Cost | 3.29 | https://www.homedepot.com/p/Philips-28-Watt-4-ft-T8-Alto-Linear-Fluorescent-Light-Bulb-Natural-Light-5000K-30-Pack-281055/204363599 | 0 | No Labor Cost | 0.44 | lamp |  | 0.44
Equipment | Premium T8 - Lamp Replacement | Replace Bulbs in Three-Lamp T8 Fixture with Reduced Wattage (28W) Bulbs | Three-Lamp 32-Watt T8 Fixture | Commercial | Turnover | Hospitals | FL Zone 2 | Per Fixture | 0% | 191.5443 | 167.6013 | 23.943 | 0.125 | 8 | 0.00248 | 0.002381 | 2.85 | https://www.homedepot.com/p/Philips-32-Watt-4-ft-T8-Alto-Linear-Fluorescent-Light-Bulb-Neutral-3500K-10-Pack-479691/303811578 | 0 | No Labor Cost | 3.29 | https://www.homedepot.com/p/Philips-28-Watt-4-ft-T8-Alto-Linear-Fluorescent-Light-Bulb-Natural-Light-5000K-30-Pack-281055/204363599 | 0 | No Labor Cost | 0.44 | lamp |  | 0.44
Equipment | Premium T8 - Lamp Replacement | Replace Bulbs in Three-Lamp T8 Fixture with Reduced Wattage (28W) Bulbs | Three-Lamp 32-Watt T8 Fixture | Commercial | Turnover | Institutional | FL Zone 2 | Per Fixture | 0% | 92.8998 | 81.2874 | 11.6125 | 0.125 | 8 | 0.002805 | 0.000644 | 2.85 | https://www.homedepot.com/p/Philips-32-Watt-4-ft-T8-Alto-Linear-Fluorescent-Light-Bulb-Neutral-3500K-10-Pack-479691/303811578 | 0 | No Labor Cost | 3.29 | https://www.homedepot.com/p/Philips-28-Watt-4-ft-T8-Alto-Linear-Fluorescent-Light-Bulb-Natural-Light-5000K-30-Pack-281055/204363599 | 0 | No Labor Cost | 0.44 | lamp |  | 0.44
Equipment | Premium T8 - Lamp Replacement | Replace Bulbs in Three-Lamp T8 Fixture with Reduced Wattage (28W) Bulbs | Three-Lamp 32-Watt T8 Fixture | Commercial | Turnover | Lodging/Hospitality | FL Zone 2 | Per Fixture | 0% | 105.7126 | 92.4986 | 13.2141 | 0.125 | 8 | 0.003188 | 5.34e-07 | 2.85 | https://www.homedepot.com/p/Philips-32-Watt-4-ft-T8-Alto-Linear-Fluorescent-Light-Bulb-Neutral-3500K-10-Pack-479691/303811578 | 0 | No Labor Cost | 3.29 | https://www.homedepot.com/p/Philips-28-Watt-4-ft-T8-Alto-Linear-Fluorescent-Light-Bulb-Natural-Light-5000K-30-Pack-281055/204363599 | 0 | No Labor Cost | 0.44 | lamp |  | 0.44
Equipment | Premium T8 - Lamp Replacement | Replace Bulbs in Three-Lamp T8 Fixture with Reduced Wattage (28W) Bulbs | Three-Lamp 32-Watt T8 Fixture | Commercial | Turnover | Miscellaneous | FL Zone 2 | Per Fixture | 0% | 124.1293 | 108.6131 | 15.5162 | 0.125 | 8 | 0.003748 | 0.000861 | 2.85 | https://www.homedepot.com/p/Philips-32-Watt-4-ft-T8-Alto-Linear-Fluorescent-Light-Bulb-Neutral-3500K-10-Pack-479691/303811578 | 0 | No Labor Cost | 3.29 | https://www.homedepot.com/p/Philips-28-Watt-4-ft-T8-Alto-Linear-Fluorescent-Light-Bulb-Natural-Light-5000K-30-Pack-281055/204363599 | 0 | No Labor Cost | 0.44 | lamp |  | 0.44
Equipment | Premium T8 - Lamp Replacement | Replace Bulbs in Three-Lamp T8 Fixture with Reduced Wattage (28W) Bulbs | Three-Lamp 32-Watt T8 Fixture | Commercial | Turnover | Offices | FL Zone 2 | Per Fixture | 0% | 91.6045 | 80.1539 | 11.4506 | 0.125 | 8 | 0.002766 | 0.000635 | 2.85 | https://www.homedepot.com/p/Philips-32-Watt-4-ft-T8-Alto-Linear-Fluorescent-Light-Bulb-Neutral-3500K-10-Pack-479691/303811578 | 0 | No Labor Cost | 3.29 | https://www.homedepot.com/p/Philips-28-Watt-4-ft-T8-Alto-Linear-Fluorescent-Light-Bulb-Natural-Light-5000K-30-Pack-281055/204363599 | 0 | No Labor Cost | 0.44 | lamp |  | 0.44
Equipment | Premium T8 - Lamp Replacement | Replace Bulbs in Three-Lamp T8 Fixture with Reduced Wattage (28W) Bulbs | Three-Lamp 32-Watt T8 Fixture | Commercial | Turnover | Restaurants | FL Zone 2 | Per Fixture | 0% | 94.5331 | 82.7165 | 11.8166 | 0.125 | 8 | 0.00285 | 4.77e-07 | 2.85 | https://www.homedepot.com/p/Philips-32-Watt-4-ft-T8-Alto-Linear-Fluorescent-Light-Bulb-Neutral-3500K-10-Pack-479691/303811578 | 0 | No Labor Cost | 3.29 | https://www.homedepot.com/p/Philips-28-Watt-4-ft-T8-Alto-Linear-Fluorescent-Light-Bulb-Natural-Light-5000K-30-Pack-281055/204363599 | 0 | No Labor Cost | 0.44 | lamp |  | 0.44
Equipment | Premium T8 - Lamp Replacement | Replace Bulbs in Three-Lamp T8 Fixture with Reduced Wattage (28W) Bulbs | Three-Lamp 32-Watt T8 Fixture | Commercial | Turnover | Retail | FL Zone 2 | Per Fixture | 0% | 140.3494 | 122.8058 | 17.5437 | 0.125 | 8 | 0.004232 | 7.09e-07 | 2.85 | https://www.homedepot.com/p/Philips-32-Watt-4-ft-T8-Alto-Linear-Fluorescent-Light-Bulb-Neutral-3500K-10-Pack-479691/303811578 | 0 | No Labor Cost | 3.29 | https://www.homedepot.com/p/Philips-28-Watt-4-ft-T8-Alto-Linear-Fluorescent-Light-Bulb-Natural-Light-5000K-30-Pack-281055/204363599 | 0 | No Labor Cost | 0.44 | lamp |  | 0.44
Equipment | Premium T8 - Lamp Replacement | Replace Bulbs in Three-Lamp T8 Fixture with Reduced Wattage (28W) Bulbs | Three-Lamp 32-Watt T8 Fixture | Commercial | Turnover | Schools K-12 | FL Zone 2 | Per Fixture | 0% | 66.9926 | 58.6186 | 8.3741 | 0.125 | 8 | 0.002023 | 0.000464 | 2.85 | https://www.homedepot.com/p/Philips-32-Watt-4-ft-T8-Alto-Linear-Fluorescent-Light-Bulb-Neutral-3500K-10-Pack-479691/303811578 | 0 | No Labor Cost | 3.29 | https://www.homedepot.com/p/Philips-28-Watt-4-ft-T8-Alto-Linear-Fluorescent-Light-Bulb-Natural-Light-5000K-30-Pack-281055/204363599 | 0 | No Labor Cost | 0.44 | lamp |  | 0.44
Equipment | Premium T8 - Lamp Replacement | Replace Bulbs in Three-Lamp T8 Fixture with Reduced Wattage (28W) Bulbs | Three-Lamp 32-Watt T8 Fixture | Commercial | Turnover | Warehouse | FL Zone 2 | Per Fixture | 0% | 107.6838 | 94.2234 | 13.4605 | 0.125 | 8 | 0.003251 | 0.000747 | 2.85 | https://www.homedepot.com/p/Philips-32-Watt-4-ft-T8-Alto-Linear-Fluorescent-Light-Bulb-Neutral-3500K-10-Pack-479691/303811578 | 0 | No Labor Cost | 3.29 | https://www.homedepot.com/p/Philips-28-Watt-4-ft-T8-Alto-Linear-Fluorescent-Light-Bulb-Natural-Light-5000K-30-Pack-281055/204363599 | 0 | No Labor Cost | 0.44 | lamp |  | 0.44
Equipment | Premium T8 - Lamp Replacement | Replace Bulbs in Three-Lamp T8 Fixture with Reduced Wattage (28W) Bulbs | Three-Lamp 32-Watt T8 Fixture | Commercial | New | Assembly | FL Zone 2 | Per Fixture | 0% | 80.9882 | 70.8646 | 10.1235 | 0.125 | 8 | 0.002445 | 0.000561 | 2.85 | https://www.homedepot.com/p/Philips-32-Watt-4-ft-T8-Alto-Linear-Fluorescent-Light-Bulb-Neutral-3500K-10-Pack-479691/303811578 | 0 | No Labor Cost | 3.29 | https://www.homedepot.com/p/Philips-28-Watt-4-ft-T8-Alto-Linear-Fluorescent-Light-Bulb-Natural-Light-5000K-30-Pack-281055/204363599 | 0 | No Labor Cost | 0.44 | lamp |  | 0.44
Equipment | Premium T8 - Lamp Replacement | Replace Bulbs in Three-Lamp T8 Fixture with Reduced Wattage (28W) Bulbs | Three-Lamp 32-Watt T8 Fixture | Commercial | New | College and University | FL Zone 2 | Per Fixture | 0% | 124.1293 | 108.6131 | 15.5162 | 0.125 | 8 | 0.001607 | 0.001543 | 2.85 | https://www.homedepot.com/p/Philips-32-Watt-4-ft-T8-Alto-Linear-Fluorescent-Light-Bulb-Neutral-3500K-10-Pack-479691/303811578 | 0 | No Labor Cost | 3.29 | https://www.homedepot.com/p/Philips-28-Watt-4-ft-T8-Alto-Linear-Fluorescent-Light-Bulb-Natural-Light-5000K-30-Pack-281055/204363599 | 0 | No Labor Cost | 0.44 | lamp |  | 0.44
Equipment | Premium T8 - Lamp Replacement | Replace Bulbs in Three-Lamp T8 Fixture with Reduced Wattage (28W) Bulbs | Three-Lamp 32-Watt T8 Fixture | Commercial | New | Grocery | FL Zone 2 | Per Fixture | 0% | 156.119 | 136.6042 | 19.5149 | 0.125 | 8 | 0.004707 | 7.88e-07 | 2.85 | https://www.homedepot.com/p/Philips-32-Watt-4-ft-T8-Alto-Linear-Fluorescent-Light-Bulb-Neutral-3500K-10-Pack-479691/303811578 | 0 | No Labor Cost | 3.29 | https://www.homedepot.com/p/Philips-28-Watt-4-ft-T8-Alto-Linear-Fluorescent-Light-Bulb-Natural-Light-5000K-30-Pack-281055/204363599 | 0 | No Labor Cost | 0.44 | lamp |  | 0.44
Equipment | Premium T8 - Lamp Replacement | Replace Bulbs in Three-Lamp T8 Fixture with Reduced Wattage (28W) Bulbs | Three-Lamp 32-Watt T8 Fixture | Commercial | New | Healthcare | FL Zone 2 | Per Fixture | 0% | 141.5885 | 123.8899 | 17.6986 | 0.125 | 8 | 0.004275 | 0.000982 | 2.85 | https://www.homedepot.com/p/Philips-32-Watt-4-ft-T8-Alto-Linear-Fluorescent-Light-Bulb-Neutral-3500K-10-Pack-479691/303811578 | 0 | No Labor Cost | 3.29 | https://www.homedepot.com/p/Philips-28-Watt-4-ft-T8-Alto-Linear-Fluorescent-Light-Bulb-Natural-Light-5000K-30-Pack-281055/204363599 | 0 | No Labor Cost | 0.44 | lamp |  | 0.44
Equipment | Premium T8 - Lamp Replacement | Replace Bulbs in Three-Lamp T8 Fixture with Reduced Wattage (28W) Bulbs | Three-Lamp 32-Watt T8 Fixture | Commercial | New | Hospitals | FL Zone 2 | Per Fixture | 0% | 191.5443 | 167.6013 | 23.943 | 0.125 | 8 | 0.00248 | 0.002381 | 2.85 | https://www.homedepot.com/p/Philips-32-Watt-4-ft-T8-Alto-Linear-Fluorescent-Light-Bulb-Neutral-3500K-10-Pack-479691/303811578 | 0 | No Labor Cost | 3.29 | https://www.homedepot.com/p/Philips-28-Watt-4-ft-T8-Alto-Linear-Fluorescent-Light-Bulb-Natural-Light-5000K-30-Pack-281055/204363599 | 0 | No Labor Cost | 0.44 | lamp |  | 0.44
Equipment | Premium T8 - Lamp Replacement | Replace Bulbs in Three-Lamp T8 Fixture with Reduced Wattage (28W) Bulbs | Three-Lamp 32-Watt T8 Fixture | Commercial | New | Institutional | FL Zone 2 | Per Fixture | 0% | 92.8998 | 81.2874 | 11.6125 | 0.125 | 8 | 0.002805 | 0.000644 | 2.85 | https://www.homedepot.com/p/Philips-32-Watt-4-ft-T8-Alto-Linear-Fluorescent-Light-Bulb-Neutral-3500K-10-Pack-479691/303811578 | 0 | No Labor Cost | 3.29 | https://www.homedepot.com/p/Philips-28-Watt-4-ft-T8-Alto-Linear-Fluorescent-Light-Bulb-Natural-Light-5000K-30-Pack-281055/204363599 | 0 | No Labor Cost | 0.44 | lamp |  | 0.44
Equipment | Premium T8 - Lamp Replacement | Replace Bulbs in Three-Lamp T8 Fixture with Reduced Wattage (28W) Bulbs | Three-Lamp 32-Watt T8 Fixture | Commercial | New | Lodging/Hospitality | FL Zone 2 | Per Fixture | 0% | 105.7126 | 92.4986 | 13.2141 | 0.125 | 8 | 0.003188 | 5.34e-07 | 2.85 | https://www.homedepot.com/p/Philips-32-Watt-4-ft-T8-Alto-Linear-Fluorescent-Light-Bulb-Neutral-3500K-10-Pack-479691/303811578 | 0 | No Labor Cost | 3.29 | https://www.homedepot.com/p/Philips-28-Watt-4-ft-T8-Alto-Linear-Fluorescent-Light-Bulb-Natural-Light-5000K-30-Pack-281055/204363599 | 0 | No Labor Cost | 0.44 | lamp |  | 0.44
Equipment | Premium T8 - Lamp Replacement | Replace Bulbs in Three-Lamp T8 Fixture with Reduced Wattage (28W) Bulbs | Three-Lamp 32-Watt T8 Fixture | Commercial | New | Miscellaneous | FL Zone 2 | Per Fixture | 0% | 124.1293 | 108.6131 | 15.5162 | 0.125 | 8 | 0.003748 | 0.000861 | 2.85 | https://www.homedepot.com/p/Philips-32-Watt-4-ft-T8-Alto-Linear-Fluorescent-Light-Bulb-Neutral-3500K-10-Pack-479691/303811578 | 0 | No Labor Cost | 3.29 | https://www.homedepot.com/p/Philips-28-Watt-4-ft-T8-Alto-Linear-Fluorescent-Light-Bulb-Natural-Light-5000K-30-Pack-281055/204363599 | 0 | No Labor Cost | 0.44 | lamp |  | 0.44
Equipment | Premium T8 - Lamp Replacement | Replace Bulbs in Three-Lamp T8 Fixture with Reduced Wattage (28W) Bulbs | Three-Lamp 32-Watt T8 Fixture | Commercial | New | Offices | FL Zone 2 | Per Fixture | 0% | 91.6045 | 80.1539 | 11.4506 | 0.125 | 8 | 0.002766 | 0.000635 | 2.85 | https://www.homedepot.com/p/Philips-32-Watt-4-ft-T8-Alto-Linear-Fluorescent-Light-Bulb-Neutral-3500K-10-Pack-479691/303811578 | 0 | No Labor Cost | 3.29 | https://www.homedepot.com/p/Philips-28-Watt-4-ft-T8-Alto-Linear-Fluorescent-Light-Bulb-Natural-Light-5000K-30-Pack-281055/204363599 | 0 | No Labor Cost | 0.44 | lamp |  | 0.44
Equipment | Premium T8 - Lamp Replacement | Replace Bulbs in Three-Lamp T8 Fixture with Reduced Wattage (28W) Bulbs | Three-Lamp 32-Watt T8 Fixture | Commercial | New | Restaurants | FL Zone 2 | Per Fixture | 0% | 94.5331 | 82.7165 | 11.8166 | 0.125 | 8 | 0.00285 | 4.77e-07 | 2.85 | https://www.homedepot.com/p/Philips-32-Watt-4-ft-T8-Alto-Linear-Fluorescent-Light-Bulb-Neutral-3500K-10-Pack-479691/303811578 | 0 | No Labor Cost | 3.29 | https://www.homedepot.com/p/Philips-28-Watt-4-ft-T8-Alto-Linear-Fluorescent-Light-Bulb-Natural-Light-5000K-30-Pack-281055/204363599 | 0 | No Labor Cost | 0.44 | lamp |  | 0.44
Equipment | Premium T8 - Lamp Replacement | Replace Bulbs in Three-Lamp T8 Fixture with Reduced Wattage (28W) Bulbs | Three-Lamp 32-Watt T8 Fixture | Commercial | New | Retail | FL Zone 2 | Per Fixture | 0% | 140.3494 | 122.8058 | 17.5437 | 0.125 | 8 | 0.004232 | 7.09e-07 | 2.85 | https://www.homedepot.com/p/Philips-32-Watt-4-ft-T8-Alto-Linear-Fluorescent-Light-Bulb-Neutral-3500K-10-Pack-479691/303811578 | 0 | No Labor Cost | 3.29 | https://www.homedepot.com/p/Philips-28-Watt-4-ft-T8-Alto-Linear-Fluorescent-Light-Bulb-Natural-Light-5000K-30-Pack-281055/204363599 | 0 | No Labor Cost | 0.44 | lamp |  | 0.44
Equipment | Premium T8 - Lamp Replacement | Replace Bulbs in Three-Lamp T8 Fixture with Reduced Wattage (28W) Bulbs | Three-Lamp 32-Watt T8 Fixture | Commercial | New | Schools K-12 | FL Zone 2 | Per Fixture | 0% | 66.9926 | 58.6186 | 8.3741 | 0.125 | 8 | 0.002023 | 0.000464 | 2.85 | https://www.homedepot.com/p/Philips-32-Watt-4-ft-T8-Alto-Linear-Fluorescent-Light-Bulb-Neutral-3500K-10-Pack-479691/303811578 | 0 | No Labor Cost | 3.29 | https://www.homedepot.com/p/Philips-28-Watt-4-ft-T8-Alto-Linear-Fluorescent-Light-Bulb-Natural-Light-5000K-30-Pack-281055/204363599 | 0 | No Labor Cost | 0.44 | lamp |  | 0.44
Equipment | Premium T8 - Lamp Replacement | Replace Bulbs in Three-Lamp T8 Fixture with Reduced Wattage (28W) Bulbs | Three-Lamp 32-Watt T8 Fixture | Commercial | New | Warehouse | FL Zone 2 | Per Fixture | 0% | 107.6838 | 94.2234 | 13.4605 | 0.125 | 8 | 0.003251 | 0.000747 | 2.85 | https://www.homedepot.com/p/Philips-32-Watt-4-ft-T8-Alto-Linear-Fluorescent-Light-Bulb-Neutral-3500K-10-Pack-479691/303811578 | 0 | No Labor Cost | 3.29 | https://www.homedepot.com/p/Philips-28-Watt-4-ft-T8-Alto-Linear-Fluorescent-Light-Bulb-Natural-Light-5000K-30-Pack-281055/204363599 | 0 | No Labor Cost | 0.44 | lamp |  | 0.44
Equipment | Efficient Battery Charger | Single-phase Ferro resonant or silicon-controlled rectifier chargin equipment with power conversion efficiency >=89% & maintenance power <= 10 W | FR or SCR charging stations with power conversion efficiecy < 89% or > 10 W | Commercial | Turnover | Assembly | FL Zone 2 | Per Appliance | 18% | 8124.9 | 7013.694 | 1111.206 | 0.13676 | 7 | 0.60888 | 0 | 0 | reference source included incremental cost only | 0 | 0 | 400 | Illinois 2018 Statewide TRM, Section 4.8.9 | 0 | No Labor Cost | 400 | unit |  | 400
Equipment | Efficient Battery Charger | Single-phase Ferro resonant or silicon-controlled rectifier chargin equipment with power conversion efficiency >=89% & maintenance power <= 10 W | FR or SCR charging stations with power conversion efficiecy < 89% or > 10 W | Commercial | Turnover | College and University | FL Zone 2 | Per Appliance | 0% | 8124.9 | 7013.694 | 1111.206 | 0.13676 | 7 | 0.60888 | 0 | 0 | reference source included incremental cost only | 0 | 0 | 400 | Illinois 2018 Statewide TRM, Section 4.8.9 | 0 | No Labor Cost | 400 | unit |  | 400
Equipment | Efficient Battery Charger | Single-phase Ferro resonant or silicon-controlled rectifier chargin equipment with power conversion efficiency >=89% & maintenance power <= 10 W | FR or SCR charging stations with power conversion efficiecy < 89% or > 10 W | Commercial | Turnover | Grocery | FL Zone 2 | Per Appliance | 18% | 8124.9 | 7013.694 | 1111.206 | 0.13676 | 7 | 0.60888 | 0 | 0 | reference source included incremental cost only | 0 | 0 | 400 | Illinois 2018 Statewide TRM, Section 4.8.9 | 0 | No Labor Cost | 400 | unit |  | 400
Equipment | Efficient Battery Charger | Single-phase Ferro resonant or silicon-controlled rectifier chargin equipment with power conversion efficiency >=89% & maintenance power <= 10 W | FR or SCR charging stations with power conversion efficiecy < 89% or > 10 W | Commercial | Turnover | Healthcare | FL Zone 2 | Per Appliance | 18% | 8124.9 | 7013.694 | 1111.206 | 0.13676 | 7 | 0.60888 | 0 | 0 | reference source included incremental cost only | 0 | 0 | 400 | Illinois 2018 Statewide TRM, Section 4.8.9 | 0 | No Labor Cost | 400 | unit |  | 400
Equipment | Efficient Battery Charger | Single-phase Ferro resonant or silicon-controlled rectifier chargin equipment with power conversion efficiency >=89% & maintenance power <= 10 W | FR or SCR charging stations with power conversion efficiecy < 89% or > 10 W | Commercial | Turnover | Hospitals | FL Zone 2 | Per Appliance | 18% | 8124.9 | 7013.694 | 1111.206 | 0.13676 | 7 | 0.60888 | 0 | 0 | reference source included incremental cost only | 0 | 0 | 400 | Illinois 2018 Statewide TRM, Section 4.8.9 | 0 | No Labor Cost | 400 | unit |  | 400
Equipment | Efficient Battery Charger | Single-phase Ferro resonant or silicon-controlled rectifier chargin equipment with power conversion efficiency >=89% & maintenance power <= 10 W | FR or SCR charging stations with power conversion efficiecy < 89% or > 10 W | Commercial | Turnover | Institutional | FL Zone 2 | Per Appliance | 18% | 8124.9 | 7013.694 | 1111.206 | 0.13676 | 7 | 0.60888 | 0 | 0 | reference source included incremental cost only | 0 | 0 | 400 | Illinois 2018 Statewide TRM, Section 4.8.9 | 0 | No Labor Cost | 400 | unit |  | 400
Equipment | Efficient Battery Charger | Single-phase Ferro resonant or silicon-controlled rectifier chargin equipment with power conversion efficiency >=89% & maintenance power <= 10 W | FR or SCR charging stations with power conversion efficiecy < 89% or > 10 W | Commercial | Turnover | Lodging/Hospitality | FL Zone 2 | Per Appliance | 18% | 8124.9 | 7013.694 | 1111.206 | 0.13676 | 7 | 0.60888 | 0 | 0 | reference source included incremental cost only | 0 | 0 | 400 | Illinois 2018 Statewide TRM, Section 4.8.9 | 0 | No Labor Cost | 400 | unit |  | 400
Equipment | Efficient Battery Charger | Single-phase Ferro resonant or silicon-controlled rectifier chargin equipment with power conversion efficiency >=89% & maintenance power <= 10 W | FR or SCR charging stations with power conversion efficiecy < 89% or > 10 W | Commercial | Turnover | Miscellaneous | FL Zone 2 | Per Appliance | 0% | 8124.9 | 7013.694 | 1111.206 | 0.13676 | 7 | 0.60888 | 0 | 0 | reference source included incremental cost only | 0 | 0 | 400 | Illinois 2018 Statewide TRM, Section 4.8.9 | 0 | No Labor Cost | 400 | unit |  | 400
Equipment | Efficient Battery Charger | Single-phase Ferro resonant or silicon-controlled rectifier chargin equipment with power conversion efficiency >=89% & maintenance power <= 10 W | FR or SCR charging stations with power conversion efficiecy < 89% or > 10 W | Commercial | Turnover | Offices | FL Zone 2 | Per Appliance | 18% | 8124.9 | 7013.694 | 1111.206 | 0.13676 | 7 | 0.60888 | 0 | 0 | reference source included incremental cost only | 0 | 0 | 400 | Illinois 2018 Statewide TRM, Section 4.8.9 | 0 | No Labor Cost | 400 | unit |  | 400
Equipment | Efficient Battery Charger | Single-phase Ferro resonant or silicon-controlled rectifier chargin equipment with power conversion efficiency >=89% & maintenance power <= 10 W | FR or SCR charging stations with power conversion efficiecy < 89% or > 10 W | Commercial | Turnover | Restaurants | FL Zone 2 | Per Appliance | 0% | 8124.9 | 7013.694 | 1111.206 | 0.13676 | 7 | 0.60888 | 0 | 0 | reference source included incremental cost only | 0 | 0 | 400 | Illinois 2018 Statewide TRM, Section 4.8.9 | 0 | No Labor Cost | 400 | unit |  | 400
Equipment | Efficient Battery Charger | Single-phase Ferro resonant or silicon-controlled rectifier chargin equipment with power conversion efficiency >=89% & maintenance power <= 10 W | FR or SCR charging stations with power conversion efficiecy < 89% or > 10 W | Commercial | Turnover | Retail | FL Zone 2 | Per Appliance | 18% | 8124.9 | 7013.694 | 1111.206 | 0.13676 | 7 | 0.60888 | 0 | 0 | reference source included incremental cost only | 0 | 0 | 400 | Illinois 2018 Statewide TRM, Section 4.8.9 | 0 | No Labor Cost | 400 | unit |  | 400
Equipment | Efficient Battery Charger | Single-phase Ferro resonant or silicon-controlled rectifier chargin equipment with power conversion efficiency >=89% & maintenance power <= 10 W | FR or SCR charging stations with power conversion efficiecy < 89% or > 10 W | Commercial | Turnover | Schools K-12 | FL Zone 2 | Per Appliance | 0% | 8124.9 | 7013.694 | 1111.206 | 0.13676 | 7 | 0.60888 | 0 | 0 | reference source included incremental cost only | 0 | 0 | 400 | Illinois 2018 Statewide TRM, Section 4.8.9 | 0 | No Labor Cost | 400 | unit |  | 400
Equipment | Efficient Battery Charger | Single-phase Ferro resonant or silicon-controlled rectifier chargin equipment with power conversion efficiency >=89% & maintenance power <= 10 W | FR or SCR charging stations with power conversion efficiecy < 89% or > 10 W | Commercial | Turnover | Warehouse | FL Zone 2 | Per Appliance | 18% | 8124.9 | 7013.694 | 1111.206 | 0.13676 | 7 | 0.60888 | 0 | 0 | reference source included incremental cost only | 0 | 0 | 400 | Illinois 2018 Statewide TRM, Section 4.8.9 | 0 | No Labor Cost | 400 | unit |  | 400
Equipment | Efficient Battery Charger | Single-phase Ferro resonant or silicon-controlled rectifier chargin equipment with power conversion efficiency >=89% & maintenance power <= 10 W | FR or SCR charging stations with power conversion efficiecy < 89% or > 10 W | Commercial | New | Assembly | FL Zone 2 | Per Appliance | 18% | 8124.9 | 7013.694 | 1111.206 | 0.13676 | 7 | 0.60888 | 0 | 0 | reference source included incremental cost only | 0 | 0 | 400 | Illinois 2018 Statewide TRM, Section 4.8.9 | 0 | No Labor Cost | 400 | unit |  | 400
Equipment | Efficient Battery Charger | Single-phase Ferro resonant or silicon-controlled rectifier chargin equipment with power conversion efficiency >=89% & maintenance power <= 10 W | FR or SCR charging stations with power conversion efficiecy < 89% or > 10 W | Commercial | New | College and University | FL Zone 2 | Per Appliance | 0% | 8124.9 | 7013.694 | 1111.206 | 0.13676 | 7 | 0.60888 | 0 | 0 | reference source included incremental cost only | 0 | 0 | 400 | Illinois 2018 Statewide TRM, Section 4.8.9 | 0 | No Labor Cost | 400 | unit |  | 400
Equipment | Efficient Battery Charger | Single-phase Ferro resonant or silicon-controlled rectifier chargin equipment with power conversion efficiency >=89% & maintenance power <= 10 W | FR or SCR charging stations with power conversion efficiecy < 89% or > 10 W | Commercial | New | Grocery | FL Zone 2 | Per Appliance | 18% | 8124.9 | 7013.694 | 1111.206 | 0.13676 | 7 | 0.60888 | 0 | 0 | reference source included incremental cost only | 0 | 0 | 400 | Illinois 2018 Statewide TRM, Section 4.8.9 | 0 | No Labor Cost | 400 | unit |  | 400
Equipment | Efficient Battery Charger | Single-phase Ferro resonant or silicon-controlled rectifier chargin equipment with power conversion efficiency >=89% & maintenance power <= 10 W | FR or SCR charging stations with power conversion efficiecy < 89% or > 10 W | Commercial | New | Healthcare | FL Zone 2 | Per Appliance | 18% | 8124.9 | 7013.694 | 1111.206 | 0.13676 | 7 | 0.60888 | 0 | 0 | reference source included incremental cost only | 0 | 0 | 400 | Illinois 2018 Statewide TRM, Section 4.8.9 | 0 | No Labor Cost | 400 | unit |  | 400
Equipment | Efficient Battery Charger | Single-phase Ferro resonant or silicon-controlled rectifier chargin equipment with power conversion efficiency >=89% & maintenance power <= 10 W | FR or SCR charging stations with power conversion efficiecy < 89% or > 10 W | Commercial | New | Hospitals | FL Zone 2 | Per Appliance | 18% | 8124.9 | 7013.694 | 1111.206 | 0.13676 | 7 | 0.60888 | 0 | 0 | reference source included incremental cost only | 0 | 0 | 400 | Illinois 2018 Statewide TRM, Section 4.8.9 | 0 | No Labor Cost | 400 | unit |  | 400
Equipment | Efficient Battery Charger | Single-phase Ferro resonant or silicon-controlled rectifier chargin equipment with power conversion efficiency >=89% & maintenance power <= 10 W | FR or SCR charging stations with power conversion efficiecy < 89% or > 10 W | Commercial | New | Institutional | FL Zone 2 | Per Appliance | 18% | 8124.9 | 7013.694 | 1111.206 | 0.13676 | 7 | 0.60888 | 0 | 0 | reference source included incremental cost only | 0 | 0 | 400 | Illinois 2018 Statewide TRM, Section 4.8.9 | 0 | No Labor Cost | 400 | unit |  | 400
Equipment | Efficient Battery Charger | Single-phase Ferro resonant or silicon-controlled rectifier chargin equipment with power conversion efficiency >=89% & maintenance power <= 10 W | FR or SCR charging stations with power conversion efficiecy < 89% or > 10 W | Commercial | New | Lodging/Hospitality | FL Zone 2 | Per Appliance | 18% | 8124.9 | 7013.694 | 1111.206 | 0.13676 | 7 | 0.60888 | 0 | 0 | reference source included incremental cost only | 0 | 0 | 400 | Illinois 2018 Statewide TRM, Section 4.8.9 | 0 | No Labor Cost | 400 | unit |  | 400
Equipment | Efficient Battery Charger | Single-phase Ferro resonant or silicon-controlled rectifier chargin equipment with power conversion efficiency >=89% & maintenance power <= 10 W | FR or SCR charging stations with power conversion efficiecy < 89% or > 10 W | Commercial | New | Miscellaneous | FL Zone 2 | Per Appliance | 0% | 8124.9 | 7013.694 | 1111.206 | 0.13676 | 7 | 0.60888 | 0 | 0 | reference source included incremental cost only | 0 | 0 | 400 | Illinois 2018 Statewide TRM, Section 4.8.9 | 0 | No Labor Cost | 400 | unit |  | 400
Equipment | Efficient Battery Charger | Single-phase Ferro resonant or silicon-controlled rectifier chargin equipment with power conversion efficiency >=89% & maintenance power <= 10 W | FR or SCR charging stations with power conversion efficiecy < 89% or > 10 W | Commercial | New | Offices | FL Zone 2 | Per Appliance | 18% | 8124.9 | 7013.694 | 1111.206 | 0.13676 | 7 | 0.60888 | 0 | 0 | reference source included incremental cost only | 0 | 0 | 400 | Illinois 2018 Statewide TRM, Section 4.8.9 | 0 | No Labor Cost | 400 | unit |  | 400
Equipment | Efficient Battery Charger | Single-phase Ferro resonant or silicon-controlled rectifier chargin equipment with power conversion efficiency >=89% & maintenance power <= 10 W | FR or SCR charging stations with power conversion efficiecy < 89% or > 10 W | Commercial | New | Restaurants | FL Zone 2 | Per Appliance | 0% | 8124.9 | 7013.694 | 1111.206 | 0.13676 | 7 | 0.60888 | 0 | 0 | reference source included incremental cost only | 0 | 0 | 400 | Illinois 2018 Statewide TRM, Section 4.8.9 | 0 | No Labor Cost | 400 | unit |  | 400
Equipment | Efficient Battery Charger | Single-phase Ferro resonant or silicon-controlled rectifier chargin equipment with power conversion efficiency >=89% & maintenance power <= 10 W | FR or SCR charging stations with power conversion efficiecy < 89% or > 10 W | Commercial | New | Retail | FL Zone 2 | Per Appliance | 18% | 8124.9 | 7013.694 | 1111.206 | 0.13676 | 7 | 0.60888 | 0 | 0 | reference source included incremental cost only | 0 | 0 | 400 | Illinois 2018 Statewide TRM, Section 4.8.9 | 0 | No Labor Cost | 400 | unit |  | 400
Equipment | Efficient Battery Charger | Single-phase Ferro resonant or silicon-controlled rectifier chargin equipment with power conversion efficiency >=89% & maintenance power <= 10 W | FR or SCR charging stations with power conversion efficiecy < 89% or > 10 W | Commercial | New | Schools K-12 | FL Zone 2 | Per Appliance | 0% | 8124.9 | 7013.694 | 1111.206 | 0.13676 | 7 | 0.60888 | 0 | 0 | reference source included incremental cost only | 0 | 0 | 400 | Illinois 2018 Statewide TRM, Section 4.8.9 | 0 | No Labor Cost | 400 | unit |  | 400
Equipment | Efficient Battery Charger | Single-phase Ferro resonant or silicon-controlled rectifier chargin equipment with power conversion efficiency >=89% & maintenance power <= 10 W | FR or SCR charging stations with power conversion efficiecy < 89% or > 10 W | Commercial | New | Warehouse | FL Zone 2 | Per Appliance | 18% | 8124.9 | 7013.694 | 1111.206 | 0.13676 | 7 | 0.60888 | 0 | 0 | reference source included incremental cost only | 0 | 0 | 400 | Illinois 2018 Statewide TRM, Section 4.8.9 | 0 | No Labor Cost | 400 | unit |  | 400
Equipment | ENERGY STAR Commercial Clothes Washer | Single-phase Ferro resonant or silicon-controlled rectifier chargin equipment with power conversion efficiency >=89% & maintenance power <= 10 W | FR or SCR charging stations with power conversion efficiecy < 89% or > 10 W | Commercial | Turnover | Assembly | FL Zone 2 | Per Appliance | 0% | 3887.25 | 2827.091 | 1060.159 | 0.27273 | 7 | 0 | 0 | 949 | https://www.homedepot.com/p/Whirlpool-2-9-cu-ft-White-Commercial-Top-Load-Washing-Machine-CAE2745FQ/301844420 | 0 | 0 | 1499 | https://www.homedepot.com/p/Whirlpool-3-1-cu-ft-High-Efficicency-White-Front-Load-Commercial-Washing-Machine-CHW9160GW/302700351 | 0 | 0 | 550 | unit |  | 550
Equipment | ENERGY STAR Commercial Clothes Washer | Single-phase Ferro resonant or silicon-controlled rectifier chargin equipment with power conversion efficiency >=89% & maintenance power <= 10 W | FR or SCR charging stations with power conversion efficiecy < 89% or > 10 W | Commercial | Turnover | College and University | FL Zone 2 | Per Appliance | 22% | 3887.25 | 2827.091 | 1060.159 | 0.27273 | 7 | 0.10781 | 0.1241 | 949 | https://www.homedepot.com/p/Whirlpool-2-9-cu-ft-White-Commercial-Top-Load-Washing-Machine-CAE2745FQ/301844420 | 0 | 0 | 1499 | https://www.homedepot.com/p/Whirlpool-3-1-cu-ft-High-Efficicency-White-Front-Load-Commercial-Washing-Machine-CHW9160GW/302700351 | 0 | 0 | 550 | unit |  | 550
Equipment | ENERGY STAR Commercial Clothes Washer | Single-phase Ferro resonant or silicon-controlled rectifier chargin equipment with power conversion efficiency >=89% & maintenance power <= 10 W | FR or SCR charging stations with power conversion efficiecy < 89% or > 10 W | Commercial | Turnover | Grocery | FL Zone 2 | Per Appliance | 0% | 3887.25 | 2827.091 | 1060.159 | 0.27273 | 7 | 0.092846 | 0.067168 | 949 | https://www.homedepot.com/p/Whirlpool-2-9-cu-ft-White-Commercial-Top-Load-Washing-Machine-CAE2745FQ/301844420 | 0 | 0 | 1499 | https://www.homedepot.com/p/Whirlpool-3-1-cu-ft-High-Efficicency-White-Front-Load-Commercial-Washing-Machine-CHW9160GW/302700351 | 0 | 0 | 550 | unit |  | 550
Equipment | ENERGY STAR Commercial Clothes Washer | Single-phase Ferro resonant or silicon-controlled rectifier chargin equipment with power conversion efficiency >=89% & maintenance power <= 10 W | FR or SCR charging stations with power conversion efficiecy < 89% or > 10 W | Commercial | Turnover | Healthcare | FL Zone 2 | Per Appliance | 22% | 3887.25 | 2827.091 | 1060.159 | 0.27273 | 7 | 0.092846 | 0.067168 | 949 | https://www.homedepot.com/p/Whirlpool-2-9-cu-ft-White-Commercial-Top-Load-Washing-Machine-CAE2745FQ/301844420 | 0 | 0 | 1499 | https://www.homedepot.com/p/Whirlpool-3-1-cu-ft-High-Efficicency-White-Front-Load-Commercial-Washing-Machine-CHW9160GW/302700351 | 0 | 0 | 550 | unit |  | 550
Equipment | ENERGY STAR Commercial Clothes Washer | Single-phase Ferro resonant or silicon-controlled rectifier chargin equipment with power conversion efficiency >=89% & maintenance power <= 10 W | FR or SCR charging stations with power conversion efficiecy < 89% or > 10 W | Commercial | Turnover | Hospitals | FL Zone 2 | Per Appliance | 22% | 3887.25 | 2827.091 | 1060.159 | 0.27273 | 7 | 0.10781 | 0.1241 | 949 | https://www.homedepot.com/p/Whirlpool-2-9-cu-ft-White-Commercial-Top-Load-Washing-Machine-CAE2745FQ/301844420 | 0 | 0 | 1499 | https://www.homedepot.com/p/Whirlpool-3-1-cu-ft-High-Efficicency-White-Front-Load-Commercial-Washing-Machine-CHW9160GW/302700351 | 0 | 0 | 550 | unit |  | 550
Equipment | ENERGY STAR Commercial Clothes Washer | Single-phase Ferro resonant or silicon-controlled rectifier chargin equipment with power conversion efficiency >=89% & maintenance power <= 10 W | FR or SCR charging stations with power conversion efficiecy < 89% or > 10 W | Commercial | Turnover | Institutional | FL Zone 2 | Per Appliance | 0% | 3887.25 | 2827.091 | 1060.159 | 0.27273 | 7 | 0 | 0 | 949 | https://www.homedepot.com/p/Whirlpool-2-9-cu-ft-White-Commercial-Top-Load-Washing-Machine-CAE2745FQ/301844420 | 0 | 0 | 1499 | https://www.homedepot.com/p/Whirlpool-3-1-cu-ft-High-Efficicency-White-Front-Load-Commercial-Washing-Machine-CHW9160GW/302700351 | 0 | 0 | 550 | unit |  | 550
Equipment | ENERGY STAR Commercial Clothes Washer | Single-phase Ferro resonant or silicon-controlled rectifier chargin equipment with power conversion efficiency >=89% & maintenance power <= 10 W | FR or SCR charging stations with power conversion efficiecy < 89% or > 10 W | Commercial | Turnover | Lodging/Hospitality | FL Zone 2 | Per Appliance | 22% | 3887.25 | 2827.091 | 1060.159 | 0.27273 | 7 | 0.10781 | 0.1241 | 949 | https://www.homedepot.com/p/Whirlpool-2-9-cu-ft-White-Commercial-Top-Load-Washing-Machine-CAE2745FQ/301844420 | 0 | 0 | 1499 | https://www.homedepot.com/p/Whirlpool-3-1-cu-ft-High-Efficicency-White-Front-Load-Commercial-Washing-Machine-CHW9160GW/302700351 | 0 | 0 | 550 | unit |  | 550
Equipment | ENERGY STAR Commercial Clothes Washer | Single-phase Ferro resonant or silicon-controlled rectifier chargin equipment with power conversion efficiency >=89% & maintenance power <= 10 W | FR or SCR charging stations with power conversion efficiecy < 89% or > 10 W | Commercial | Turnover | Miscellaneous | FL Zone 2 | Per Appliance | 0% | 3887.25 | 2827.091 | 1060.159 | 0.27273 | 7 | 0 | 0 | 949 | https://www.homedepot.com/p/Whirlpool-2-9-cu-ft-White-Commercial-Top-Load-Washing-Machine-CAE2745FQ/301844420 | 0 | 0 | 1499 | https://www.homedepot.com/p/Whirlpool-3-1-cu-ft-High-Efficicency-White-Front-Load-Commercial-Washing-Machine-CHW9160GW/302700351 | 0 | 0 | 550 | unit |  | 550
Equipment | ENERGY STAR Commercial Clothes Washer | Single-phase Ferro resonant or silicon-controlled rectifier chargin equipment with power conversion efficiency >=89% & maintenance power <= 10 W | FR or SCR charging stations with power conversion efficiecy < 89% or > 10 W | Commercial | Turnover | Offices | FL Zone 2 | Per Appliance | 0% | 3887.25 | 2827.091 | 1060.159 | 0.27273 | 7 | 0.092846 | 0.067168 | 949 | https://www.homedepot.com/p/Whirlpool-2-9-cu-ft-White-Commercial-Top-Load-Washing-Machine-CAE2745FQ/301844420 | 0 | 0 | 1499 | https://www.homedepot.com/p/Whirlpool-3-1-cu-ft-High-Efficicency-White-Front-Load-Commercial-Washing-Machine-CHW9160GW/302700351 | 0 | 0 | 550 | unit |  | 550
Equipment | ENERGY STAR Commercial Clothes Washer | Single-phase Ferro resonant or silicon-controlled rectifier chargin equipment with power conversion efficiency >=89% & maintenance power <= 10 W | FR or SCR charging stations with power conversion efficiecy < 89% or > 10 W | Commercial | Turnover | Restaurants | FL Zone 2 | Per Appliance | 22% | 3887.25 | 2827.091 | 1060.159 | 0.27273 | 7 | 0 | 0 | 949 | https://www.homedepot.com/p/Whirlpool-2-9-cu-ft-White-Commercial-Top-Load-Washing-Machine-CAE2745FQ/301844420 | 0 | 0 | 1499 | https://www.homedepot.com/p/Whirlpool-3-1-cu-ft-High-Efficicency-White-Front-Load-Commercial-Washing-Machine-CHW9160GW/302700351 | 0 | 0 | 550 | unit |  | 550
Equipment | ENERGY STAR Commercial Clothes Washer | Single-phase Ferro resonant or silicon-controlled rectifier chargin equipment with power conversion efficiency >=89% & maintenance power <= 10 W | FR or SCR charging stations with power conversion efficiecy < 89% or > 10 W | Commercial | Turnover | Retail | FL Zone 2 | Per Appliance | 0% | 3887.25 | 2827.091 | 1060.159 | 0.27273 | 7 | 0.092846 | 0.067168 | 949 | https://www.homedepot.com/p/Whirlpool-2-9-cu-ft-White-Commercial-Top-Load-Washing-Machine-CAE2745FQ/301844420 | 0 | 0 | 1499 | https://www.homedepot.com/p/Whirlpool-3-1-cu-ft-High-Efficicency-White-Front-Load-Commercial-Washing-Machine-CHW9160GW/302700351 | 0 | 0 | 550 | unit |  | 550
Equipment | ENERGY STAR Commercial Clothes Washer | Single-phase Ferro resonant or silicon-controlled rectifier chargin equipment with power conversion efficiency >=89% & maintenance power <= 10 W | FR or SCR charging stations with power conversion efficiecy < 89% or > 10 W | Commercial | Turnover | Schools K-12 | FL Zone 2 | Per Appliance | 22% | 3887.25 | 2827.091 | 1060.159 | 0.27273 | 7 | 0.10781 | 0.1241 | 949 | https://www.homedepot.com/p/Whirlpool-2-9-cu-ft-White-Commercial-Top-Load-Washing-Machine-CAE2745FQ/301844420 | 0 | 0 | 1499 | https://www.homedepot.com/p/Whirlpool-3-1-cu-ft-High-Efficicency-White-Front-Load-Commercial-Washing-Machine-CHW9160GW/302700351 | 0 | 0 | 550 | unit |  | 550
Equipment | ENERGY STAR Commercial Clothes Washer | Single-phase Ferro resonant or silicon-controlled rectifier chargin equipment with power conversion efficiency >=89% & maintenance power <= 10 W | FR or SCR charging stations with power conversion efficiecy < 89% or > 10 W | Commercial | Turnover | Warehouse | FL Zone 2 | Per Appliance | 0% | 3887.25 | 2827.091 | 1060.159 | 0.27273 | 7 | 0 | 0 | 949 | https://www.homedepot.com/p/Whirlpool-2-9-cu-ft-White-Commercial-Top-Load-Washing-Machine-CAE2745FQ/301844420 | 0 | 0 | 1499 | https://www.homedepot.com/p/Whirlpool-3-1-cu-ft-High-Efficicency-White-Front-Load-Commercial-Washing-Machine-CHW9160GW/302700351 | 0 | 0 | 550 | unit |  | 550
Equipment | ENERGY STAR Commercial Clothes Washer | Single-phase Ferro resonant or silicon-controlled rectifier chargin equipment with power conversion efficiency >=89% & maintenance power <= 10 W | FR or SCR charging stations with power conversion efficiecy < 89% or > 10 W | Commercial | New | Assembly | FL Zone 2 | Per Appliance | 0% | 3887.25 | 2827.091 | 1060.159 | 0.27273 | 7 | 0 | 0 | 949 | https://www.homedepot.com/p/Whirlpool-2-9-cu-ft-White-Commercial-Top-Load-Washing-Machine-CAE2745FQ/301844420 | 0 | 0 | 1499 | https://www.homedepot.com/p/Whirlpool-3-1-cu-ft-High-Efficicency-White-Front-Load-Commercial-Washing-Machine-CHW9160GW/302700351 | 0 | 0 | 550 | unit |  | 550
Equipment | ENERGY STAR Commercial Clothes Washer | Single-phase Ferro resonant or silicon-controlled rectifier chargin equipment with power conversion efficiency >=89% & maintenance power <= 10 W | FR or SCR charging stations with power conversion efficiecy < 89% or > 10 W | Commercial | New | College and University | FL Zone 2 | Per Appliance | 22% | 3887.25 | 2827.091 | 1060.159 | 0.27273 | 7 | 0.10781 | 0.1241 | 949 | https://www.homedepot.com/p/Whirlpool-2-9-cu-ft-White-Commercial-Top-Load-Washing-Machine-CAE2745FQ/301844420 | 0 | 0 | 1499 | https://www.homedepot.com/p/Whirlpool-3-1-cu-ft-High-Efficicency-White-Front-Load-Commercial-Washing-Machine-CHW9160GW/302700351 | 0 | 0 | 550 | unit |  | 550
Equipment | ENERGY STAR Commercial Clothes Washer | Single-phase Ferro resonant or silicon-controlled rectifier chargin equipment with power conversion efficiency >=89% & maintenance power <= 10 W | FR or SCR charging stations with power conversion efficiecy < 89% or > 10 W | Commercial | New | Grocery | FL Zone 2 | Per Appliance | 0% | 3887.25 | 2827.091 | 1060.159 | 0.27273 | 7 | 0.092846 | 0.067168 | 949 | https://www.homedepot.com/p/Whirlpool-2-9-cu-ft-White-Commercial-Top-Load-Washing-Machine-CAE2745FQ/301844420 | 0 | 0 | 1499 | https://www.homedepot.com/p/Whirlpool-3-1-cu-ft-High-Efficicency-White-Front-Load-Commercial-Washing-Machine-CHW9160GW/302700351 | 0 | 0 | 550 | unit |  | 550
Equipment | ENERGY STAR Commercial Clothes Washer | Single-phase Ferro resonant or silicon-controlled rectifier chargin equipment with power conversion efficiency >=89% & maintenance power <= 10 W | FR or SCR charging stations with power conversion efficiecy < 89% or > 10 W | Commercial | New | Healthcare | FL Zone 2 | Per Appliance | 22% | 3887.25 | 2827.091 | 1060.159 | 0.27273 | 7 | 0.092846 | 0.067168 | 949 | https://www.homedepot.com/p/Whirlpool-2-9-cu-ft-White-Commercial-Top-Load-Washing-Machine-CAE2745FQ/301844420 | 0 | 0 | 1499 | https://www.homedepot.com/p/Whirlpool-3-1-cu-ft-High-Efficicency-White-Front-Load-Commercial-Washing-Machine-CHW9160GW/302700351 | 0 | 0 | 550 | unit |  | 550
Equipment | ENERGY STAR Commercial Clothes Washer | Single-phase Ferro resonant or silicon-controlled rectifier chargin equipment with power conversion efficiency >=89% & maintenance power <= 10 W | FR or SCR charging stations with power conversion efficiecy < 89% or > 10 W | Commercial | New | Hospitals | FL Zone 2 | Per Appliance | 22% | 3887.25 | 2827.091 | 1060.159 | 0.27273 | 7 | 0.10781 | 0.1241 | 949 | https://www.homedepot.com/p/Whirlpool-2-9-cu-ft-White-Commercial-Top-Load-Washing-Machine-CAE2745FQ/301844420 | 0 | 0 | 1499 | https://www.homedepot.com/p/Whirlpool-3-1-cu-ft-High-Efficicency-White-Front-Load-Commercial-Washing-Machine-CHW9160GW/302700351 | 0 | 0 | 550 | unit |  | 550
Equipment | ENERGY STAR Commercial Clothes Washer | Single-phase Ferro resonant or silicon-controlled rectifier chargin equipment with power conversion efficiency >=89% & maintenance power <= 10 W | FR or SCR charging stations with power conversion efficiecy < 89% or > 10 W | Commercial | New | Institutional | FL Zone 2 | Per Appliance | 0% | 3887.25 | 2827.091 | 1060.159 | 0.27273 | 7 | 0 | 0 | 949 | https://www.homedepot.com/p/Whirlpool-2-9-cu-ft-White-Commercial-Top-Load-Washing-Machine-CAE2745FQ/301844420 | 0 | 0 | 1499 | https://www.homedepot.com/p/Whirlpool-3-1-cu-ft-High-Efficicency-White-Front-Load-Commercial-Washing-Machine-CHW9160GW/302700351 | 0 | 0 | 550 | unit |  | 550
Equipment | ENERGY STAR Commercial Clothes Washer | Single-phase Ferro resonant or silicon-controlled rectifier chargin equipment with power conversion efficiency >=89% & maintenance power <= 10 W | FR or SCR charging stations with power conversion efficiecy < 89% or > 10 W | Commercial | New | Lodging/Hospitality | FL Zone 2 | Per Appliance | 22% | 3887.25 | 2827.091 | 1060.159 | 0.27273 | 7 | 0.10781 | 0.1241 | 949 | https://www.homedepot.com/p/Whirlpool-2-9-cu-ft-White-Commercial-Top-Load-Washing-Machine-CAE2745FQ/301844420 | 0 | 0 | 1499 | https://www.homedepot.com/p/Whirlpool-3-1-cu-ft-High-Efficicency-White-Front-Load-Commercial-Washing-Machine-CHW9160GW/302700351 | 0 | 0 | 550 | unit |  | 550
Equipment | ENERGY STAR Commercial Clothes Washer | Single-phase Ferro resonant or silicon-controlled rectifier chargin equipment with power conversion efficiency >=89% & maintenance power <= 10 W | FR or SCR charging stations with power conversion efficiecy < 89% or > 10 W | Commercial | New | Miscellaneous | FL Zone 2 | Per Appliance | 0% | 3887.25 | 2827.091 | 1060.159 | 0.27273 | 7 | 0 | 0 | 949 | https://www.homedepot.com/p/Whirlpool-2-9-cu-ft-White-Commercial-Top-Load-Washing-Machine-CAE2745FQ/301844420 | 0 | 0 | 1499 | https://www.homedepot.com/p/Whirlpool-3-1-cu-ft-High-Efficicency-White-Front-Load-Commercial-Washing-Machine-CHW9160GW/302700351 | 0 | 0 | 550 | unit |  | 550
Equipment | ENERGY STAR Commercial Clothes Washer | Single-phase Ferro resonant or silicon-controlled rectifier chargin equipment with power conversion efficiency >=89% & maintenance power <= 10 W | FR or SCR charging stations with power conversion efficiecy < 89% or > 10 W | Commercial | New | Offices | FL Zone 2 | Per Appliance | 0% | 3887.25 | 2827.091 | 1060.159 | 0.27273 | 7 | 0.092846 | 0.067168 | 949 | https://www.homedepot.com/p/Whirlpool-2-9-cu-ft-White-Commercial-Top-Load-Washing-Machine-CAE2745FQ/301844420 | 0 | 0 | 1499 | https://www.homedepot.com/p/Whirlpool-3-1-cu-ft-High-Efficicency-White-Front-Load-Commercial-Washing-Machine-CHW9160GW/302700351 | 0 | 0 | 550 | unit |  | 550
Equipment | ENERGY STAR Commercial Clothes Washer | Single-phase Ferro resonant or silicon-controlled rectifier chargin equipment with power conversion efficiency >=89% & maintenance power <= 10 W | FR or SCR charging stations with power conversion efficiecy < 89% or > 10 W | Commercial | New | Restaurants | FL Zone 2 | Per Appliance | 22% | 3887.25 | 2827.091 | 1060.159 | 0.27273 | 7 | 0 | 0 | 949 | https://www.homedepot.com/p/Whirlpool-2-9-cu-ft-White-Commercial-Top-Load-Washing-Machine-CAE2745FQ/301844420 | 0 | 0 | 1499 | https://www.homedepot.com/p/Whirlpool-3-1-cu-ft-High-Efficicency-White-Front-Load-Commercial-Washing-Machine-CHW9160GW/302700351 | 0 | 0 | 550 | unit |  | 550
Equipment | ENERGY STAR Commercial Clothes Washer | Single-phase Ferro resonant or silicon-controlled rectifier chargin equipment with power conversion efficiency >=89% & maintenance power <= 10 W | FR or SCR charging stations with power conversion efficiecy < 89% or > 10 W | Commercial | New | Retail | FL Zone 2 | Per Appliance | 0% | 3887.25 | 2827.091 | 1060.159 | 0.27273 | 7 | 0.092846 | 0.067168 | 949 | https://www.homedepot.com/p/Whirlpool-2-9-cu-ft-White-Commercial-Top-Load-Washing-Machine-CAE2745FQ/301844420 | 0 | 0 | 1499 | https://www.homedepot.com/p/Whirlpool-3-1-cu-ft-High-Efficicency-White-Front-Load-Commercial-Washing-Machine-CHW9160GW/302700351 | 0 | 0 | 550 | unit |  | 550
Equipment | ENERGY STAR Commercial Clothes Washer | Single-phase Ferro resonant or silicon-controlled rectifier chargin equipment with power conversion efficiency >=89% & maintenance power <= 10 W | FR or SCR charging stations with power conversion efficiecy < 89% or > 10 W | Commercial | New | Schools K-12 | FL Zone 2 | Per Appliance | 22% | 3887.25 | 2827.091 | 1060.159 | 0.27273 | 7 | 0.10781 | 0.1241 | 949 | https://www.homedepot.com/p/Whirlpool-2-9-cu-ft-White-Commercial-Top-Load-Washing-Machine-CAE2745FQ/301844420 | 0 | 0 | 1499 | https://www.homedepot.com/p/Whirlpool-3-1-cu-ft-High-Efficicency-White-Front-Load-Commercial-Washing-Machine-CHW9160GW/302700351 | 0 | 0 | 550 | unit |  | 550
Equipment | ENERGY STAR Commercial Clothes Washer | Single-phase Ferro resonant or silicon-controlled rectifier chargin equipment with power conversion efficiency >=89% & maintenance power <= 10 W | FR or SCR charging stations with power conversion efficiecy < 89% or > 10 W | Commercial | New | Warehouse | FL Zone 2 | Per Appliance | 0% | 3887.25 | 2827.091 | 1060.159 | 0.27273 | 7 | 0 | 0 | 949 | https://www.homedepot.com/p/Whirlpool-2-9-cu-ft-White-Commercial-Top-Load-Washing-Machine-CAE2745FQ/301844420 | 0 | 0 | 1499 | https://www.homedepot.com/p/Whirlpool-3-1-cu-ft-High-Efficicency-White-Front-Load-Commercial-Washing-Machine-CHW9160GW/302700351 | 0 | 0 | 550 | unit |  | 550
Equipment | ENERGY STAR Water Cooler | One Storage Type Hot/Cold Water Cooler Unit meeting ENERGY STAR® Standards | One Standard Storage Type Hot/Cold Water Cooler Unit | Commercial | Turnover | Assembly | FL Zone 2 | Per Appliance | 0% | 799.35 | 251.85 | 547.5 | 0.68493 | 10 | 0.095219 | 0.095219 | 200 | Market Research, 2015 | 0 | 0 | 285 | Market Research, 2015 | 0 | 0 | 85 | unit |  | 85
Equipment | ENERGY STAR Water Cooler | One Storage Type Hot/Cold Water Cooler Unit meeting ENERGY STAR® Standards | One Standard Storage Type Hot/Cold Water Cooler Unit | Commercial | Turnover | College and University | FL Zone 2 | Per Appliance | 0% | 799.35 | 251.85 | 547.5 | 0.68493 | 10 | 0.095219 | 0.095219 | 200 | Market Research, 2015 | 0 | 0 | 285 | Market Research, 2015 | 0 | 0 | 85 | unit |  | 85
Equipment | ENERGY STAR Water Cooler | One Storage Type Hot/Cold Water Cooler Unit meeting ENERGY STAR® Standards | One Standard Storage Type Hot/Cold Water Cooler Unit | Commercial | Turnover | Grocery | FL Zone 2 | Per Appliance | 0% | 799.35 | 251.85 | 547.5 | 0.68493 | 10 | 0.095219 | 0.095219 | 200 | Market Research, 2015 | 0 | 0 | 285 | Market Research, 2015 | 0 | 0 | 85 | unit |  | 85
Equipment | ENERGY STAR Water Cooler | One Storage Type Hot/Cold Water Cooler Unit meeting ENERGY STAR® Standards | One Standard Storage Type Hot/Cold Water Cooler Unit | Commercial | Turnover | Healthcare | FL Zone 2 | Per Appliance | 0% | 799.35 | 251.85 | 547.5 | 0.68493 | 10 | 0.095219 | 0.095219 | 200 | Market Research, 2015 | 0 | 0 | 285 | Market Research, 2015 | 0 | 0 | 85 | unit |  | 85
Equipment | ENERGY STAR Water Cooler | One Storage Type Hot/Cold Water Cooler Unit meeting ENERGY STAR® Standards | One Standard Storage Type Hot/Cold Water Cooler Unit | Commercial | Turnover | Hospitals | FL Zone 2 | Per Appliance | 0% | 799.35 | 251.85 | 547.5 | 0.68493 | 10 | 0.095219 | 0.095219 | 200 | Market Research, 2015 | 0 | 0 | 285 | Market Research, 2015 | 0 | 0 | 85 | unit |  | 85
Equipment | ENERGY STAR Water Cooler | One Storage Type Hot/Cold Water Cooler Unit meeting ENERGY STAR® Standards | One Standard Storage Type Hot/Cold Water Cooler Unit | Commercial | Turnover | Institutional | FL Zone 2 | Per Appliance | 3% | 799.35 | 251.85 | 547.5 | 0.68493 | 10 | 0.095219 | 0.095219 | 200 | Market Research, 2015 | 0 | 0 | 285 | Market Research, 2015 | 0 | 0 | 85 | unit |  | 85
Equipment | ENERGY STAR Water Cooler | One Storage Type Hot/Cold Water Cooler Unit meeting ENERGY STAR® Standards | One Standard Storage Type Hot/Cold Water Cooler Unit | Commercial | Turnover | Lodging/Hospitality | FL Zone 2 | Per Appliance | 0% | 799.35 | 251.85 | 547.5 | 0.68493 | 10 | 0.095219 | 0.095219 | 200 | Market Research, 2015 | 0 | 0 | 285 | Market Research, 2015 | 0 | 0 | 85 | unit |  | 85
Equipment | ENERGY STAR Water Cooler | One Storage Type Hot/Cold Water Cooler Unit meeting ENERGY STAR® Standards | One Standard Storage Type Hot/Cold Water Cooler Unit | Commercial | Turnover | Miscellaneous | FL Zone 2 | Per Appliance | 0% | 799.35 | 251.85 | 547.5 | 0.68493 | 10 | 0.095219 | 0.095219 | 200 | Market Research, 2015 | 0 | 0 | 285 | Market Research, 2015 | 0 | 0 | 85 | unit |  | 85
Equipment | ENERGY STAR Water Cooler | One Storage Type Hot/Cold Water Cooler Unit meeting ENERGY STAR® Standards | One Standard Storage Type Hot/Cold Water Cooler Unit | Commercial | Turnover | Offices | FL Zone 2 | Per Appliance | 3% | 799.35 | 251.85 | 547.5 | 0.68493 | 10 | 0.095219 | 0.095219 | 200 | Market Research, 2015 | 0 | 0 | 285 | Market Research, 2015 | 0 | 0 | 85 | unit |  | 85
Equipment | ENERGY STAR Water Cooler | One Storage Type Hot/Cold Water Cooler Unit meeting ENERGY STAR® Standards | One Standard Storage Type Hot/Cold Water Cooler Unit | Commercial | Turnover | Restaurants | FL Zone 2 | Per Appliance | 0% | 799.35 | 251.85 | 547.5 | 0.68493 | 10 | 0.095219 | 0.095219 | 200 | Market Research, 2015 | 0 | 0 | 285 | Market Research, 2015 | 0 | 0 | 85 | unit |  | 85
Equipment | ENERGY STAR Water Cooler | One Storage Type Hot/Cold Water Cooler Unit meeting ENERGY STAR® Standards | One Standard Storage Type Hot/Cold Water Cooler Unit | Commercial | Turnover | Retail | FL Zone 2 | Per Appliance | 0% | 799.35 | 251.85 | 547.5 | 0.68493 | 10 | 0.095219 | 0.095219 | 200 | Market Research, 2015 | 0 | 0 | 285 | Market Research, 2015 | 0 | 0 | 85 | unit |  | 85
Equipment | ENERGY STAR Water Cooler | One Storage Type Hot/Cold Water Cooler Unit meeting ENERGY STAR® Standards | One Standard Storage Type Hot/Cold Water Cooler Unit | Commercial | Turnover | Schools K-12 | FL Zone 2 | Per Appliance | 0% | 799.35 | 251.85 | 547.5 | 0.68493 | 10 | 0.095219 | 0.095219 | 200 | Market Research, 2015 | 0 | 0 | 285 | Market Research, 2015 | 0 | 0 | 85 | unit |  | 85
Equipment | ENERGY STAR Water Cooler | One Storage Type Hot/Cold Water Cooler Unit meeting ENERGY STAR® Standards | One Standard Storage Type Hot/Cold Water Cooler Unit | Commercial | Turnover | Warehouse | FL Zone 2 | Per Appliance | 0% | 799.35 | 251.85 | 547.5 | 0.68493 | 10 | 0.095219 | 0.095219 | 200 | Market Research, 2015 | 0 | 0 | 285 | Market Research, 2015 | 0 | 0 | 85 | unit |  | 85
Equipment | ENERGY STAR Water Cooler | One Storage Type Hot/Cold Water Cooler Unit meeting ENERGY STAR® Standards | One Standard Storage Type Hot/Cold Water Cooler Unit | Commercial | New | Assembly | FL Zone 2 | Per Appliance | 0% | 799.35 | 251.85 | 547.5 | 0.68493 | 10 | 0.095219 | 0.095219 | 200 | Market Research, 2015 | 0 | 0 | 285 | Market Research, 2015 | 0 | 0 | 85 | unit |  | 85
Equipment | ENERGY STAR Water Cooler | One Storage Type Hot/Cold Water Cooler Unit meeting ENERGY STAR® Standards | One Standard Storage Type Hot/Cold Water Cooler Unit | Commercial | New | College and University | FL Zone 2 | Per Appliance | 0% | 799.35 | 251.85 | 547.5 | 0.68493 | 10 | 0.095219 | 0.095219 | 200 | Market Research, 2015 | 0 | 0 | 285 | Market Research, 2015 | 0 | 0 | 85 | unit |  | 85
Equipment | ENERGY STAR Water Cooler | One Storage Type Hot/Cold Water Cooler Unit meeting ENERGY STAR® Standards | One Standard Storage Type Hot/Cold Water Cooler Unit | Commercial | New | Grocery | FL Zone 2 | Per Appliance | 0% | 799.35 | 251.85 | 547.5 | 0.68493 | 10 | 0.095219 | 0.095219 | 200 | Market Research, 2015 | 0 | 0 | 285 | Market Research, 2015 | 0 | 0 | 85 | unit |  | 85
Equipment | ENERGY STAR Water Cooler | One Storage Type Hot/Cold Water Cooler Unit meeting ENERGY STAR® Standards | One Standard Storage Type Hot/Cold Water Cooler Unit | Commercial | New | Healthcare | FL Zone 2 | Per Appliance | 0% | 799.35 | 251.85 | 547.5 | 0.68493 | 10 | 0.095219 | 0.095219 | 200 | Market Research, 2015 | 0 | 0 | 285 | Market Research, 2015 | 0 | 0 | 85 | unit |  | 85
Equipment | ENERGY STAR Water Cooler | One Storage Type Hot/Cold Water Cooler Unit meeting ENERGY STAR® Standards | One Standard Storage Type Hot/Cold Water Cooler Unit | Commercial | New | Hospitals | FL Zone 2 | Per Appliance | 0% | 799.35 | 251.85 | 547.5 | 0.68493 | 10 | 0.095219 | 0.095219 | 200 | Market Research, 2015 | 0 | 0 | 285 | Market Research, 2015 | 0 | 0 | 85 | unit |  | 85
Equipment | ENERGY STAR Water Cooler | One Storage Type Hot/Cold Water Cooler Unit meeting ENERGY STAR® Standards | One Standard Storage Type Hot/Cold Water Cooler Unit | Commercial | New | Institutional | FL Zone 2 | Per Appliance | 3% | 799.35 | 251.85 | 547.5 | 0.68493 | 10 | 0.095219 | 0.095219 | 200 | Market Research, 2015 | 0 | 0 | 285 | Market Research, 2015 | 0 | 0 | 85 | unit |  | 85
Equipment | ENERGY STAR Water Cooler | One Storage Type Hot/Cold Water Cooler Unit meeting ENERGY STAR® Standards | One Standard Storage Type Hot/Cold Water Cooler Unit | Commercial | New | Lodging/Hospitality | FL Zone 2 | Per Appliance | 0% | 799.35 | 251.85 | 547.5 | 0.68493 | 10 | 0.095219 | 0.095219 | 200 | Market Research, 2015 | 0 | 0 | 285 | Market Research, 2015 | 0 | 0 | 85 | unit |  | 85
Equipment | ENERGY STAR Water Cooler | One Storage Type Hot/Cold Water Cooler Unit meeting ENERGY STAR® Standards | One Standard Storage Type Hot/Cold Water Cooler Unit | Commercial | New | Miscellaneous | FL Zone 2 | Per Appliance | 0% | 799.35 | 251.85 | 547.5 | 0.68493 | 10 | 0.095219 | 0.095219 | 200 | Market Research, 2015 | 0 | 0 | 285 | Market Research, 2015 | 0 | 0 | 85 | unit |  | 85
Equipment | ENERGY STAR Water Cooler | One Storage Type Hot/Cold Water Cooler Unit meeting ENERGY STAR® Standards | One Standard Storage Type Hot/Cold Water Cooler Unit | Commercial | New | Offices | FL Zone 2 | Per Appliance | 5% | 799.35 | 251.85 | 547.5 | 0.68493 | 10 | 0.095219 | 0.095219 | 200 | Market Research, 2015 | 0 | 0 | 285 | Market Research, 2015 | 0 | 0 | 85 | unit |  | 85
Equipment | ENERGY STAR Water Cooler | One Storage Type Hot/Cold Water Cooler Unit meeting ENERGY STAR® Standards | One Standard Storage Type Hot/Cold Water Cooler Unit | Commercial | New | Restaurants | FL Zone 2 | Per Appliance | 0% | 799.35 | 251.85 | 547.5 | 0.68493 | 10 | 0.095219 | 0.095219 | 200 | Market Research, 2015 | 0 | 0 | 285 | Market Research, 2015 | 0 | 0 | 85 | unit |  | 85
Equipment | ENERGY STAR Water Cooler | One Storage Type Hot/Cold Water Cooler Unit meeting ENERGY STAR® Standards | One Standard Storage Type Hot/Cold Water Cooler Unit | Commercial | New | Retail | FL Zone 2 | Per Appliance | 0% | 799.35 | 251.85 | 547.5 | 0.68493 | 10 | 0.095219 | 0.095219 | 200 | Market Research, 2015 | 0 | 0 | 285 | Market Research, 2015 | 0 | 0 | 85 | unit |  | 85
Equipment | ENERGY STAR Water Cooler | One Storage Type Hot/Cold Water Cooler Unit meeting ENERGY STAR® Standards | One Standard Storage Type Hot/Cold Water Cooler Unit | Commercial | New | Schools K-12 | FL Zone 2 | Per Appliance | 0% | 799.35 | 251.85 | 547.5 | 0.68493 | 10 | 0.095219 | 0.095219 | 200 | Market Research, 2015 | 0 | 0 | 285 | Market Research, 2015 | 0 | 0 | 85 | unit |  | 85
Equipment | ENERGY STAR Water Cooler | One Storage Type Hot/Cold Water Cooler Unit meeting ENERGY STAR® Standards | One Standard Storage Type Hot/Cold Water Cooler Unit | Commercial | New | Warehouse | FL Zone 2 | Per Appliance | 0% | 799.35 | 251.85 | 547.5 | 0.68493 | 10 | 0.095219 | 0.095219 | 200 | Market Research, 2015 | 0 | 0 | 285 | Market Research, 2015 | 0 | 0 | 85 | unit |  | 85
Equipment | Heat Pump Pool Heater | Heat Pump Swimming Pool Heater | Electric Resistance Swimming Pool Heater | Commercial | Turnover | Assembly | FL Zone 2 | Per Unit | 69% | 11764.71 | 2352.941 | 9411.765 | 0.8 | 15 | 0 | 0.34381 | 949 | https://www.homedepot.com/p/EcoSmart-27-kW-4-07-GPM-Smart-Pool-Electric-Pool-Tankless-Water-Heater-Smart-POOL-27/203316222 | 574 | https://www.homewyse.com/services/cost_to_replace_pool_heater.html | 1855.95 | https://www.sunplay.com/hayward-heatpro-heat-pump-hp50ta?gclid=EAIaIQobChMIzJL0pouG2AIVHVcNCh3DHgiGEAQYBCABEgJOavD_BwE | 574 | https://www.homewyse.com/services/cost_to_replace_pool_heater.html | 906.95 | unit |  | 906.95
Equipment | Heat Pump Pool Heater | Heat Pump Swimming Pool Heater | Electric Resistance Swimming Pool Heater | Commercial | Turnover | College and University | FL Zone 2 | Per Unit | 63% | 11764.71 | 2352.941 | 9411.765 | 0.8 | 15 | 0 | 0.34381 | 949 | https://www.homedepot.com/p/EcoSmart-27-kW-4-07-GPM-Smart-Pool-Electric-Pool-Tankless-Water-Heater-Smart-POOL-27/203316222 | 574 | https://www.homewyse.com/services/cost_to_replace_pool_heater.html | 1855.95 | https://www.sunplay.com/hayward-heatpro-heat-pump-hp50ta?gclid=EAIaIQobChMIzJL0pouG2AIVHVcNCh3DHgiGEAQYBCABEgJOavD_BwE | 574 | https://www.homewyse.com/services/cost_to_replace_pool_heater.html | 906.95 | unit |  | 906.95
Equipment | Heat Pump Pool Heater | Heat Pump Swimming Pool Heater | Electric Resistance Swimming Pool Heater | Commercial | Turnover | Grocery | FL Zone 2 | Per Unit | 0% | 11764.71 | 2352.941 | 9411.765 | 0.8 | 15 | 0 | 0.34381 | 949 | https://www.homedepot.com/p/EcoSmart-27-kW-4-07-GPM-Smart-Pool-Electric-Pool-Tankless-Water-Heater-Smart-POOL-27/203316222 | 574 | https://www.homewyse.com/services/cost_to_replace_pool_heater.html | 1855.95 | https://www.sunplay.com/hayward-heatpro-heat-pump-hp50ta?gclid=EAIaIQobChMIzJL0pouG2AIVHVcNCh3DHgiGEAQYBCABEgJOavD_BwE | 574 | https://www.homewyse.com/services/cost_to_replace_pool_heater.html | 906.95 | unit |  | 906.95
Equipment | Heat Pump Pool Heater | Heat Pump Swimming Pool Heater | Electric Resistance Swimming Pool Heater | Commercial | Turnover | Healthcare | FL Zone 2 | Per Unit | 0% | 11764.71 | 2352.941 | 9411.765 | 0.8 | 15 | 0 | 0.34381 | 949 | https://www.homedepot.com/p/EcoSmart-27-kW-4-07-GPM-Smart-Pool-Electric-Pool-Tankless-Water-Heater-Smart-POOL-27/203316222 | 574 | https://www.homewyse.com/services/cost_to_replace_pool_heater.html | 1855.95 | https://www.sunplay.com/hayward-heatpro-heat-pump-hp50ta?gclid=EAIaIQobChMIzJL0pouG2AIVHVcNCh3DHgiGEAQYBCABEgJOavD_BwE | 574 | https://www.homewyse.com/services/cost_to_replace_pool_heater.html | 906.95 | unit |  | 906.95
Equipment | Heat Pump Pool Heater | Heat Pump Swimming Pool Heater | Electric Resistance Swimming Pool Heater | Commercial | Turnover | Hospitals | FL Zone 2 | Per Unit | 0% | 11764.71 | 2352.941 | 9411.765 | 0.8 | 15 | 0 | 0.34381 | 949 | https://www.homedepot.com/p/EcoSmart-27-kW-4-07-GPM-Smart-Pool-Electric-Pool-Tankless-Water-Heater-Smart-POOL-27/203316222 | 574 | https://www.homewyse.com/services/cost_to_replace_pool_heater.html | 1855.95 | https://www.sunplay.com/hayward-heatpro-heat-pump-hp50ta?gclid=EAIaIQobChMIzJL0pouG2AIVHVcNCh3DHgiGEAQYBCABEgJOavD_BwE | 574 | https://www.homewyse.com/services/cost_to_replace_pool_heater.html | 906.95 | unit |  | 906.95
Equipment | Heat Pump Pool Heater | Heat Pump Swimming Pool Heater | Electric Resistance Swimming Pool Heater | Commercial | Turnover | Institutional | FL Zone 2 | Per Unit | 0% | 11764.71 | 2352.941 | 9411.765 | 0.8 | 15 | 0 | 0.34381 | 949 | https://www.homedepot.com/p/EcoSmart-27-kW-4-07-GPM-Smart-Pool-Electric-Pool-Tankless-Water-Heater-Smart-POOL-27/203316222 | 574 | https://www.homewyse.com/services/cost_to_replace_pool_heater.html | 1855.95 | https://www.sunplay.com/hayward-heatpro-heat-pump-hp50ta?gclid=EAIaIQobChMIzJL0pouG2AIVHVcNCh3DHgiGEAQYBCABEgJOavD_BwE | 574 | https://www.homewyse.com/services/cost_to_replace_pool_heater.html | 906.95 | unit |  | 906.95
Equipment | Heat Pump Pool Heater | Heat Pump Swimming Pool Heater | Electric Resistance Swimming Pool Heater | Commercial | Turnover | Lodging/Hospitality | FL Zone 2 | Per Unit | 75% | 11764.71 | 2352.941 | 9411.765 | 0.8 | 15 | 0 | 0.34381 | 949 | https://www.homedepot.com/p/EcoSmart-27-kW-4-07-GPM-Smart-Pool-Electric-Pool-Tankless-Water-Heater-Smart-POOL-27/203316222 | 574 | https://www.homewyse.com/services/cost_to_replace_pool_heater.html | 1855.95 | https://www.sunplay.com/hayward-heatpro-heat-pump-hp50ta?gclid=EAIaIQobChMIzJL0pouG2AIVHVcNCh3DHgiGEAQYBCABEgJOavD_BwE | 574 | https://www.homewyse.com/services/cost_to_replace_pool_heater.html | 906.95 | unit |  | 906.95
Equipment | Heat Pump Pool Heater | Heat Pump Swimming Pool Heater | Electric Resistance Swimming Pool Heater | Commercial | Turnover | Miscellaneous | FL Zone 2 | Per Unit | 0% | 11764.71 | 2352.941 | 9411.765 | 0.8 | 15 | 0 | 0.34381 | 949 | https://www.homedepot.com/p/EcoSmart-27-kW-4-07-GPM-Smart-Pool-Electric-Pool-Tankless-Water-Heater-Smart-POOL-27/203316222 | 574 | https://www.homewyse.com/services/cost_to_replace_pool_heater.html | 1855.95 | https://www.sunplay.com/hayward-heatpro-heat-pump-hp50ta?gclid=EAIaIQobChMIzJL0pouG2AIVHVcNCh3DHgiGEAQYBCABEgJOavD_BwE | 574 | https://www.homewyse.com/services/cost_to_replace_pool_heater.html | 906.95 | unit |  | 906.95
Equipment | Heat Pump Pool Heater | Heat Pump Swimming Pool Heater | Electric Resistance Swimming Pool Heater | Commercial | Turnover | Offices | FL Zone 2 | Per Unit | 0% | 11764.71 | 2352.941 | 9411.765 | 0.8 | 15 | 0 | 0.34381 | 949 | https://www.homedepot.com/p/EcoSmart-27-kW-4-07-GPM-Smart-Pool-Electric-Pool-Tankless-Water-Heater-Smart-POOL-27/203316222 | 574 | https://www.homewyse.com/services/cost_to_replace_pool_heater.html | 1855.95 | https://www.sunplay.com/hayward-heatpro-heat-pump-hp50ta?gclid=EAIaIQobChMIzJL0pouG2AIVHVcNCh3DHgiGEAQYBCABEgJOavD_BwE | 574 | https://www.homewyse.com/services/cost_to_replace_pool_heater.html | 906.95 | unit |  | 906.95
Equipment | Heat Pump Pool Heater | Heat Pump Swimming Pool Heater | Electric Resistance Swimming Pool Heater | Commercial | Turnover | Restaurants | FL Zone 2 | Per Unit | 0% | 11764.71 | 2352.941 | 9411.765 | 0.8 | 15 | 0 | 0.34381 | 949 | https://www.homedepot.com/p/EcoSmart-27-kW-4-07-GPM-Smart-Pool-Electric-Pool-Tankless-Water-Heater-Smart-POOL-27/203316222 | 574 | https://www.homewyse.com/services/cost_to_replace_pool_heater.html | 1855.95 | https://www.sunplay.com/hayward-heatpro-heat-pump-hp50ta?gclid=EAIaIQobChMIzJL0pouG2AIVHVcNCh3DHgiGEAQYBCABEgJOavD_BwE | 574 | https://www.homewyse.com/services/cost_to_replace_pool_heater.html | 906.95 | unit |  | 906.95
Equipment | Heat Pump Pool Heater | Heat Pump Swimming Pool Heater | Electric Resistance Swimming Pool Heater | Commercial | Turnover | Retail | FL Zone 2 | Per Unit | 0% | 11764.71 | 2352.941 | 9411.765 | 0.8 | 15 | 0 | 0.34381 | 949 | https://www.homedepot.com/p/EcoSmart-27-kW-4-07-GPM-Smart-Pool-Electric-Pool-Tankless-Water-Heater-Smart-POOL-27/203316222 | 574 | https://www.homewyse.com/services/cost_to_replace_pool_heater.html | 1855.95 | https://www.sunplay.com/hayward-heatpro-heat-pump-hp50ta?gclid=EAIaIQobChMIzJL0pouG2AIVHVcNCh3DHgiGEAQYBCABEgJOavD_BwE | 574 | https://www.homewyse.com/services/cost_to_replace_pool_heater.html | 906.95 | unit |  | 906.95
Equipment | Heat Pump Pool Heater | Heat Pump Swimming Pool Heater | Electric Resistance Swimming Pool Heater | Commercial | Turnover | Schools K-12 | FL Zone 2 | Per Unit | 63% | 11764.71 | 2352.941 | 9411.765 | 0.8 | 15 | 0 | 0.34381 | 949 | https://www.homedepot.com/p/EcoSmart-27-kW-4-07-GPM-Smart-Pool-Electric-Pool-Tankless-Water-Heater-Smart-POOL-27/203316222 | 574 | https://www.homewyse.com/services/cost_to_replace_pool_heater.html | 1855.95 | https://www.sunplay.com/hayward-heatpro-heat-pump-hp50ta?gclid=EAIaIQobChMIzJL0pouG2AIVHVcNCh3DHgiGEAQYBCABEgJOavD_BwE | 574 | https://www.homewyse.com/services/cost_to_replace_pool_heater.html | 906.95 | unit |  | 906.95
Equipment | Heat Pump Pool Heater | Heat Pump Swimming Pool Heater | Electric Resistance Swimming Pool Heater | Commercial | Turnover | Warehouse | FL Zone 2 | Per Unit | 0% | 11764.71 | 2352.941 | 9411.765 | 0.8 | 15 | 0 | 0.34381 | 949 | https://www.homedepot.com/p/EcoSmart-27-kW-4-07-GPM-Smart-Pool-Electric-Pool-Tankless-Water-Heater-Smart-POOL-27/203316222 | 574 | https://www.homewyse.com/services/cost_to_replace_pool_heater.html | 1855.95 | https://www.sunplay.com/hayward-heatpro-heat-pump-hp50ta?gclid=EAIaIQobChMIzJL0pouG2AIVHVcNCh3DHgiGEAQYBCABEgJOavD_BwE | 574 | https://www.homewyse.com/services/cost_to_replace_pool_heater.html | 906.95 | unit |  | 906.95
Equipment | Heat Pump Pool Heater | Heat Pump Swimming Pool Heater | Electric Resistance Swimming Pool Heater | Commercial | New | Assembly | FL Zone 2 | Per Unit | 69% | 11764.71 | 2352.941 | 9411.765 | 0.8 | 15 | 0 | 0.34381 | 949 | https://www.homedepot.com/p/EcoSmart-27-kW-4-07-GPM-Smart-Pool-Electric-Pool-Tankless-Water-Heater-Smart-POOL-27/203316222 | 574 | https://www.homewyse.com/services/cost_to_replace_pool_heater.html | 1855.95 | https://www.sunplay.com/hayward-heatpro-heat-pump-hp50ta?gclid=EAIaIQobChMIzJL0pouG2AIVHVcNCh3DHgiGEAQYBCABEgJOavD_BwE | 574 | https://www.homewyse.com/services/cost_to_replace_pool_heater.html | 906.95 | unit |  | 906.95
Equipment | Heat Pump Pool Heater | Heat Pump Swimming Pool Heater | Electric Resistance Swimming Pool Heater | Commercial | New | College and University | FL Zone 2 | Per Unit | 63% | 11764.71 | 2352.941 | 9411.765 | 0.8 | 15 | 0 | 0.34381 | 949 | https://www.homedepot.com/p/EcoSmart-27-kW-4-07-GPM-Smart-Pool-Electric-Pool-Tankless-Water-Heater-Smart-POOL-27/203316222 | 574 | https://www.homewyse.com/services/cost_to_replace_pool_heater.html | 1855.95 | https://www.sunplay.com/hayward-heatpro-heat-pump-hp50ta?gclid=EAIaIQobChMIzJL0pouG2AIVHVcNCh3DHgiGEAQYBCABEgJOavD_BwE | 574 | https://www.homewyse.com/services/cost_to_replace_pool_heater.html | 906.95 | unit |  | 906.95
Equipment | Heat Pump Pool Heater | Heat Pump Swimming Pool Heater | Electric Resistance Swimming Pool Heater | Commercial | New | Grocery | FL Zone 2 | Per Unit | 0% | 11764.71 | 2352.941 | 9411.765 | 0.8 | 15 | 0 | 0.34381 | 949 | https://www.homedepot.com/p/EcoSmart-27-kW-4-07-GPM-Smart-Pool-Electric-Pool-Tankless-Water-Heater-Smart-POOL-27/203316222 | 574 | https://www.homewyse.com/services/cost_to_replace_pool_heater.html | 1855.95 | https://www.sunplay.com/hayward-heatpro-heat-pump-hp50ta?gclid=EAIaIQobChMIzJL0pouG2AIVHVcNCh3DHgiGEAQYBCABEgJOavD_BwE | 574 | https://www.homewyse.com/services/cost_to_replace_pool_heater.html | 906.95 | unit |  | 906.95
Equipment | Heat Pump Pool Heater | Heat Pump Swimming Pool Heater | Electric Resistance Swimming Pool Heater | Commercial | New | Healthcare | FL Zone 2 | Per Unit | 0% | 11764.71 | 2352.941 | 9411.765 | 0.8 | 15 | 0 | 0.34381 | 949 | https://www.homedepot.com/p/EcoSmart-27-kW-4-07-GPM-Smart-Pool-Electric-Pool-Tankless-Water-Heater-Smart-POOL-27/203316222 | 574 | https://www.homewyse.com/services/cost_to_replace_pool_heater.html | 1855.95 | https://www.sunplay.com/hayward-heatpro-heat-pump-hp50ta?gclid=EAIaIQobChMIzJL0pouG2AIVHVcNCh3DHgiGEAQYBCABEgJOavD_BwE | 574 | https://www.homewyse.com/services/cost_to_replace_pool_heater.html | 906.95 | unit |  | 906.95
Equipment | Heat Pump Pool Heater | Heat Pump Swimming Pool Heater | Electric Resistance Swimming Pool Heater | Commercial | New | Hospitals | FL Zone 2 | Per Unit | 0% | 11764.71 | 2352.941 | 9411.765 | 0.8 | 15 | 0 | 0.34381 | 949 | https://www.homedepot.com/p/EcoSmart-27-kW-4-07-GPM-Smart-Pool-Electric-Pool-Tankless-Water-Heater-Smart-POOL-27/203316222 | 574 | https://www.homewyse.com/services/cost_to_replace_pool_heater.html | 1855.95 | https://www.sunplay.com/hayward-heatpro-heat-pump-hp50ta?gclid=EAIaIQobChMIzJL0pouG2AIVHVcNCh3DHgiGEAQYBCABEgJOavD_BwE | 574 | https://www.homewyse.com/services/cost_to_replace_pool_heater.html | 906.95 | unit |  | 906.95
Equipment | Heat Pump Pool Heater | Heat Pump Swimming Pool Heater | Electric Resistance Swimming Pool Heater | Commercial | New | Institutional | FL Zone 2 | Per Unit | 0% | 11764.71 | 2352.941 | 9411.765 | 0.8 | 15 | 0 | 0.34381 | 949 | https://www.homedepot.com/p/EcoSmart-27-kW-4-07-GPM-Smart-Pool-Electric-Pool-Tankless-Water-Heater-Smart-POOL-27/203316222 | 574 | https://www.homewyse.com/services/cost_to_replace_pool_heater.html | 1855.95 | https://www.sunplay.com/hayward-heatpro-heat-pump-hp50ta?gclid=EAIaIQobChMIzJL0pouG2AIVHVcNCh3DHgiGEAQYBCABEgJOavD_BwE | 574 | https://www.homewyse.com/services/cost_to_replace_pool_heater.html | 906.95 | unit |  | 906.95
Equipment | Heat Pump Pool Heater | Heat Pump Swimming Pool Heater | Electric Resistance Swimming Pool Heater | Commercial | New | Lodging/Hospitality | FL Zone 2 | Per Unit | 75% | 11764.71 | 2352.941 | 9411.765 | 0.8 | 15 | 0 | 0.34381 | 949 | https://www.homedepot.com/p/EcoSmart-27-kW-4-07-GPM-Smart-Pool-Electric-Pool-Tankless-Water-Heater-Smart-POOL-27/203316222 | 574 | https://www.homewyse.com/services/cost_to_replace_pool_heater.html | 1855.95 | https://www.sunplay.com/hayward-heatpro-heat-pump-hp50ta?gclid=EAIaIQobChMIzJL0pouG2AIVHVcNCh3DHgiGEAQYBCABEgJOavD_BwE | 574 | https://www.homewyse.com/services/cost_to_replace_pool_heater.html | 906.95 | unit |  | 906.95
Equipment | Heat Pump Pool Heater | Heat Pump Swimming Pool Heater | Electric Resistance Swimming Pool Heater | Commercial | New | Miscellaneous | FL Zone 2 | Per Unit | 0% | 11764.71 | 2352.941 | 9411.765 | 0.8 | 15 | 0 | 0.34381 | 949 | https://www.homedepot.com/p/EcoSmart-27-kW-4-07-GPM-Smart-Pool-Electric-Pool-Tankless-Water-Heater-Smart-POOL-27/203316222 | 574 | https://www.homewyse.com/services/cost_to_replace_pool_heater.html | 1855.95 | https://www.sunplay.com/hayward-heatpro-heat-pump-hp50ta?gclid=EAIaIQobChMIzJL0pouG2AIVHVcNCh3DHgiGEAQYBCABEgJOavD_BwE | 574 | https://www.homewyse.com/services/cost_to_replace_pool_heater.html | 906.95 | unit |  | 906.95
Equipment | Heat Pump Pool Heater | Heat Pump Swimming Pool Heater | Electric Resistance Swimming Pool Heater | Commercial | New | Offices | FL Zone 2 | Per Unit | 0% | 11764.71 | 2352.941 | 9411.765 | 0.8 | 15 | 0 | 0.34381 | 949 | https://www.homedepot.com/p/EcoSmart-27-kW-4-07-GPM-Smart-Pool-Electric-Pool-Tankless-Water-Heater-Smart-POOL-27/203316222 | 574 | https://www.homewyse.com/services/cost_to_replace_pool_heater.html | 1855.95 | https://www.sunplay.com/hayward-heatpro-heat-pump-hp50ta?gclid=EAIaIQobChMIzJL0pouG2AIVHVcNCh3DHgiGEAQYBCABEgJOavD_BwE | 574 | https://www.homewyse.com/services/cost_to_replace_pool_heater.html | 906.95 | unit |  | 906.95
Equipment | Heat Pump Pool Heater | Heat Pump Swimming Pool Heater | Electric Resistance Swimming Pool Heater | Commercial | New | Restaurants | FL Zone 2 | Per Unit | 0% | 11764.71 | 2352.941 | 9411.765 | 0.8 | 15 | 0 | 0.34381 | 949 | https://www.homedepot.com/p/EcoSmart-27-kW-4-07-GPM-Smart-Pool-Electric-Pool-Tankless-Water-Heater-Smart-POOL-27/203316222 | 574 | https://www.homewyse.com/services/cost_to_replace_pool_heater.html | 1855.95 | https://www.sunplay.com/hayward-heatpro-heat-pump-hp50ta?gclid=EAIaIQobChMIzJL0pouG2AIVHVcNCh3DHgiGEAQYBCABEgJOavD_BwE | 574 | https://www.homewyse.com/services/cost_to_replace_pool_heater.html | 906.95 | unit |  | 906.95
Equipment | Heat Pump Pool Heater | Heat Pump Swimming Pool Heater | Electric Resistance Swimming Pool Heater | Commercial | New | Retail | FL Zone 2 | Per Unit | 0% | 11764.71 | 2352.941 | 9411.765 | 0.8 | 15 | 0 | 0.34381 | 949 | https://www.homedepot.com/p/EcoSmart-27-kW-4-07-GPM-Smart-Pool-Electric-Pool-Tankless-Water-Heater-Smart-POOL-27/203316222 | 574 | https://www.homewyse.com/services/cost_to_replace_pool_heater.html | 1855.95 | https://www.sunplay.com/hayward-heatpro-heat-pump-hp50ta?gclid=EAIaIQobChMIzJL0pouG2AIVHVcNCh3DHgiGEAQYBCABEgJOavD_BwE | 574 | https://www.homewyse.com/services/cost_to_replace_pool_heater.html | 906.95 | unit |  | 906.95
Equipment | Heat Pump Pool Heater | Heat Pump Swimming Pool Heater | Electric Resistance Swimming Pool Heater | Commercial | New | Schools K-12 | FL Zone 2 | Per Unit | 63% | 11764.71 | 2352.941 | 9411.765 | 0.8 | 15 | 0 | 0.34381 | 949 | https://www.homedepot.com/p/EcoSmart-27-kW-4-07-GPM-Smart-Pool-Electric-Pool-Tankless-Water-Heater-Smart-POOL-27/203316222 | 574 | https://www.homewyse.com/services/cost_to_replace_pool_heater.html | 1855.95 | https://www.sunplay.com/hayward-heatpro-heat-pump-hp50ta?gclid=EAIaIQobChMIzJL0pouG2AIVHVcNCh3DHgiGEAQYBCABEgJOavD_BwE | 574 | https://www.homewyse.com/services/cost_to_replace_pool_heater.html | 906.95 | unit |  | 906.95
Equipment | Heat Pump Pool Heater | Heat Pump Swimming Pool Heater | Electric Resistance Swimming Pool Heater | Commercial | New | Warehouse | FL Zone 2 | Per Unit | 0% | 11764.71 | 2352.941 | 9411.765 | 0.8 | 15 | 0 | 0.34381 | 949 | https://www.homedepot.com/p/EcoSmart-27-kW-4-07-GPM-Smart-Pool-Electric-Pool-Tankless-Water-Heater-Smart-POOL-27/203316222 | 574 | https://www.homewyse.com/services/cost_to_replace_pool_heater.html | 1855.95 | https://www.sunplay.com/hayward-heatpro-heat-pump-hp50ta?gclid=EAIaIQobChMIzJL0pouG2AIVHVcNCh3DHgiGEAQYBCABEgJOavD_BwE | 574 | https://www.homewyse.com/services/cost_to_replace_pool_heater.html | 906.95 | unit |  | 906.95
Equipment | Solar Pool Heater | Solar Swimming Pool Heater | Electric Resistance Swimming Pool Heater | Commercial | Turnover | Assembly | FL Zone 2 | Per Unit | 12% | 11764.71 | 1633.987 | 10130.72 | 0.86111 | 15 | 0 | 0.37007 | 949 | https://www.homedepot.com/p/EcoSmart-27-kW-4-07-GPM-Smart-Pool-Electric-Pool-Tankless-Water-Heater-Smart-POOL-27/203316222 | 574 | https://www.homewyse.com/services/cost_to_replace_pool_heater.html | 5000 | Average of three web references: http://solarexpert.com/solar-education/solar-faqs/solar-pool/; https://www.medallionenergy.com/blog/solar-pool-heating-cost/; https://floridasolardesigngroup.com/how-much-does-a-solar-pool-heater-cost/ | 0 | reference source did not distinguish material and labor costs | 3477 | unit |  | 3477
Equipment | Solar Pool Heater | Solar Swimming Pool Heater | Electric Resistance Swimming Pool Heater | Commercial | Turnover | College and University | FL Zone 2 | Per Unit | 17% | 11764.71 | 1633.987 | 10130.72 | 0.86111 | 15 | 0 | 0.37007 | 949 | https://www.homedepot.com/p/EcoSmart-27-kW-4-07-GPM-Smart-Pool-Electric-Pool-Tankless-Water-Heater-Smart-POOL-27/203316222 | 574 | https://www.homewyse.com/services/cost_to_replace_pool_heater.html | 5000 | Average of three web references: http://solarexpert.com/solar-education/solar-faqs/solar-pool/; https://www.medallionenergy.com/blog/solar-pool-heating-cost/; https://floridasolardesigngroup.com/how-much-does-a-solar-pool-heater-cost/ | 0 | reference source did not distinguish material and labor costs | 3477 | unit |  | 3477
Equipment | Solar Pool Heater | Solar Swimming Pool Heater | Electric Resistance Swimming Pool Heater | Commercial | Turnover | Grocery | FL Zone 2 | Per Unit | 0% | 11764.71 | 1633.987 | 10130.72 | 0.86111 | 15 | 0 | 0.37007 | 949 | https://www.homedepot.com/p/EcoSmart-27-kW-4-07-GPM-Smart-Pool-Electric-Pool-Tankless-Water-Heater-Smart-POOL-27/203316222 | 574 | https://www.homewyse.com/services/cost_to_replace_pool_heater.html | 5000 | Average of three web references: http://solarexpert.com/solar-education/solar-faqs/solar-pool/; https://www.medallionenergy.com/blog/solar-pool-heating-cost/; https://floridasolardesigngroup.com/how-much-does-a-solar-pool-heater-cost/ | 0 | reference source did not distinguish material and labor costs | 3477 | unit |  | 3477
Equipment | Solar Pool Heater | Solar Swimming Pool Heater | Electric Resistance Swimming Pool Heater | Commercial | Turnover | Healthcare | FL Zone 2 | Per Unit | 0% | 11764.71 | 1633.987 | 10130.72 | 0.86111 | 15 | 0 | 0.37007 | 949 | https://www.homedepot.com/p/EcoSmart-27-kW-4-07-GPM-Smart-Pool-Electric-Pool-Tankless-Water-Heater-Smart-POOL-27/203316222 | 574 | https://www.homewyse.com/services/cost_to_replace_pool_heater.html | 5000 | Average of three web references: http://solarexpert.com/solar-education/solar-faqs/solar-pool/; https://www.medallionenergy.com/blog/solar-pool-heating-cost/; https://floridasolardesigngroup.com/how-much-does-a-solar-pool-heater-cost/ | 0 | reference source did not distinguish material and labor costs | 3477 | unit |  | 3477
Equipment | Solar Pool Heater | Solar Swimming Pool Heater | Electric Resistance Swimming Pool Heater | Commercial | Turnover | Hospitals | FL Zone 2 | Per Unit | 0% | 11764.71 | 1633.987 | 10130.72 | 0.86111 | 15 | 0 | 0.37007 | 949 | https://www.homedepot.com/p/EcoSmart-27-kW-4-07-GPM-Smart-Pool-Electric-Pool-Tankless-Water-Heater-Smart-POOL-27/203316222 | 574 | https://www.homewyse.com/services/cost_to_replace_pool_heater.html | 5000 | Average of three web references: http://solarexpert.com/solar-education/solar-faqs/solar-pool/; https://www.medallionenergy.com/blog/solar-pool-heating-cost/; https://floridasolardesigngroup.com/how-much-does-a-solar-pool-heater-cost/ | 0 | reference source did not distinguish material and labor costs | 3477 | unit |  | 3477
Equipment | Solar Pool Heater | Solar Swimming Pool Heater | Electric Resistance Swimming Pool Heater | Commercial | Turnover | Institutional | FL Zone 2 | Per Unit | 0% | 11764.71 | 1633.987 | 10130.72 | 0.86111 | 15 | 0 | 0.37007 | 949 | https://www.homedepot.com/p/EcoSmart-27-kW-4-07-GPM-Smart-Pool-Electric-Pool-Tankless-Water-Heater-Smart-POOL-27/203316222 | 574 | https://www.homewyse.com/services/cost_to_replace_pool_heater.html | 5000 | Average of three web references: http://solarexpert.com/solar-education/solar-faqs/solar-pool/; https://www.medallionenergy.com/blog/solar-pool-heating-cost/; https://floridasolardesigngroup.com/how-much-does-a-solar-pool-heater-cost/ | 0 | reference source did not distinguish material and labor costs | 3477 | unit |  | 3477
Equipment | Solar Pool Heater | Solar Swimming Pool Heater | Electric Resistance Swimming Pool Heater | Commercial | Turnover | Lodging/Hospitality | FL Zone 2 | Per Unit | 5% | 11764.71 | 1633.987 | 10130.72 | 0.86111 | 15 | 0 | 0.37007 | 949 | https://www.homedepot.com/p/EcoSmart-27-kW-4-07-GPM-Smart-Pool-Electric-Pool-Tankless-Water-Heater-Smart-POOL-27/203316222 | 574 | https://www.homewyse.com/services/cost_to_replace_pool_heater.html | 5000 | Average of three web references: http://solarexpert.com/solar-education/solar-faqs/solar-pool/; https://www.medallionenergy.com/blog/solar-pool-heating-cost/; https://floridasolardesigngroup.com/how-much-does-a-solar-pool-heater-cost/ | 0 | reference source did not distinguish material and labor costs | 3477 | unit |  | 3477
Equipment | Solar Pool Heater | Solar Swimming Pool Heater | Electric Resistance Swimming Pool Heater | Commercial | Turnover | Miscellaneous | FL Zone 2 | Per Unit | 0% | 11764.71 | 1633.987 | 10130.72 | 0.86111 | 15 | 0 | 0.37007 | 949 | https://www.homedepot.com/p/EcoSmart-27-kW-4-07-GPM-Smart-Pool-Electric-Pool-Tankless-Water-Heater-Smart-POOL-27/203316222 | 574 | https://www.homewyse.com/services/cost_to_replace_pool_heater.html | 5000 | Average of three web references: http://solarexpert.com/solar-education/solar-faqs/solar-pool/; https://www.medallionenergy.com/blog/solar-pool-heating-cost/; https://floridasolardesigngroup.com/how-much-does-a-solar-pool-heater-cost/ | 0 | reference source did not distinguish material and labor costs | 3477 | unit |  | 3477
Equipment | Solar Pool Heater | Solar Swimming Pool Heater | Electric Resistance Swimming Pool Heater | Commercial | Turnover | Offices | FL Zone 2 | Per Unit | 0% | 11764.71 | 1633.987 | 10130.72 | 0.86111 | 15 | 0 | 0.37007 | 949 | https://www.homedepot.com/p/EcoSmart-27-kW-4-07-GPM-Smart-Pool-Electric-Pool-Tankless-Water-Heater-Smart-POOL-27/203316222 | 574 | https://www.homewyse.com/services/cost_to_replace_pool_heater.html | 5000 | Average of three web references: http://solarexpert.com/solar-education/solar-faqs/solar-pool/; https://www.medallionenergy.com/blog/solar-pool-heating-cost/; https://floridasolardesigngroup.com/how-much-does-a-solar-pool-heater-cost/ | 0 | reference source did not distinguish material and labor costs | 3477 | unit |  | 3477
Equipment | Solar Pool Heater | Solar Swimming Pool Heater | Electric Resistance Swimming Pool Heater | Commercial | Turnover | Restaurants | FL Zone 2 | Per Unit | 0% | 11764.71 | 1633.987 | 10130.72 | 0.86111 | 15 | 0 | 0.37007 | 949 | https://www.homedepot.com/p/EcoSmart-27-kW-4-07-GPM-Smart-Pool-Electric-Pool-Tankless-Water-Heater-Smart-POOL-27/203316222 | 574 | https://www.homewyse.com/services/cost_to_replace_pool_heater.html | 5000 | Average of three web references: http://solarexpert.com/solar-education/solar-faqs/solar-pool/; https://www.medallionenergy.com/blog/solar-pool-heating-cost/; https://floridasolardesigngroup.com/how-much-does-a-solar-pool-heater-cost/ | 0 | reference source did not distinguish material and labor costs | 3477 | unit |  | 3477
Equipment | Solar Pool Heater | Solar Swimming Pool Heater | Electric Resistance Swimming Pool Heater | Commercial | Turnover | Retail | FL Zone 2 | Per Unit | 0% | 11764.71 | 1633.987 | 10130.72 | 0.86111 | 15 | 0 | 0.37007 | 949 | https://www.homedepot.com/p/EcoSmart-27-kW-4-07-GPM-Smart-Pool-Electric-Pool-Tankless-Water-Heater-Smart-POOL-27/203316222 | 574 | https://www.homewyse.com/services/cost_to_replace_pool_heater.html | 5000 | Average of three web references: http://solarexpert.com/solar-education/solar-faqs/solar-pool/; https://www.medallionenergy.com/blog/solar-pool-heating-cost/; https://floridasolardesigngroup.com/how-much-does-a-solar-pool-heater-cost/ | 0 | reference source did not distinguish material and labor costs | 3477 | unit |  | 3477
Equipment | Solar Pool Heater | Solar Swimming Pool Heater | Electric Resistance Swimming Pool Heater | Commercial | Turnover | Schools K-12 | FL Zone 2 | Per Unit | 17% | 11764.71 | 1633.987 | 10130.72 | 0.86111 | 15 | 0 | 0.37007 | 949 | https://www.homedepot.com/p/EcoSmart-27-kW-4-07-GPM-Smart-Pool-Electric-Pool-Tankless-Water-Heater-Smart-POOL-27/203316222 | 574 | https://www.homewyse.com/services/cost_to_replace_pool_heater.html | 5000 | Average of three web references: http://solarexpert.com/solar-education/solar-faqs/solar-pool/; https://www.medallionenergy.com/blog/solar-pool-heating-cost/; https://floridasolardesigngroup.com/how-much-does-a-solar-pool-heater-cost/ | 0 | reference source did not distinguish material and labor costs | 3477 | unit |  | 3477
Equipment | Solar Pool Heater | Solar Swimming Pool Heater | Electric Resistance Swimming Pool Heater | Commercial | Turnover | Warehouse | FL Zone 2 | Per Unit | 0% | 11764.71 | 1633.987 | 10130.72 | 0.86111 | 15 | 0 | 0.37007 | 949 | https://www.homedepot.com/p/EcoSmart-27-kW-4-07-GPM-Smart-Pool-Electric-Pool-Tankless-Water-Heater-Smart-POOL-27/203316222 | 574 | https://www.homewyse.com/services/cost_to_replace_pool_heater.html | 5000 | Average of three web references: http://solarexpert.com/solar-education/solar-faqs/solar-pool/; https://www.medallionenergy.com/blog/solar-pool-heating-cost/; https://floridasolardesigngroup.com/how-much-does-a-solar-pool-heater-cost/ | 0 | reference source did not distinguish material and labor costs | 3477 | unit |  | 3477
Equipment | Solar Pool Heater | Solar Swimming Pool Heater | Electric Resistance Swimming Pool Heater | Commercial | New | Assembly | FL Zone 2 | Per Unit | 12% | 11764.71 | 1633.987 | 10130.72 | 0.86111 | 15 | 0 | 0.37007 | 949 | https://www.homedepot.com/p/EcoSmart-27-kW-4-07-GPM-Smart-Pool-Electric-Pool-Tankless-Water-Heater-Smart-POOL-27/203316222 | 574 | https://www.homewyse.com/services/cost_to_replace_pool_heater.html | 5000 | Average of three web references: http://solarexpert.com/solar-education/solar-faqs/solar-pool/; https://www.medallionenergy.com/blog/solar-pool-heating-cost/; https://floridasolardesigngroup.com/how-much-does-a-solar-pool-heater-cost/ | 0 | reference source did not distinguish material and labor costs | 3477 | unit |  | 3477
Equipment | Solar Pool Heater | Solar Swimming Pool Heater | Electric Resistance Swimming Pool Heater | Commercial | New | College and University | FL Zone 2 | Per Unit | 17% | 11764.71 | 1633.987 | 10130.72 | 0.86111 | 15 | 0 | 0.37007 | 949 | https://www.homedepot.com/p/EcoSmart-27-kW-4-07-GPM-Smart-Pool-Electric-Pool-Tankless-Water-Heater-Smart-POOL-27/203316222 | 574 | https://www.homewyse.com/services/cost_to_replace_pool_heater.html | 5000 | Average of three web references: http://solarexpert.com/solar-education/solar-faqs/solar-pool/; https://www.medallionenergy.com/blog/solar-pool-heating-cost/; https://floridasolardesigngroup.com/how-much-does-a-solar-pool-heater-cost/ | 0 | reference source did not distinguish material and labor costs | 3477 | unit |  | 3477
Equipment | Solar Pool Heater | Solar Swimming Pool Heater | Electric Resistance Swimming Pool Heater | Commercial | New | Grocery | FL Zone 2 | Per Unit | 0% | 11764.71 | 1633.987 | 10130.72 | 0.86111 | 15 | 0 | 0.37007 | 949 | https://www.homedepot.com/p/EcoSmart-27-kW-4-07-GPM-Smart-Pool-Electric-Pool-Tankless-Water-Heater-Smart-POOL-27/203316222 | 574 | https://www.homewyse.com/services/cost_to_replace_pool_heater.html | 5000 | Average of three web references: http://solarexpert.com/solar-education/solar-faqs/solar-pool/; https://www.medallionenergy.com/blog/solar-pool-heating-cost/; https://floridasolardesigngroup.com/how-much-does-a-solar-pool-heater-cost/ | 0 | reference source did not distinguish material and labor costs | 3477 | unit |  | 3477
Equipment | Solar Pool Heater | Solar Swimming Pool Heater | Electric Resistance Swimming Pool Heater | Commercial | New | Healthcare | FL Zone 2 | Per Unit | 0% | 11764.71 | 1633.987 | 10130.72 | 0.86111 | 15 | 0 | 0.37007 | 949 | https://www.homedepot.com/p/EcoSmart-27-kW-4-07-GPM-Smart-Pool-Electric-Pool-Tankless-Water-Heater-Smart-POOL-27/203316222 | 574 | https://www.homewyse.com/services/cost_to_replace_pool_heater.html | 5000 | Average of three web references: http://solarexpert.com/solar-education/solar-faqs/solar-pool/; https://www.medallionenergy.com/blog/solar-pool-heating-cost/; https://floridasolardesigngroup.com/how-much-does-a-solar-pool-heater-cost/ | 0 | reference source did not distinguish material and labor costs | 3477 | unit |  | 3477
Equipment | Solar Pool Heater | Solar Swimming Pool Heater | Electric Resistance Swimming Pool Heater | Commercial | New | Hospitals | FL Zone 2 | Per Unit | 0% | 11764.71 | 1633.987 | 10130.72 | 0.86111 | 15 | 0 | 0.37007 | 949 | https://www.homedepot.com/p/EcoSmart-27-kW-4-07-GPM-Smart-Pool-Electric-Pool-Tankless-Water-Heater-Smart-POOL-27/203316222 | 574 | https://www.homewyse.com/services/cost_to_replace_pool_heater.html | 5000 | Average of three web references: http://solarexpert.com/solar-education/solar-faqs/solar-pool/; https://www.medallionenergy.com/blog/solar-pool-heating-cost/; https://floridasolardesigngroup.com/how-much-does-a-solar-pool-heater-cost/ | 0 | reference source did not distinguish material and labor costs | 3477 | unit |  | 3477
Equipment | Solar Pool Heater | Solar Swimming Pool Heater | Electric Resistance Swimming Pool Heater | Commercial | New | Institutional | FL Zone 2 | Per Unit | 0% | 11764.71 | 1633.987 | 10130.72 | 0.86111 | 15 | 0 | 0.37007 | 949 | https://www.homedepot.com/p/EcoSmart-27-kW-4-07-GPM-Smart-Pool-Electric-Pool-Tankless-Water-Heater-Smart-POOL-27/203316222 | 574 | https://www.homewyse.com/services/cost_to_replace_pool_heater.html | 5000 | Average of three web references: http://solarexpert.com/solar-education/solar-faqs/solar-pool/; https://www.medallionenergy.com/blog/solar-pool-heating-cost/; https://floridasolardesigngroup.com/how-much-does-a-solar-pool-heater-cost/ | 0 | reference source did not distinguish material and labor costs | 3477 | unit |  | 3477
Equipment | Solar Pool Heater | Solar Swimming Pool Heater | Electric Resistance Swimming Pool Heater | Commercial | New | Lodging/Hospitality | FL Zone 2 | Per Unit | 5% | 11764.71 | 1633.987 | 10130.72 | 0.86111 | 15 | 0 | 0.37007 | 949 | https://www.homedepot.com/p/EcoSmart-27-kW-4-07-GPM-Smart-Pool-Electric-Pool-Tankless-Water-Heater-Smart-POOL-27/203316222 | 574 | https://www.homewyse.com/services/cost_to_replace_pool_heater.html | 5000 | Average of three web references: http://solarexpert.com/solar-education/solar-faqs/solar-pool/; https://www.medallionenergy.com/blog/solar-pool-heating-cost/; https://floridasolardesigngroup.com/how-much-does-a-solar-pool-heater-cost/ | 0 | reference source did not distinguish material and labor costs | 3477 | unit |  | 3477
Equipment | Solar Pool Heater | Solar Swimming Pool Heater | Electric Resistance Swimming Pool Heater | Commercial | New | Miscellaneous | FL Zone 2 | Per Unit | 0% | 11764.71 | 1633.987 | 10130.72 | 0.86111 | 15 | 0 | 0.37007 | 949 | https://www.homedepot.com/p/EcoSmart-27-kW-4-07-GPM-Smart-Pool-Electric-Pool-Tankless-Water-Heater-Smart-POOL-27/203316222 | 574 | https://www.homewyse.com/services/cost_to_replace_pool_heater.html | 5000 | Average of three web references: http://solarexpert.com/solar-education/solar-faqs/solar-pool/; https://www.medallionenergy.com/blog/solar-pool-heating-cost/; https://floridasolardesigngroup.com/how-much-does-a-solar-pool-heater-cost/ | 0 | reference source did not distinguish material and labor costs | 3477 | unit |  | 3477
Equipment | Solar Pool Heater | Solar Swimming Pool Heater | Electric Resistance Swimming Pool Heater | Commercial | New | Offices | FL Zone 2 | Per Unit | 0% | 11764.71 | 1633.987 | 10130.72 | 0.86111 | 15 | 0 | 0.37007 | 949 | https://www.homedepot.com/p/EcoSmart-27-kW-4-07-GPM-Smart-Pool-Electric-Pool-Tankless-Water-Heater-Smart-POOL-27/203316222 | 574 | https://www.homewyse.com/services/cost_to_replace_pool_heater.html | 5000 | Average of three web references: http://solarexpert.com/solar-education/solar-faqs/solar-pool/; https://www.medallionenergy.com/blog/solar-pool-heating-cost/; https://floridasolardesigngroup.com/how-much-does-a-solar-pool-heater-cost/ | 0 | reference source did not distinguish material and labor costs | 3477 | unit |  | 3477
Equipment | Solar Pool Heater | Solar Swimming Pool Heater | Electric Resistance Swimming Pool Heater | Commercial | New | Restaurants | FL Zone 2 | Per Unit | 0% | 11764.71 | 1633.987 | 10130.72 | 0.86111 | 15 | 0 | 0.37007 | 949 | https://www.homedepot.com/p/EcoSmart-27-kW-4-07-GPM-Smart-Pool-Electric-Pool-Tankless-Water-Heater-Smart-POOL-27/203316222 | 574 | https://www.homewyse.com/services/cost_to_replace_pool_heater.html | 5000 | Average of three web references: http://solarexpert.com/solar-education/solar-faqs/solar-pool/; https://www.medallionenergy.com/blog/solar-pool-heating-cost/; https://floridasolardesigngroup.com/how-much-does-a-solar-pool-heater-cost/ | 0 | reference source did not distinguish material and labor costs | 3477 | unit |  | 3477
Equipment | Solar Pool Heater | Solar Swimming Pool Heater | Electric Resistance Swimming Pool Heater | Commercial | New | Retail | FL Zone 2 | Per Unit | 0% | 11764.71 | 1633.987 | 10130.72 | 0.86111 | 15 | 0 | 0.37007 | 949 | https://www.homedepot.com/p/EcoSmart-27-kW-4-07-GPM-Smart-Pool-Electric-Pool-Tankless-Water-Heater-Smart-POOL-27/203316222 | 574 | https://www.homewyse.com/services/cost_to_replace_pool_heater.html | 5000 | Average of three web references: http://solarexpert.com/solar-education/solar-faqs/solar-pool/; https://www.medallionenergy.com/blog/solar-pool-heating-cost/; https://floridasolardesigngroup.com/how-much-does-a-solar-pool-heater-cost/ | 0 | reference source did not distinguish material and labor costs | 3477 | unit |  | 3477
Equipment | Solar Pool Heater | Solar Swimming Pool Heater | Electric Resistance Swimming Pool Heater | Commercial | New | Schools K-12 | FL Zone 2 | Per Unit | 17% | 11764.71 | 1633.987 | 10130.72 | 0.86111 | 15 | 0 | 0.37007 | 949 | https://www.homedepot.com/p/EcoSmart-27-kW-4-07-GPM-Smart-Pool-Electric-Pool-Tankless-Water-Heater-Smart-POOL-27/203316222 | 574 | https://www.homewyse.com/services/cost_to_replace_pool_heater.html | 5000 | Average of three web references: http://solarexpert.com/solar-education/solar-faqs/solar-pool/; https://www.medallionenergy.com/blog/solar-pool-heating-cost/; https://floridasolardesigngroup.com/how-much-does-a-solar-pool-heater-cost/ | 0 | reference source did not distinguish material and labor costs | 3477 | unit |  | 3477
Equipment | Solar Pool Heater | Solar Swimming Pool Heater | Electric Resistance Swimming Pool Heater | Commercial | New | Warehouse | FL Zone 2 | Per Unit | 0% | 11764.71 | 1633.987 | 10130.72 | 0.86111 | 15 | 0 | 0.37007 | 949 | https://www.homedepot.com/p/EcoSmart-27-kW-4-07-GPM-Smart-Pool-Electric-Pool-Tankless-Water-Heater-Smart-POOL-27/203316222 | 574 | https://www.homewyse.com/services/cost_to_replace_pool_heater.html | 5000 | Average of three web references: http://solarexpert.com/solar-education/solar-faqs/solar-pool/; https://www.medallionenergy.com/blog/solar-pool-heating-cost/; https://floridasolardesigngroup.com/how-much-does-a-solar-pool-heater-cost/ | 0 | reference source did not distinguish material and labor costs | 3477 | unit |  | 3477
Equipment | Solar Powered Pool Pump | Solar Powered Pool Pump | Single Speed Pool Pump Motor 1 HP | Commercial | Turnover | Assembly | FL Zone 2 | Per Pool | 8% | 5018.75 | 953.5625 | 4065.188 | 0.81 | 10 | 0.9567 | 0.1485 | 179.99 | http://www.inyopools.com/Products/00100018074612.htm?gclid=EAIaIQobChMInIa73oLy2wIVhb9kCh3f9wcGEAQYCCABEgLWHfD_BwE | 150 | Estimate at $150 Per unit, reference: https://www.improvenet.com/r/costs-and-prices/pool-pump-replacement | 1689 | 1hp pump with solar panels and mounting brackets: http://www.naturalcurrent.com/sunray-solflo-1-solar-powered-pool-pump/ | 900 | Estimate at $150 Per unit for pump, reference: https://www.improvenet.com/r/costs-and-prices/pool-pump-replacement; plus $750 for solar panel installation, reference: https://www.homeadvisor.com/cost/swimming-pools-hot-tubs-and-saunas/install-a-swimming-pool-heater/ | 2259.01 | motor |  | 2259.01
Equipment | Solar Powered Pool Pump | Solar Powered Pool Pump | Single Speed Pool Pump Motor 1 HP | Commercial | Turnover | College and University | FL Zone 2 | Per Pool | 11% | 5018.75 | 953.5625 | 4065.188 | 0.81 | 10 | 0.9567 | 0.1485 | 179.99 | http://www.inyopools.com/Products/00100018074612.htm?gclid=EAIaIQobChMInIa73oLy2wIVhb9kCh3f9wcGEAQYCCABEgLWHfD_BwE | 150 | Estimate at $150 Per unit, reference: https://www.improvenet.com/r/costs-and-prices/pool-pump-replacement | 1689 | 1hp pump with solar panels and mounting brackets: http://www.naturalcurrent.com/sunray-solflo-1-solar-powered-pool-pump/ | 900 | Estimate at $150 Per unit for pump, reference: https://www.improvenet.com/r/costs-and-prices/pool-pump-replacement; plus $750 for solar panel installation, reference: https://www.homeadvisor.com/cost/swimming-pools-hot-tubs-and-saunas/install-a-swimming-pool-heater/ | 2259.01 | motor |  | 2259.01
Equipment | Solar Powered Pool Pump | Solar Powered Pool Pump | Single Speed Pool Pump Motor 1 HP | Commercial | Turnover | Grocery | FL Zone 2 | Per Pool | 0% | 5018.75 | 953.5625 | 4065.188 | 0.81 | 10 | 0.9567 | 0.1485 | 179.99 | http://www.inyopools.com/Products/00100018074612.htm?gclid=EAIaIQobChMInIa73oLy2wIVhb9kCh3f9wcGEAQYCCABEgLWHfD_BwE | 150 | Estimate at $150 Per unit, reference: https://www.improvenet.com/r/costs-and-prices/pool-pump-replacement | 1689 | 1hp pump with solar panels and mounting brackets: http://www.naturalcurrent.com/sunray-solflo-1-solar-powered-pool-pump/ | 900 | Estimate at $150 Per unit for pump, reference: https://www.improvenet.com/r/costs-and-prices/pool-pump-replacement; plus $750 for solar panel installation, reference: https://www.homeadvisor.com/cost/swimming-pools-hot-tubs-and-saunas/install-a-swimming-pool-heater/ | 2259.01 | motor |  | 2259.01
Equipment | Solar Powered Pool Pump | Solar Powered Pool Pump | Single Speed Pool Pump Motor 1 HP | Commercial | Turnover | Healthcare | FL Zone 2 | Per Pool | 0% | 5018.75 | 953.5625 | 4065.188 | 0.81 | 10 | 0.9567 | 0.1485 | 179.99 | http://www.inyopools.com/Products/00100018074612.htm?gclid=EAIaIQobChMInIa73oLy2wIVhb9kCh3f9wcGEAQYCCABEgLWHfD_BwE | 150 | Estimate at $150 Per unit, reference: https://www.improvenet.com/r/costs-and-prices/pool-pump-replacement | 1689 | 1hp pump with solar panels and mounting brackets: http://www.naturalcurrent.com/sunray-solflo-1-solar-powered-pool-pump/ | 900 | Estimate at $150 Per unit for pump, reference: https://www.improvenet.com/r/costs-and-prices/pool-pump-replacement; plus $750 for solar panel installation, reference: https://www.homeadvisor.com/cost/swimming-pools-hot-tubs-and-saunas/install-a-swimming-pool-heater/ | 2259.01 | motor |  | 2259.01
Equipment | Solar Powered Pool Pump | Solar Powered Pool Pump | Single Speed Pool Pump Motor 1 HP | Commercial | Turnover | Hospitals | FL Zone 2 | Per Pool | 0% | 5018.75 | 953.5625 | 4065.188 | 0.81 | 10 | 0.9567 | 0.1485 | 179.99 | http://www.inyopools.com/Products/00100018074612.htm?gclid=EAIaIQobChMInIa73oLy2wIVhb9kCh3f9wcGEAQYCCABEgLWHfD_BwE | 150 | Estimate at $150 Per unit, reference: https://www.improvenet.com/r/costs-and-prices/pool-pump-replacement | 1689 | 1hp pump with solar panels and mounting brackets: http://www.naturalcurrent.com/sunray-solflo-1-solar-powered-pool-pump/ | 900 | Estimate at $150 Per unit for pump, reference: https://www.improvenet.com/r/costs-and-prices/pool-pump-replacement; plus $750 for solar panel installation, reference: https://www.homeadvisor.com/cost/swimming-pools-hot-tubs-and-saunas/install-a-swimming-pool-heater/ | 2259.01 | motor |  | 2259.01
Equipment | Solar Powered Pool Pump | Solar Powered Pool Pump | Single Speed Pool Pump Motor 1 HP | Commercial | Turnover | Institutional | FL Zone 2 | Per Pool | 0% | 5018.75 | 953.5625 | 4065.188 | 0.81 | 10 | 0.9567 | 0.1485 | 179.99 | http://www.inyopools.com/Products/00100018074612.htm?gclid=EAIaIQobChMInIa73oLy2wIVhb9kCh3f9wcGEAQYCCABEgLWHfD_BwE | 150 | Estimate at $150 Per unit, reference: https://www.improvenet.com/r/costs-and-prices/pool-pump-replacement | 1689 | 1hp pump with solar panels and mounting brackets: http://www.naturalcurrent.com/sunray-solflo-1-solar-powered-pool-pump/ | 900 | Estimate at $150 Per unit for pump, reference: https://www.improvenet.com/r/costs-and-prices/pool-pump-replacement; plus $750 for solar panel installation, reference: https://www.homeadvisor.com/cost/swimming-pools-hot-tubs-and-saunas/install-a-swimming-pool-heater/ | 2259.01 | motor |  | 2259.01
Equipment | Solar Powered Pool Pump | Solar Powered Pool Pump | Single Speed Pool Pump Motor 1 HP | Commercial | Turnover | Lodging/Hospitality | FL Zone 2 | Per Pool | 3% | 5018.75 | 953.5625 | 4065.188 | 0.81 | 10 | 0.9567 | 0.1485 | 179.99 | http://www.inyopools.com/Products/00100018074612.htm?gclid=EAIaIQobChMInIa73oLy2wIVhb9kCh3f9wcGEAQYCCABEgLWHfD_BwE | 150 | Estimate at $150 Per unit, reference: https://www.improvenet.com/r/costs-and-prices/pool-pump-replacement | 1689 | 1hp pump with solar panels and mounting brackets: http://www.naturalcurrent.com/sunray-solflo-1-solar-powered-pool-pump/ | 900 | Estimate at $150 Per unit for pump, reference: https://www.improvenet.com/r/costs-and-prices/pool-pump-replacement; plus $750 for solar panel installation, reference: https://www.homeadvisor.com/cost/swimming-pools-hot-tubs-and-saunas/install-a-swimming-pool-heater/ | 2259.01 | motor |  | 2259.01
Equipment | Solar Powered Pool Pump | Solar Powered Pool Pump | Single Speed Pool Pump Motor 1 HP | Commercial | Turnover | Miscellaneous | FL Zone 2 | Per Pool | 0% | 5018.75 | 953.5625 | 4065.188 | 0.81 | 10 | 0.9567 | 0.1485 | 179.99 | http://www.inyopools.com/Products/00100018074612.htm?gclid=EAIaIQobChMInIa73oLy2wIVhb9kCh3f9wcGEAQYCCABEgLWHfD_BwE | 150 | Estimate at $150 Per unit, reference: https://www.improvenet.com/r/costs-and-prices/pool-pump-replacement | 1689 | 1hp pump with solar panels and mounting brackets: http://www.naturalcurrent.com/sunray-solflo-1-solar-powered-pool-pump/ | 900 | Estimate at $150 Per unit for pump, reference: https://www.improvenet.com/r/costs-and-prices/pool-pump-replacement; plus $750 for solar panel installation, reference: https://www.homeadvisor.com/cost/swimming-pools-hot-tubs-and-saunas/install-a-swimming-pool-heater/ | 2259.01 | motor |  | 2259.01
Equipment | Solar Powered Pool Pump | Solar Powered Pool Pump | Single Speed Pool Pump Motor 1 HP | Commercial | Turnover | Offices | FL Zone 2 | Per Pool | 0% | 5018.75 | 953.5625 | 4065.188 | 0.81 | 10 | 0.9567 | 0.1485 | 179.99 | http://www.inyopools.com/Products/00100018074612.htm?gclid=EAIaIQobChMInIa73oLy2wIVhb9kCh3f9wcGEAQYCCABEgLWHfD_BwE | 150 | Estimate at $150 Per unit, reference: https://www.improvenet.com/r/costs-and-prices/pool-pump-replacement | 1689 | 1hp pump with solar panels and mounting brackets: http://www.naturalcurrent.com/sunray-solflo-1-solar-powered-pool-pump/ | 900 | Estimate at $150 Per unit for pump, reference: https://www.improvenet.com/r/costs-and-prices/pool-pump-replacement; plus $750 for solar panel installation, reference: https://www.homeadvisor.com/cost/swimming-pools-hot-tubs-and-saunas/install-a-swimming-pool-heater/ | 2259.01 | motor |  | 2259.01
Equipment | Solar Powered Pool Pump | Solar Powered Pool Pump | Single Speed Pool Pump Motor 1 HP | Commercial | Turnover | Restaurants | FL Zone 2 | Per Pool | 0% | 5018.75 | 953.5625 | 4065.188 | 0.81 | 10 | 0.9567 | 0.1485 | 179.99 | http://www.inyopools.com/Products/00100018074612.htm?gclid=EAIaIQobChMInIa73oLy2wIVhb9kCh3f9wcGEAQYCCABEgLWHfD_BwE | 150 | Estimate at $150 Per unit, reference: https://www.improvenet.com/r/costs-and-prices/pool-pump-replacement | 1689 | 1hp pump with solar panels and mounting brackets: http://www.naturalcurrent.com/sunray-solflo-1-solar-powered-pool-pump/ | 900 | Estimate at $150 Per unit for pump, reference: https://www.improvenet.com/r/costs-and-prices/pool-pump-replacement; plus $750 for solar panel installation, reference: https://www.homeadvisor.com/cost/swimming-pools-hot-tubs-and-saunas/install-a-swimming-pool-heater/ | 2259.01 | motor |  | 2259.01
Equipment | Solar Powered Pool Pump | Solar Powered Pool Pump | Single Speed Pool Pump Motor 1 HP | Commercial | Turnover | Retail | FL Zone 2 | Per Pool | 0% | 5018.75 | 953.5625 | 4065.188 | 0.81 | 10 | 0.9567 | 0.1485 | 179.99 | http://www.inyopools.com/Products/00100018074612.htm?gclid=EAIaIQobChMInIa73oLy2wIVhb9kCh3f9wcGEAQYCCABEgLWHfD_BwE | 150 | Estimate at $150 Per unit, reference: https://www.improvenet.com/r/costs-and-prices/pool-pump-replacement | 1689 | 1hp pump with solar panels and mounting brackets: http://www.naturalcurrent.com/sunray-solflo-1-solar-powered-pool-pump/ | 900 | Estimate at $150 Per unit for pump, reference: https://www.improvenet.com/r/costs-and-prices/pool-pump-replacement; plus $750 for solar panel installation, reference: https://www.homeadvisor.com/cost/swimming-pools-hot-tubs-and-saunas/install-a-swimming-pool-heater/ | 2259.01 | motor |  | 2259.01
Equipment | Solar Powered Pool Pump | Solar Powered Pool Pump | Single Speed Pool Pump Motor 1 HP | Commercial | Turnover | Schools K-12 | FL Zone 2 | Per Pool | 0% | 5018.75 | 953.5625 | 4065.188 | 0.81 | 10 | 0.9567 | 0.1485 | 179.99 | http://www.inyopools.com/Products/00100018074612.htm?gclid=EAIaIQobChMInIa73oLy2wIVhb9kCh3f9wcGEAQYCCABEgLWHfD_BwE | 150 | Estimate at $150 Per unit, reference: https://www.improvenet.com/r/costs-and-prices/pool-pump-replacement | 1689 | 1hp pump with solar panels and mounting brackets: http://www.naturalcurrent.com/sunray-solflo-1-solar-powered-pool-pump/ | 900 | Estimate at $150 Per unit for pump, reference: https://www.improvenet.com/r/costs-and-prices/pool-pump-replacement; plus $750 for solar panel installation, reference: https://www.homeadvisor.com/cost/swimming-pools-hot-tubs-and-saunas/install-a-swimming-pool-heater/ | 2259.01 | motor |  | 2259.01
Equipment | Solar Powered Pool Pump | Solar Powered Pool Pump | Single Speed Pool Pump Motor 1 HP | Commercial | New | Assembly | FL Zone 2 | Per Pool | 8% | 5018.75 | 953.5625 | 4065.188 | 0.81 | 10 | 0.9567 | 0.1485 | 179.99 | http://www.inyopools.com/Products/00100018074612.htm?gclid=EAIaIQobChMInIa73oLy2wIVhb9kCh3f9wcGEAQYCCABEgLWHfD_BwE | 150 | Estimate at $150 Per unit, reference: https://www.improvenet.com/r/costs-and-prices/pool-pump-replacement | 1689 | 1hp pump with solar panels and mounting brackets: http://www.naturalcurrent.com/sunray-solflo-1-solar-powered-pool-pump/ | 900 | Estimate at $150 Per unit for pump, reference: https://www.improvenet.com/r/costs-and-prices/pool-pump-replacement; plus $750 for solar panel installation, reference: https://www.homeadvisor.com/cost/swimming-pools-hot-tubs-and-saunas/install-a-swimming-pool-heater/ | 2259.01 | motor |  | 2259.01
Equipment | Solar Powered Pool Pump | Solar Powered Pool Pump | Single Speed Pool Pump Motor 1 HP | Commercial | New | College and University | FL Zone 2 | Per Pool | 11% | 5018.75 | 953.5625 | 4065.188 | 0.81 | 10 | 0.9567 | 0.1485 | 179.99 | http://www.inyopools.com/Products/00100018074612.htm?gclid=EAIaIQobChMInIa73oLy2wIVhb9kCh3f9wcGEAQYCCABEgLWHfD_BwE | 150 | Estimate at $150 Per unit, reference: https://www.improvenet.com/r/costs-and-prices/pool-pump-replacement | 1689 | 1hp pump with solar panels and mounting brackets: http://www.naturalcurrent.com/sunray-solflo-1-solar-powered-pool-pump/ | 900 | Estimate at $150 Per unit for pump, reference: https://www.improvenet.com/r/costs-and-prices/pool-pump-replacement; plus $750 for solar panel installation, reference: https://www.homeadvisor.com/cost/swimming-pools-hot-tubs-and-saunas/install-a-swimming-pool-heater/ | 2259.01 | motor |  | 2259.01
Equipment | Solar Powered Pool Pump | Solar Powered Pool Pump | Single Speed Pool Pump Motor 1 HP | Commercial | New | Grocery | FL Zone 2 | Per Pool | 0% | 5018.75 | 953.5625 | 4065.188 | 0.81 | 10 | 0.9567 | 0.1485 | 179.99 | http://www.inyopools.com/Products/00100018074612.htm?gclid=EAIaIQobChMInIa73oLy2wIVhb9kCh3f9wcGEAQYCCABEgLWHfD_BwE | 150 | Estimate at $150 Per unit, reference: https://www.improvenet.com/r/costs-and-prices/pool-pump-replacement | 1689 | 1hp pump with solar panels and mounting brackets: http://www.naturalcurrent.com/sunray-solflo-1-solar-powered-pool-pump/ | 900 | Estimate at $150 Per unit for pump, reference: https://www.improvenet.com/r/costs-and-prices/pool-pump-replacement; plus $750 for solar panel installation, reference: https://www.homeadvisor.com/cost/swimming-pools-hot-tubs-and-saunas/install-a-swimming-pool-heater/ | 2259.01 | motor |  | 2259.01
Equipment | Solar Powered Pool Pump | Solar Powered Pool Pump | Single Speed Pool Pump Motor 1 HP | Commercial | New | Healthcare | FL Zone 2 | Per Pool | 0% | 5018.75 | 953.5625 | 4065.188 | 0.81 | 10 | 0.9567 | 0.1485 | 179.99 | http://www.inyopools.com/Products/00100018074612.htm?gclid=EAIaIQobChMInIa73oLy2wIVhb9kCh3f9wcGEAQYCCABEgLWHfD_BwE | 150 | Estimate at $150 Per unit, reference: https://www.improvenet.com/r/costs-and-prices/pool-pump-replacement | 1689 | 1hp pump with solar panels and mounting brackets: http://www.naturalcurrent.com/sunray-solflo-1-solar-powered-pool-pump/ | 900 | Estimate at $150 Per unit for pump, reference: https://www.improvenet.com/r/costs-and-prices/pool-pump-replacement; plus $750 for solar panel installation, reference: https://www.homeadvisor.com/cost/swimming-pools-hot-tubs-and-saunas/install-a-swimming-pool-heater/ | 2259.01 | motor |  | 2259.01
Equipment | Solar Powered Pool Pump | Solar Powered Pool Pump | Single Speed Pool Pump Motor 1 HP | Commercial | New | Hospitals | FL Zone 2 | Per Pool | 0% | 5018.75 | 953.5625 | 4065.188 | 0.81 | 10 | 0.9567 | 0.1485 | 179.99 | http://www.inyopools.com/Products/00100018074612.htm?gclid=EAIaIQobChMInIa73oLy2wIVhb9kCh3f9wcGEAQYCCABEgLWHfD_BwE | 150 | Estimate at $150 Per unit, reference: https://www.improvenet.com/r/costs-and-prices/pool-pump-replacement | 1689 | 1hp pump with solar panels and mounting brackets: http://www.naturalcurrent.com/sunray-solflo-1-solar-powered-pool-pump/ | 900 | Estimate at $150 Per unit for pump, reference: https://www.improvenet.com/r/costs-and-prices/pool-pump-replacement; plus $750 for solar panel installation, reference: https://www.homeadvisor.com/cost/swimming-pools-hot-tubs-and-saunas/install-a-swimming-pool-heater/ | 2259.01 | motor |  | 2259.01
Equipment | Solar Powered Pool Pump | Solar Powered Pool Pump | Single Speed Pool Pump Motor 1 HP | Commercial | New | Institutional | FL Zone 2 | Per Pool | 0% | 5018.75 | 953.5625 | 4065.188 | 0.81 | 10 | 0.9567 | 0.1485 | 179.99 | http://www.inyopools.com/Products/00100018074612.htm?gclid=EAIaIQobChMInIa73oLy2wIVhb9kCh3f9wcGEAQYCCABEgLWHfD_BwE | 150 | Estimate at $150 Per unit, reference: https://www.improvenet.com/r/costs-and-prices/pool-pump-replacement | 1689 | 1hp pump with solar panels and mounting brackets: http://www.naturalcurrent.com/sunray-solflo-1-solar-powered-pool-pump/ | 900 | Estimate at $150 Per unit for pump, reference: https://www.improvenet.com/r/costs-and-prices/pool-pump-replacement; plus $750 for solar panel installation, reference: https://www.homeadvisor.com/cost/swimming-pools-hot-tubs-and-saunas/install-a-swimming-pool-heater/ | 2259.01 | motor |  | 2259.01
Equipment | Solar Powered Pool Pump | Solar Powered Pool Pump | Single Speed Pool Pump Motor 1 HP | Commercial | New | Lodging/Hospitality | FL Zone 2 | Per Pool | 3% | 5018.75 | 953.5625 | 4065.188 | 0.81 | 10 | 0.9567 | 0.1485 | 179.99 | http://www.inyopools.com/Products/00100018074612.htm?gclid=EAIaIQobChMInIa73oLy2wIVhb9kCh3f9wcGEAQYCCABEgLWHfD_BwE | 150 | Estimate at $150 Per unit, reference: https://www.improvenet.com/r/costs-and-prices/pool-pump-replacement | 1689 | 1hp pump with solar panels and mounting brackets: http://www.naturalcurrent.com/sunray-solflo-1-solar-powered-pool-pump/ | 900 | Estimate at $150 Per unit for pump, reference: https://www.improvenet.com/r/costs-and-prices/pool-pump-replacement; plus $750 for solar panel installation, reference: https://www.homeadvisor.com/cost/swimming-pools-hot-tubs-and-saunas/install-a-swimming-pool-heater/ | 2259.01 | motor |  | 2259.01
Equipment | Solar Powered Pool Pump | Solar Powered Pool Pump | Single Speed Pool Pump Motor 1 HP | Commercial | New | Miscellaneous | FL Zone 2 | Per Pool | 0% | 5018.75 | 953.5625 | 4065.188 | 0.81 | 10 | 0.9567 | 0.1485 | 179.99 | http://www.inyopools.com/Products/00100018074612.htm?gclid=EAIaIQobChMInIa73oLy2wIVhb9kCh3f9wcGEAQYCCABEgLWHfD_BwE | 150 | Estimate at $150 Per unit, reference: https://www.improvenet.com/r/costs-and-prices/pool-pump-replacement | 1689 | 1hp pump with solar panels and mounting brackets: http://www.naturalcurrent.com/sunray-solflo-1-solar-powered-pool-pump/ | 900 | Estimate at $150 Per unit for pump, reference: https://www.improvenet.com/r/costs-and-prices/pool-pump-replacement; plus $750 for solar panel installation, reference: https://www.homeadvisor.com/cost/swimming-pools-hot-tubs-and-saunas/install-a-swimming-pool-heater/ | 2259.01 | motor |  | 2259.01
Equipment | Solar Powered Pool Pump | Solar Powered Pool Pump | Single Speed Pool Pump Motor 1 HP | Commercial | New | Offices | FL Zone 2 | Per Pool | 0% | 5018.75 | 953.5625 | 4065.188 | 0.81 | 10 | 0.9567 | 0.1485 | 179.99 | http://www.inyopools.com/Products/00100018074612.htm?gclid=EAIaIQobChMInIa73oLy2wIVhb9kCh3f9wcGEAQYCCABEgLWHfD_BwE | 150 | Estimate at $150 Per unit, reference: https://www.improvenet.com/r/costs-and-prices/pool-pump-replacement | 1689 | 1hp pump with solar panels and mounting brackets: http://www.naturalcurrent.com/sunray-solflo-1-solar-powered-pool-pump/ | 900 | Estimate at $150 Per unit for pump, reference: https://www.improvenet.com/r/costs-and-prices/pool-pump-replacement; plus $750 for solar panel installation, reference: https://www.homeadvisor.com/cost/swimming-pools-hot-tubs-and-saunas/install-a-swimming-pool-heater/ | 2259.01 | motor |  | 2259.01
Equipment | Solar Powered Pool Pump | Solar Powered Pool Pump | Single Speed Pool Pump Motor 1 HP | Commercial | New | Restaurants | FL Zone 2 | Per Pool | 0% | 5018.75 | 953.5625 | 4065.188 | 0.81 | 10 | 0.9567 | 0.1485 | 179.99 | http://www.inyopools.com/Products/00100018074612.htm?gclid=EAIaIQobChMInIa73oLy2wIVhb9kCh3f9wcGEAQYCCABEgLWHfD_BwE | 150 | Estimate at $150 Per unit, reference: https://www.improvenet.com/r/costs-and-prices/pool-pump-replacement | 1689 | 1hp pump with solar panels and mounting brackets: http://www.naturalcurrent.com/sunray-solflo-1-solar-powered-pool-pump/ | 900 | Estimate at $150 Per unit for pump, reference: https://www.improvenet.com/r/costs-and-prices/pool-pump-replacement; plus $750 for solar panel installation, reference: https://www.homeadvisor.com/cost/swimming-pools-hot-tubs-and-saunas/install-a-swimming-pool-heater/ | 2259.01 | motor |  | 2259.01
Equipment | Solar Powered Pool Pump | Solar Powered Pool Pump | Single Speed Pool Pump Motor 1 HP | Commercial | New | Retail | FL Zone 2 | Per Pool | 0% | 5018.75 | 953.5625 | 4065.188 | 0.81 | 10 | 0.9567 | 0.1485 | 179.99 | http://www.inyopools.com/Products/00100018074612.htm?gclid=EAIaIQobChMInIa73oLy2wIVhb9kCh3f9wcGEAQYCCABEgLWHfD_BwE | 150 | Estimate at $150 Per unit, reference: https://www.improvenet.com/r/costs-and-prices/pool-pump-replacement | 1689 | 1hp pump with solar panels and mounting brackets: http://www.naturalcurrent.com/sunray-solflo-1-solar-powered-pool-pump/ | 900 | Estimate at $150 Per unit for pump, reference: https://www.improvenet.com/r/costs-and-prices/pool-pump-replacement; plus $750 for solar panel installation, reference: https://www.homeadvisor.com/cost/swimming-pools-hot-tubs-and-saunas/install-a-swimming-pool-heater/ | 2259.01 | motor |  | 2259.01
Equipment | Solar Powered Pool Pump | Solar Powered Pool Pump | Single Speed Pool Pump Motor 1 HP | Commercial | New | Schools K-12 | FL Zone 2 | Per Pool | 0% | 5018.75 | 953.5625 | 4065.188 | 0.81 | 10 | 0.9567 | 0.1485 | 179.99 | http://www.inyopools.com/Products/00100018074612.htm?gclid=EAIaIQobChMInIa73oLy2wIVhb9kCh3f9wcGEAQYCCABEgLWHfD_BwE | 150 | Estimate at $150 Per unit, reference: https://www.improvenet.com/r/costs-and-prices/pool-pump-replacement | 1689 | 1hp pump with solar panels and mounting brackets: http://www.naturalcurrent.com/sunray-solflo-1-solar-powered-pool-pump/ | 900 | Estimate at $150 Per unit for pump, reference: https://www.improvenet.com/r/costs-and-prices/pool-pump-replacement; plus $750 for solar panel installation, reference: https://www.homeadvisor.com/cost/swimming-pools-hot-tubs-and-saunas/install-a-swimming-pool-heater/ | 2259.01 | motor |  | 2259.01
Equipment | Two Speed Pool Pump | Dual Speed Pool Pump Motor 1 HP | Single Speed Pool Pump Motor 1 HP | Commercial | Turnover | Assembly | FL Zone 2 | Per Pool | 0% | 5018.75 | 1917.909 | 3100.841 | 0.61785 | 10 | 0.72975 | 0.11327 | 179.99 | http://www.inyopools.com/Products/00100018074612.htm?gclid=EAIaIQobChMInIa73oLy2wIVhb9kCh3f9wcGEAQYCCABEgLWHfD_BwE | 150 | Estimate at $150 Per unit, reference: https://www.improvenet.com/r/costs-and-prices/pool-pump-replacement | 539 | http://www.inyopools.com/Products/44400018081134.htm | 150 | Estimate at $150 Per unit, reference: https://www.improvenet.com/r/costs-and-prices/pool-pump-replacement | 359.01 | motor |  | 359.01
Equipment | Two Speed Pool Pump | Dual Speed Pool Pump Motor 1 HP | Single Speed Pool Pump Motor 1 HP | Commercial | Turnover | College and University | FL Zone 2 | Per Pool | 0% | 5018.75 | 1917.909 | 3100.841 | 0.61785 | 10 | 0.72975 | 0.11327 | 179.99 | http://www.inyopools.com/Products/00100018074612.htm?gclid=EAIaIQobChMInIa73oLy2wIVhb9kCh3f9wcGEAQYCCABEgLWHfD_BwE | 150 | Estimate at $150 Per unit, reference: https://www.improvenet.com/r/costs-and-prices/pool-pump-replacement | 539 | http://www.inyopools.com/Products/44400018081134.htm | 150 | Estimate at $150 Per unit, reference: https://www.improvenet.com/r/costs-and-prices/pool-pump-replacement | 359.01 | motor |  | 359.01
Equipment | Two Speed Pool Pump | Dual Speed Pool Pump Motor 1 HP | Single Speed Pool Pump Motor 1 HP | Commercial | Turnover | Grocery | FL Zone 2 | Per Pool | 0% | 5018.75 | 1917.909 | 3100.841 | 0.61785 | 10 | 0.72975 | 0.11327 | 179.99 | http://www.inyopools.com/Products/00100018074612.htm?gclid=EAIaIQobChMInIa73oLy2wIVhb9kCh3f9wcGEAQYCCABEgLWHfD_BwE | 150 | Estimate at $150 Per unit, reference: https://www.improvenet.com/r/costs-and-prices/pool-pump-replacement | 539 | http://www.inyopools.com/Products/44400018081134.htm | 150 | Estimate at $150 Per unit, reference: https://www.improvenet.com/r/costs-and-prices/pool-pump-replacement | 359.01 | motor |  | 359.01
Equipment | Two Speed Pool Pump | Dual Speed Pool Pump Motor 1 HP | Single Speed Pool Pump Motor 1 HP | Commercial | Turnover | Healthcare | FL Zone 2 | Per Pool | 0% | 5018.75 | 1917.909 | 3100.841 | 0.61785 | 10 | 0.72975 | 0.11327 | 179.99 | http://www.inyopools.com/Products/00100018074612.htm?gclid=EAIaIQobChMInIa73oLy2wIVhb9kCh3f9wcGEAQYCCABEgLWHfD_BwE | 150 | Estimate at $150 Per unit, reference: https://www.improvenet.com/r/costs-and-prices/pool-pump-replacement | 539 | http://www.inyopools.com/Products/44400018081134.htm | 150 | Estimate at $150 Per unit, reference: https://www.improvenet.com/r/costs-and-prices/pool-pump-replacement | 359.01 | motor |  | 359.01
Equipment | Two Speed Pool Pump | Dual Speed Pool Pump Motor 1 HP | Single Speed Pool Pump Motor 1 HP | Commercial | Turnover | Hospitals | FL Zone 2 | Per Pool | 0% | 5018.75 | 1917.909 | 3100.841 | 0.61785 | 10 | 0.72975 | 0.11327 | 179.99 | http://www.inyopools.com/Products/00100018074612.htm?gclid=EAIaIQobChMInIa73oLy2wIVhb9kCh3f9wcGEAQYCCABEgLWHfD_BwE | 150 | Estimate at $150 Per unit, reference: https://www.improvenet.com/r/costs-and-prices/pool-pump-replacement | 539 | http://www.inyopools.com/Products/44400018081134.htm | 150 | Estimate at $150 Per unit, reference: https://www.improvenet.com/r/costs-and-prices/pool-pump-replacement | 359.01 | motor |  | 359.01
Equipment | Two Speed Pool Pump | Dual Speed Pool Pump Motor 1 HP | Single Speed Pool Pump Motor 1 HP | Commercial | Turnover | Institutional | FL Zone 2 | Per Pool | 0% | 5018.75 | 1917.909 | 3100.841 | 0.61785 | 10 | 0.72975 | 0.11327 | 179.99 | http://www.inyopools.com/Products/00100018074612.htm?gclid=EAIaIQobChMInIa73oLy2wIVhb9kCh3f9wcGEAQYCCABEgLWHfD_BwE | 150 | Estimate at $150 Per unit, reference: https://www.improvenet.com/r/costs-and-prices/pool-pump-replacement | 539 | http://www.inyopools.com/Products/44400018081134.htm | 150 | Estimate at $150 Per unit, reference: https://www.improvenet.com/r/costs-and-prices/pool-pump-replacement | 359.01 | motor |  | 359.01
Equipment | Two Speed Pool Pump | Dual Speed Pool Pump Motor 1 HP | Single Speed Pool Pump Motor 1 HP | Commercial | Turnover | Lodging/Hospitality | FL Zone 2 | Per Pool | 0% | 5018.75 | 1917.909 | 3100.841 | 0.61785 | 10 | 0.72975 | 0.11327 | 179.99 | http://www.inyopools.com/Products/00100018074612.htm?gclid=EAIaIQobChMInIa73oLy2wIVhb9kCh3f9wcGEAQYCCABEgLWHfD_BwE | 150 | Estimate at $150 Per unit, reference: https://www.improvenet.com/r/costs-and-prices/pool-pump-replacement | 539 | http://www.inyopools.com/Products/44400018081134.htm | 150 | Estimate at $150 Per unit, reference: https://www.improvenet.com/r/costs-and-prices/pool-pump-replacement | 359.01 | motor |  | 359.01
Equipment | Two Speed Pool Pump | Dual Speed Pool Pump Motor 1 HP | Single Speed Pool Pump Motor 1 HP | Commercial | Turnover | Miscellaneous | FL Zone 2 | Per Pool | 0% | 5018.75 | 1917.909 | 3100.841 | 0.61785 | 10 | 0.72975 | 0.11327 | 179.99 | http://www.inyopools.com/Products/00100018074612.htm?gclid=EAIaIQobChMInIa73oLy2wIVhb9kCh3f9wcGEAQYCCABEgLWHfD_BwE | 150 | Estimate at $150 Per unit, reference: https://www.improvenet.com/r/costs-and-prices/pool-pump-replacement | 539 | http://www.inyopools.com/Products/44400018081134.htm | 150 | Estimate at $150 Per unit, reference: https://www.improvenet.com/r/costs-and-prices/pool-pump-replacement | 359.01 | motor |  | 359.01
Equipment | Two Speed Pool Pump | Dual Speed Pool Pump Motor 1 HP | Single Speed Pool Pump Motor 1 HP | Commercial | Turnover | Offices | FL Zone 2 | Per Pool | 0% | 5018.75 | 1917.909 | 3100.841 | 0.61785 | 10 | 0.72975 | 0.11327 | 179.99 | http://www.inyopools.com/Products/00100018074612.htm?gclid=EAIaIQobChMInIa73oLy2wIVhb9kCh3f9wcGEAQYCCABEgLWHfD_BwE | 150 | Estimate at $150 Per unit, reference: https://www.improvenet.com/r/costs-and-prices/pool-pump-replacement | 539 | http://www.inyopools.com/Products/44400018081134.htm | 150 | Estimate at $150 Per unit, reference: https://www.improvenet.com/r/costs-and-prices/pool-pump-replacement | 359.01 | motor |  | 359.01
Equipment | Two Speed Pool Pump | Dual Speed Pool Pump Motor 1 HP | Single Speed Pool Pump Motor 1 HP | Commercial | Turnover | Restaurants | FL Zone 2 | Per Pool | 0% | 5018.75 | 1917.909 | 3100.841 | 0.61785 | 10 | 0.72975 | 0.11327 | 179.99 | http://www.inyopools.com/Products/00100018074612.htm?gclid=EAIaIQobChMInIa73oLy2wIVhb9kCh3f9wcGEAQYCCABEgLWHfD_BwE | 150 | Estimate at $150 Per unit, reference: https://www.improvenet.com/r/costs-and-prices/pool-pump-replacement | 539 | http://www.inyopools.com/Products/44400018081134.htm | 150 | Estimate at $150 Per unit, reference: https://www.improvenet.com/r/costs-and-prices/pool-pump-replacement | 359.01 | motor |  | 359.01
Equipment | Two Speed Pool Pump | Dual Speed Pool Pump Motor 1 HP | Single Speed Pool Pump Motor 1 HP | Commercial | Turnover | Retail | FL Zone 2 | Per Pool | 0% | 5018.75 | 1917.909 | 3100.841 | 0.61785 | 10 | 0.72975 | 0.11327 | 179.99 | http://www.inyopools.com/Products/00100018074612.htm?gclid=EAIaIQobChMInIa73oLy2wIVhb9kCh3f9wcGEAQYCCABEgLWHfD_BwE | 150 | Estimate at $150 Per unit, reference: https://www.improvenet.com/r/costs-and-prices/pool-pump-replacement | 539 | http://www.inyopools.com/Products/44400018081134.htm | 150 | Estimate at $150 Per unit, reference: https://www.improvenet.com/r/costs-and-prices/pool-pump-replacement | 359.01 | motor |  | 359.01
Equipment | Two Speed Pool Pump | Dual Speed Pool Pump Motor 1 HP | Single Speed Pool Pump Motor 1 HP | Commercial | Turnover | Schools K-12 | FL Zone 2 | Per Pool | 0% | 5018.75 | 1917.909 | 3100.841 | 0.61785 | 10 | 0.72975 | 0.11327 | 179.99 | http://www.inyopools.com/Products/00100018074612.htm?gclid=EAIaIQobChMInIa73oLy2wIVhb9kCh3f9wcGEAQYCCABEgLWHfD_BwE | 150 | Estimate at $150 Per unit, reference: https://www.improvenet.com/r/costs-and-prices/pool-pump-replacement | 539 | http://www.inyopools.com/Products/44400018081134.htm | 150 | Estimate at $150 Per unit, reference: https://www.improvenet.com/r/costs-and-prices/pool-pump-replacement | 359.01 | motor |  | 359.01
Equipment | Two Speed Pool Pump | Dual Speed Pool Pump Motor 1 HP | Single Speed Pool Pump Motor 1 HP | Commercial | Turnover | Warehouse | FL Zone 2 | Per Pool | 0% | 5018.75 | 1917.909 | 3100.841 | 0.61785 | 10 | 0.72975 | 0.11327 | 179.99 | http://www.inyopools.com/Products/00100018074612.htm?gclid=EAIaIQobChMInIa73oLy2wIVhb9kCh3f9wcGEAQYCCABEgLWHfD_BwE | 150 | Estimate at $150 Per unit, reference: https://www.improvenet.com/r/costs-and-prices/pool-pump-replacement | 539 | http://www.inyopools.com/Products/44400018081134.htm | 150 | Estimate at $150 Per unit, reference: https://www.improvenet.com/r/costs-and-prices/pool-pump-replacement | 359.01 | motor |  | 359.01
Equipment | Two Speed Pool Pump | Dual Speed Pool Pump Motor 1 HP | Single Speed Pool Pump Motor 1 HP | Commercial | New | Assembly | FL Zone 2 | Per Pool | 0% | 5018.75 | 1917.909 | 3100.841 | 0.61785 | 10 | 0.72975 | 0.11327 | 179.99 | http://www.inyopools.com/Products/00100018074612.htm?gclid=EAIaIQobChMInIa73oLy2wIVhb9kCh3f9wcGEAQYCCABEgLWHfD_BwE | 150 | Estimate at $150 Per unit, reference: https://www.improvenet.com/r/costs-and-prices/pool-pump-replacement | 539 | http://www.inyopools.com/Products/44400018081134.htm | 150 | Estimate at $150 Per unit, reference: https://www.improvenet.com/r/costs-and-prices/pool-pump-replacement | 359.01 | motor |  | 359.01
Equipment | Two Speed Pool Pump | Dual Speed Pool Pump Motor 1 HP | Single Speed Pool Pump Motor 1 HP | Commercial | New | College and University | FL Zone 2 | Per Pool | 0% | 5018.75 | 1917.909 | 3100.841 | 0.61785 | 10 | 0.72975 | 0.11327 | 179.99 | http://www.inyopools.com/Products/00100018074612.htm?gclid=EAIaIQobChMInIa73oLy2wIVhb9kCh3f9wcGEAQYCCABEgLWHfD_BwE | 150 | Estimate at $150 Per unit, reference: https://www.improvenet.com/r/costs-and-prices/pool-pump-replacement | 539 | http://www.inyopools.com/Products/44400018081134.htm | 150 | Estimate at $150 Per unit, reference: https://www.improvenet.com/r/costs-and-prices/pool-pump-replacement | 359.01 | motor |  | 359.01
Equipment | Two Speed Pool Pump | Dual Speed Pool Pump Motor 1 HP | Single Speed Pool Pump Motor 1 HP | Commercial | New | Grocery | FL Zone 2 | Per Pool | 0% | 5018.75 | 1917.909 | 3100.841 | 0.61785 | 10 | 0.72975 | 0.11327 | 179.99 | http://www.inyopools.com/Products/00100018074612.htm?gclid=EAIaIQobChMInIa73oLy2wIVhb9kCh3f9wcGEAQYCCABEgLWHfD_BwE | 150 | Estimate at $150 Per unit, reference: https://www.improvenet.com/r/costs-and-prices/pool-pump-replacement | 539 | http://www.inyopools.com/Products/44400018081134.htm | 150 | Estimate at $150 Per unit, reference: https://www.improvenet.com/r/costs-and-prices/pool-pump-replacement | 359.01 | motor |  | 359.01
Equipment | Two Speed Pool Pump | Dual Speed Pool Pump Motor 1 HP | Single Speed Pool Pump Motor 1 HP | Commercial | New | Healthcare | FL Zone 2 | Per Pool | 0% | 5018.75 | 1917.909 | 3100.841 | 0.61785 | 10 | 0.72975 | 0.11327 | 179.99 | http://www.inyopools.com/Products/00100018074612.htm?gclid=EAIaIQobChMInIa73oLy2wIVhb9kCh3f9wcGEAQYCCABEgLWHfD_BwE | 150 | Estimate at $150 Per unit, reference: https://www.improvenet.com/r/costs-and-prices/pool-pump-replacement | 539 | http://www.inyopools.com/Products/44400018081134.htm | 150 | Estimate at $150 Per unit, reference: https://www.improvenet.com/r/costs-and-prices/pool-pump-replacement | 359.01 | motor |  | 359.01
Equipment | Two Speed Pool Pump | Dual Speed Pool Pump Motor 1 HP | Single Speed Pool Pump Motor 1 HP | Commercial | New | Hospitals | FL Zone 2 | Per Pool | 0% | 5018.75 | 1917.909 | 3100.841 | 0.61785 | 10 | 0.72975 | 0.11327 | 179.99 | http://www.inyopools.com/Products/00100018074612.htm?gclid=EAIaIQobChMInIa73oLy2wIVhb9kCh3f9wcGEAQYCCABEgLWHfD_BwE | 150 | Estimate at $150 Per unit, reference: https://www.improvenet.com/r/costs-and-prices/pool-pump-replacement | 539 | http://www.inyopools.com/Products/44400018081134.htm | 150 | Estimate at $150 Per unit, reference: https://www.improvenet.com/r/costs-and-prices/pool-pump-replacement | 359.01 | motor |  | 359.01
Equipment | Two Speed Pool Pump | Dual Speed Pool Pump Motor 1 HP | Single Speed Pool Pump Motor 1 HP | Commercial | New | Institutional | FL Zone 2 | Per Pool | 0% | 5018.75 | 1917.909 | 3100.841 | 0.61785 | 10 | 0.72975 | 0.11327 | 179.99 | http://www.inyopools.com/Products/00100018074612.htm?gclid=EAIaIQobChMInIa73oLy2wIVhb9kCh3f9wcGEAQYCCABEgLWHfD_BwE | 150 | Estimate at $150 Per unit, reference: https://www.improvenet.com/r/costs-and-prices/pool-pump-replacement | 539 | http://www.inyopools.com/Products/44400018081134.htm | 150 | Estimate at $150 Per unit, reference: https://www.improvenet.com/r/costs-and-prices/pool-pump-replacement | 359.01 | motor |  | 359.01
Equipment | Two Speed Pool Pump | Dual Speed Pool Pump Motor 1 HP | Single Speed Pool Pump Motor 1 HP | Commercial | New | Lodging/Hospitality | FL Zone 2 | Per Pool | 0% | 5018.75 | 1917.909 | 3100.841 | 0.61785 | 10 | 0.72975 | 0.11327 | 179.99 | http://www.inyopools.com/Products/00100018074612.htm?gclid=EAIaIQobChMInIa73oLy2wIVhb9kCh3f9wcGEAQYCCABEgLWHfD_BwE | 150 | Estimate at $150 Per unit, reference: https://www.improvenet.com/r/costs-and-prices/pool-pump-replacement | 539 | http://www.inyopools.com/Products/44400018081134.htm | 150 | Estimate at $150 Per unit, reference: https://www.improvenet.com/r/costs-and-prices/pool-pump-replacement | 359.01 | motor |  | 359.01
Equipment | Two Speed Pool Pump | Dual Speed Pool Pump Motor 1 HP | Single Speed Pool Pump Motor 1 HP | Commercial | New | Miscellaneous | FL Zone 2 | Per Pool | 0% | 5018.75 | 1917.909 | 3100.841 | 0.61785 | 10 | 0.72975 | 0.11327 | 179.99 | http://www.inyopools.com/Products/00100018074612.htm?gclid=EAIaIQobChMInIa73oLy2wIVhb9kCh3f9wcGEAQYCCABEgLWHfD_BwE | 150 | Estimate at $150 Per unit, reference: https://www.improvenet.com/r/costs-and-prices/pool-pump-replacement | 539 | http://www.inyopools.com/Products/44400018081134.htm | 150 | Estimate at $150 Per unit, reference: https://www.improvenet.com/r/costs-and-prices/pool-pump-replacement | 359.01 | motor |  | 359.01
Equipment | Two Speed Pool Pump | Dual Speed Pool Pump Motor 1 HP | Single Speed Pool Pump Motor 1 HP | Commercial | New | Offices | FL Zone 2 | Per Pool | 0% | 5018.75 | 1917.909 | 3100.841 | 0.61785 | 10 | 0.72975 | 0.11327 | 179.99 | http://www.inyopools.com/Products/00100018074612.htm?gclid=EAIaIQobChMInIa73oLy2wIVhb9kCh3f9wcGEAQYCCABEgLWHfD_BwE | 150 | Estimate at $150 Per unit, reference: https://www.improvenet.com/r/costs-and-prices/pool-pump-replacement | 539 | http://www.inyopools.com/Products/44400018081134.htm | 150 | Estimate at $150 Per unit, reference: https://www.improvenet.com/r/costs-and-prices/pool-pump-replacement | 359.01 | motor |  | 359.01
Equipment | Two Speed Pool Pump | Dual Speed Pool Pump Motor 1 HP | Single Speed Pool Pump Motor 1 HP | Commercial | New | Restaurants | FL Zone 2 | Per Pool | 0% | 5018.75 | 1917.909 | 3100.841 | 0.61785 | 10 | 0.72975 | 0.11327 | 179.99 | http://www.inyopools.com/Products/00100018074612.htm?gclid=EAIaIQobChMInIa73oLy2wIVhb9kCh3f9wcGEAQYCCABEgLWHfD_BwE | 150 | Estimate at $150 Per unit, reference: https://www.improvenet.com/r/costs-and-prices/pool-pump-replacement | 539 | http://www.inyopools.com/Products/44400018081134.htm | 150 | Estimate at $150 Per unit, reference: https://www.improvenet.com/r/costs-and-prices/pool-pump-replacement | 359.01 | motor |  | 359.01
Equipment | Two Speed Pool Pump | Dual Speed Pool Pump Motor 1 HP | Single Speed Pool Pump Motor 1 HP | Commercial | New | Retail | FL Zone 2 | Per Pool | 0% | 5018.75 | 1917.909 | 3100.841 | 0.61785 | 10 | 0.72975 | 0.11327 | 179.99 | http://www.inyopools.com/Products/00100018074612.htm?gclid=EAIaIQobChMInIa73oLy2wIVhb9kCh3f9wcGEAQYCCABEgLWHfD_BwE | 150 | Estimate at $150 Per unit, reference: https://www.improvenet.com/r/costs-and-prices/pool-pump-replacement | 539 | http://www.inyopools.com/Products/44400018081134.htm | 150 | Estimate at $150 Per unit, reference: https://www.improvenet.com/r/costs-and-prices/pool-pump-replacement | 359.01 | motor |  | 359.01
Equipment | Two Speed Pool Pump | Dual Speed Pool Pump Motor 1 HP | Single Speed Pool Pump Motor 1 HP | Commercial | New | Schools K-12 | FL Zone 2 | Per Pool | 0% | 5018.75 | 1917.909 | 3100.841 | 0.61785 | 10 | 0.72975 | 0.11327 | 179.99 | http://www.inyopools.com/Products/00100018074612.htm?gclid=EAIaIQobChMInIa73oLy2wIVhb9kCh3f9wcGEAQYCCABEgLWHfD_BwE | 150 | Estimate at $150 Per unit, reference: https://www.improvenet.com/r/costs-and-prices/pool-pump-replacement | 539 | http://www.inyopools.com/Products/44400018081134.htm | 150 | Estimate at $150 Per unit, reference: https://www.improvenet.com/r/costs-and-prices/pool-pump-replacement | 359.01 | motor |  | 359.01
Equipment | Two Speed Pool Pump | Dual Speed Pool Pump Motor 1 HP | Single Speed Pool Pump Motor 1 HP | Commercial | New | Warehouse | FL Zone 2 | Per Pool | 0% | 5018.75 | 1917.909 | 3100.841 | 0.61785 | 10 | 0.72975 | 0.11327 | 179.99 | http://www.inyopools.com/Products/00100018074612.htm?gclid=EAIaIQobChMInIa73oLy2wIVhb9kCh3f9wcGEAQYCCABEgLWHfD_BwE | 150 | Estimate at $150 Per unit, reference: https://www.improvenet.com/r/costs-and-prices/pool-pump-replacement | 539 | http://www.inyopools.com/Products/44400018081134.htm | 150 | Estimate at $150 Per unit, reference: https://www.improvenet.com/r/costs-and-prices/pool-pump-replacement | 359.01 | motor |  | 359.01
Equipment | Variable Speed Pool Pump | Variable Speed Pool Pump | Single Speed Pool Pump Motor 1 HP | Commercial | Turnover | Assembly | FL Zone 2 | Per Pool | 46% | 5018.75 | 1788.5 | 3230.25 | 0.64364 | 10 | 0.7602 | 0.118 | 179.99 | http://www.inyopools.com/Products/00100018074612.htm?gclid=EAIaIQobChMInIa73oLy2wIVhb9kCh3f9wcGEAQYCCABEgLWHfD_BwE | 150 | Estimate at $150 Per unit, reference: https://www.improvenet.com/r/costs-and-prices/pool-pump-replacement | 1265 | http://www.inyopools.com/Products/02200018059633.htm | 150 | Estimate at $150 Per unit, reference: https://www.improvenet.com/r/costs-and-prices/pool-pump-replacement | 1085.01 | motor |  | 1085.01
Equipment | Variable Speed Pool Pump | Variable Speed Pool Pump | Single Speed Pool Pump Motor 1 HP | Commercial | Turnover | College and University | FL Zone 2 | Per Pool | 43% | 5018.75 | 1788.5 | 3230.25 | 0.64364 | 10 | 0.7602 | 0.118 | 179.99 | http://www.inyopools.com/Products/00100018074612.htm?gclid=EAIaIQobChMInIa73oLy2wIVhb9kCh3f9wcGEAQYCCABEgLWHfD_BwE | 150 | Estimate at $150 Per unit, reference: https://www.improvenet.com/r/costs-and-prices/pool-pump-replacement | 1265 | http://www.inyopools.com/Products/02200018059633.htm | 150 | Estimate at $150 Per unit, reference: https://www.improvenet.com/r/costs-and-prices/pool-pump-replacement | 1085.01 | motor |  | 1085.01
Equipment | Variable Speed Pool Pump | Variable Speed Pool Pump | Single Speed Pool Pump Motor 1 HP | Commercial | Turnover | Grocery | FL Zone 2 | Per Pool | 0% | 5018.75 | 1788.5 | 3230.25 | 0.64364 | 10 | 0.7602 | 0.118 | 179.99 | http://www.inyopools.com/Products/00100018074612.htm?gclid=EAIaIQobChMInIa73oLy2wIVhb9kCh3f9wcGEAQYCCABEgLWHfD_BwE | 150 | Estimate at $150 Per unit, reference: https://www.improvenet.com/r/costs-and-prices/pool-pump-replacement | 1265 | http://www.inyopools.com/Products/02200018059633.htm | 150 | Estimate at $150 Per unit, reference: https://www.improvenet.com/r/costs-and-prices/pool-pump-replacement | 1085.01 | motor |  | 1085.01
Equipment | Variable Speed Pool Pump | Variable Speed Pool Pump | Single Speed Pool Pump Motor 1 HP | Commercial | Turnover | Healthcare | FL Zone 2 | Per Pool | 0% | 5018.75 | 1788.5 | 3230.25 | 0.64364 | 10 | 0.7602 | 0.118 | 179.99 | http://www.inyopools.com/Products/00100018074612.htm?gclid=EAIaIQobChMInIa73oLy2wIVhb9kCh3f9wcGEAQYCCABEgLWHfD_BwE | 150 | Estimate at $150 Per unit, reference: https://www.improvenet.com/r/costs-and-prices/pool-pump-replacement | 1265 | http://www.inyopools.com/Products/02200018059633.htm | 150 | Estimate at $150 Per unit, reference: https://www.improvenet.com/r/costs-and-prices/pool-pump-replacement | 1085.01 | motor |  | 1085.01
Equipment | Variable Speed Pool Pump | Variable Speed Pool Pump | Single Speed Pool Pump Motor 1 HP | Commercial | Turnover | Hospitals | FL Zone 2 | Per Pool | 0% | 5018.75 | 1788.5 | 3230.25 | 0.64364 | 10 | 0.7602 | 0.118 | 179.99 | http://www.inyopools.com/Products/00100018074612.htm?gclid=EAIaIQobChMInIa73oLy2wIVhb9kCh3f9wcGEAQYCCABEgLWHfD_BwE | 150 | Estimate at $150 Per unit, reference: https://www.improvenet.com/r/costs-and-prices/pool-pump-replacement | 1265 | http://www.inyopools.com/Products/02200018059633.htm | 150 | Estimate at $150 Per unit, reference: https://www.improvenet.com/r/costs-and-prices/pool-pump-replacement | 1085.01 | motor |  | 1085.01
Equipment | Variable Speed Pool Pump | Variable Speed Pool Pump | Single Speed Pool Pump Motor 1 HP | Commercial | Turnover | Institutional | FL Zone 2 | Per Pool | 0% | 5018.75 | 1788.5 | 3230.25 | 0.64364 | 10 | 0.7602 | 0.118 | 179.99 | http://www.inyopools.com/Products/00100018074612.htm?gclid=EAIaIQobChMInIa73oLy2wIVhb9kCh3f9wcGEAQYCCABEgLWHfD_BwE | 150 | Estimate at $150 Per unit, reference: https://www.improvenet.com/r/costs-and-prices/pool-pump-replacement | 1265 | http://www.inyopools.com/Products/02200018059633.htm | 150 | Estimate at $150 Per unit, reference: https://www.improvenet.com/r/costs-and-prices/pool-pump-replacement | 1085.01 | motor |  | 1085.01
Equipment | Variable Speed Pool Pump | Variable Speed Pool Pump | Single Speed Pool Pump Motor 1 HP | Commercial | Turnover | Lodging/Hospitality | FL Zone 2 | Per Pool | 51% | 5018.75 | 1788.5 | 3230.25 | 0.64364 | 10 | 0.7602 | 0.118 | 179.99 | http://www.inyopools.com/Products/00100018074612.htm?gclid=EAIaIQobChMInIa73oLy2wIVhb9kCh3f9wcGEAQYCCABEgLWHfD_BwE | 150 | Estimate at $150 Per unit, reference: https://www.improvenet.com/r/costs-and-prices/pool-pump-replacement | 1265 | http://www.inyopools.com/Products/02200018059633.htm | 150 | Estimate at $150 Per unit, reference: https://www.improvenet.com/r/costs-and-prices/pool-pump-replacement | 1085.01 | motor |  | 1085.01
Equipment | Variable Speed Pool Pump | Variable Speed Pool Pump | Single Speed Pool Pump Motor 1 HP | Commercial | Turnover | Miscellaneous | FL Zone 2 | Per Pool | 0% | 5018.75 | 1788.5 | 3230.25 | 0.64364 | 10 | 0.7602 | 0.118 | 179.99 | http://www.inyopools.com/Products/00100018074612.htm?gclid=EAIaIQobChMInIa73oLy2wIVhb9kCh3f9wcGEAQYCCABEgLWHfD_BwE | 150 | Estimate at $150 Per unit, reference: https://www.improvenet.com/r/costs-and-prices/pool-pump-replacement | 1265 | http://www.inyopools.com/Products/02200018059633.htm | 150 | Estimate at $150 Per unit, reference: https://www.improvenet.com/r/costs-and-prices/pool-pump-replacement | 1085.01 | motor |  | 1085.01
Equipment | Variable Speed Pool Pump | Variable Speed Pool Pump | Single Speed Pool Pump Motor 1 HP | Commercial | Turnover | Offices | FL Zone 2 | Per Pool | 0% | 5018.75 | 1788.5 | 3230.25 | 0.64364 | 10 | 0.7602 | 0.118 | 179.99 | http://www.inyopools.com/Products/00100018074612.htm?gclid=EAIaIQobChMInIa73oLy2wIVhb9kCh3f9wcGEAQYCCABEgLWHfD_BwE | 150 | Estimate at $150 Per unit, reference: https://www.improvenet.com/r/costs-and-prices/pool-pump-replacement | 1265 | http://www.inyopools.com/Products/02200018059633.htm | 150 | Estimate at $150 Per unit, reference: https://www.improvenet.com/r/costs-and-prices/pool-pump-replacement | 1085.01 | motor |  | 1085.01
Equipment | Variable Speed Pool Pump | Variable Speed Pool Pump | Single Speed Pool Pump Motor 1 HP | Commercial | Turnover | Restaurants | FL Zone 2 | Per Pool | 0% | 5018.75 | 1788.5 | 3230.25 | 0.64364 | 10 | 0.7602 | 0.118 | 179.99 | http://www.inyopools.com/Products/00100018074612.htm?gclid=EAIaIQobChMInIa73oLy2wIVhb9kCh3f9wcGEAQYCCABEgLWHfD_BwE | 150 | Estimate at $150 Per unit, reference: https://www.improvenet.com/r/costs-and-prices/pool-pump-replacement | 1265 | http://www.inyopools.com/Products/02200018059633.htm | 150 | Estimate at $150 Per unit, reference: https://www.improvenet.com/r/costs-and-prices/pool-pump-replacement | 1085.01 | motor |  | 1085.01
Equipment | Variable Speed Pool Pump | Variable Speed Pool Pump | Single Speed Pool Pump Motor 1 HP | Commercial | Turnover | Retail | FL Zone 2 | Per Pool | 0% | 5018.75 | 1788.5 | 3230.25 | 0.64364 | 10 | 0.7602 | 0.118 | 179.99 | http://www.inyopools.com/Products/00100018074612.htm?gclid=EAIaIQobChMInIa73oLy2wIVhb9kCh3f9wcGEAQYCCABEgLWHfD_BwE | 150 | Estimate at $150 Per unit, reference: https://www.improvenet.com/r/costs-and-prices/pool-pump-replacement | 1265 | http://www.inyopools.com/Products/02200018059633.htm | 150 | Estimate at $150 Per unit, reference: https://www.improvenet.com/r/costs-and-prices/pool-pump-replacement | 1085.01 | motor |  | 1085.01
Equipment | Variable Speed Pool Pump | Variable Speed Pool Pump | Single Speed Pool Pump Motor 1 HP | Commercial | Turnover | Schools K-12 | FL Zone 2 | Per Pool | 0% | 5018.75 | 1788.5 | 3230.25 | 0.64364 | 10 | 0.7602 | 0.118 | 179.99 | http://www.inyopools.com/Products/00100018074612.htm?gclid=EAIaIQobChMInIa73oLy2wIVhb9kCh3f9wcGEAQYCCABEgLWHfD_BwE | 150 | Estimate at $150 Per unit, reference: https://www.improvenet.com/r/costs-and-prices/pool-pump-replacement | 1265 | http://www.inyopools.com/Products/02200018059633.htm | 150 | Estimate at $150 Per unit, reference: https://www.improvenet.com/r/costs-and-prices/pool-pump-replacement | 1085.01 | motor |  | 1085.01
Equipment | Variable Speed Pool Pump | Variable Speed Pool Pump | Single Speed Pool Pump Motor 1 HP | Commercial | New | Assembly | FL Zone 2 | Per Pool | 46% | 5018.75 | 1788.5 | 3230.25 | 0.64364 | 10 | 0.7602 | 0.118 | 179.99 | http://www.inyopools.com/Products/00100018074612.htm?gclid=EAIaIQobChMInIa73oLy2wIVhb9kCh3f9wcGEAQYCCABEgLWHfD_BwE | 150 | Estimate at $150 Per unit, reference: https://www.improvenet.com/r/costs-and-prices/pool-pump-replacement | 1265 | http://www.inyopools.com/Products/02200018059633.htm | 150 | Estimate at $150 Per unit, reference: https://www.improvenet.com/r/costs-and-prices/pool-pump-replacement | 1085.01 | motor |  | 1085.01
Equipment | Variable Speed Pool Pump | Variable Speed Pool Pump | Single Speed Pool Pump Motor 1 HP | Commercial | New | College and University | FL Zone 2 | Per Pool | 43% | 5018.75 | 1788.5 | 3230.25 | 0.64364 | 10 | 0.7602 | 0.118 | 179.99 | http://www.inyopools.com/Products/00100018074612.htm?gclid=EAIaIQobChMInIa73oLy2wIVhb9kCh3f9wcGEAQYCCABEgLWHfD_BwE | 150 | Estimate at $150 Per unit, reference: https://www.improvenet.com/r/costs-and-prices/pool-pump-replacement | 1265 | http://www.inyopools.com/Products/02200018059633.htm | 150 | Estimate at $150 Per unit, reference: https://www.improvenet.com/r/costs-and-prices/pool-pump-replacement | 1085.01 | motor |  | 1085.01
Equipment | Variable Speed Pool Pump | Variable Speed Pool Pump | Single Speed Pool Pump Motor 1 HP | Commercial | New | Grocery | FL Zone 2 | Per Pool | 0% | 5018.75 | 1788.5 | 3230.25 | 0.64364 | 10 | 0.7602 | 0.118 | 179.99 | http://www.inyopools.com/Products/00100018074612.htm?gclid=EAIaIQobChMInIa73oLy2wIVhb9kCh3f9wcGEAQYCCABEgLWHfD_BwE | 150 | Estimate at $150 Per unit, reference: https://www.improvenet.com/r/costs-and-prices/pool-pump-replacement | 1265 | http://www.inyopools.com/Products/02200018059633.htm | 150 | Estimate at $150 Per unit, reference: https://www.improvenet.com/r/costs-and-prices/pool-pump-replacement | 1085.01 | motor |  | 1085.01
Equipment | Variable Speed Pool Pump | Variable Speed Pool Pump | Single Speed Pool Pump Motor 1 HP | Commercial | New | Healthcare | FL Zone 2 | Per Pool | 0% | 5018.75 | 1788.5 | 3230.25 | 0.64364 | 10 | 0.7602 | 0.118 | 179.99 | http://www.inyopools.com/Products/00100018074612.htm?gclid=EAIaIQobChMInIa73oLy2wIVhb9kCh3f9wcGEAQYCCABEgLWHfD_BwE | 150 | Estimate at $150 Per unit, reference: https://www.improvenet.com/r/costs-and-prices/pool-pump-replacement | 1265 | http://www.inyopools.com/Products/02200018059633.htm | 150 | Estimate at $150 Per unit, reference: https://www.improvenet.com/r/costs-and-prices/pool-pump-replacement | 1085.01 | motor |  | 1085.01
Equipment | Variable Speed Pool Pump | Variable Speed Pool Pump | Single Speed Pool Pump Motor 1 HP | Commercial | New | Hospitals | FL Zone 2 | Per Pool | 0% | 5018.75 | 1788.5 | 3230.25 | 0.64364 | 10 | 0.7602 | 0.118 | 179.99 | http://www.inyopools.com/Products/00100018074612.htm?gclid=EAIaIQobChMInIa73oLy2wIVhb9kCh3f9wcGEAQYCCABEgLWHfD_BwE | 150 | Estimate at $150 Per unit, reference: https://www.improvenet.com/r/costs-and-prices/pool-pump-replacement | 1265 | http://www.inyopools.com/Products/02200018059633.htm | 150 | Estimate at $150 Per unit, reference: https://www.improvenet.com/r/costs-and-prices/pool-pump-replacement | 1085.01 | motor |  | 1085.01
Equipment | Variable Speed Pool Pump | Variable Speed Pool Pump | Single Speed Pool Pump Motor 1 HP | Commercial | New | Institutional | FL Zone 2 | Per Pool | 0% | 5018.75 | 1788.5 | 3230.25 | 0.64364 | 10 | 0.7602 | 0.118 | 179.99 | http://www.inyopools.com/Products/00100018074612.htm?gclid=EAIaIQobChMInIa73oLy2wIVhb9kCh3f9wcGEAQYCCABEgLWHfD_BwE | 150 | Estimate at $150 Per unit, reference: https://www.improvenet.com/r/costs-and-prices/pool-pump-replacement | 1265 | http://www.inyopools.com/Products/02200018059633.htm | 150 | Estimate at $150 Per unit, reference: https://www.improvenet.com/r/costs-and-prices/pool-pump-replacement | 1085.01 | motor |  | 1085.01
Equipment | Variable Speed Pool Pump | Variable Speed Pool Pump | Single Speed Pool Pump Motor 1 HP | Commercial | New | Lodging/Hospitality | FL Zone 2 | Per Pool | 51% | 5018.75 | 1788.5 | 3230.25 | 0.64364 | 10 | 0.7602 | 0.118 | 179.99 | http://www.inyopools.com/Products/00100018074612.htm?gclid=EAIaIQobChMInIa73oLy2wIVhb9kCh3f9wcGEAQYCCABEgLWHfD_BwE | 150 | Estimate at $150 Per unit, reference: https://www.improvenet.com/r/costs-and-prices/pool-pump-replacement | 1265 | http://www.inyopools.com/Products/02200018059633.htm | 150 | Estimate at $150 Per unit, reference: https://www.improvenet.com/r/costs-and-prices/pool-pump-replacement | 1085.01 | motor |  | 1085.01
Equipment | Variable Speed Pool Pump | Variable Speed Pool Pump | Single Speed Pool Pump Motor 1 HP | Commercial | New | Miscellaneous | FL Zone 2 | Per Pool | 0% | 5018.75 | 1788.5 | 3230.25 | 0.64364 | 10 | 0.7602 | 0.118 | 179.99 | http://www.inyopools.com/Products/00100018074612.htm?gclid=EAIaIQobChMInIa73oLy2wIVhb9kCh3f9wcGEAQYCCABEgLWHfD_BwE | 150 | Estimate at $150 Per unit, reference: https://www.improvenet.com/r/costs-and-prices/pool-pump-replacement | 1265 | http://www.inyopools.com/Products/02200018059633.htm | 150 | Estimate at $150 Per unit, reference: https://www.improvenet.com/r/costs-and-prices/pool-pump-replacement | 1085.01 | motor |  | 1085.01
Equipment | Variable Speed Pool Pump | Variable Speed Pool Pump | Single Speed Pool Pump Motor 1 HP | Commercial | New | Offices | FL Zone 2 | Per Pool | 0% | 5018.75 | 1788.5 | 3230.25 | 0.64364 | 10 | 0.7602 | 0.118 | 179.99 | http://www.inyopools.com/Products/00100018074612.htm?gclid=EAIaIQobChMInIa73oLy2wIVhb9kCh3f9wcGEAQYCCABEgLWHfD_BwE | 150 | Estimate at $150 Per unit, reference: https://www.improvenet.com/r/costs-and-prices/pool-pump-replacement | 1265 | http://www.inyopools.com/Products/02200018059633.htm | 150 | Estimate at $150 Per unit, reference: https://www.improvenet.com/r/costs-and-prices/pool-pump-replacement | 1085.01 | motor |  | 1085.01
Equipment | Variable Speed Pool Pump | Variable Speed Pool Pump | Single Speed Pool Pump Motor 1 HP | Commercial | New | Restaurants | FL Zone 2 | Per Pool | 0% | 5018.75 | 1788.5 | 3230.25 | 0.64364 | 10 | 0.7602 | 0.118 | 179.99 | http://www.inyopools.com/Products/00100018074612.htm?gclid=EAIaIQobChMInIa73oLy2wIVhb9kCh3f9wcGEAQYCCABEgLWHfD_BwE | 150 | Estimate at $150 Per unit, reference: https://www.improvenet.com/r/costs-and-prices/pool-pump-replacement | 1265 | http://www.inyopools.com/Products/02200018059633.htm | 150 | Estimate at $150 Per unit, reference: https://www.improvenet.com/r/costs-and-prices/pool-pump-replacement | 1085.01 | motor |  | 1085.01
Equipment | Variable Speed Pool Pump | Variable Speed Pool Pump | Single Speed Pool Pump Motor 1 HP | Commercial | New | Retail | FL Zone 2 | Per Pool | 0% | 5018.75 | 1788.5 | 3230.25 | 0.64364 | 10 | 0.7602 | 0.118 | 179.99 | http://www.inyopools.com/Products/00100018074612.htm?gclid=EAIaIQobChMInIa73oLy2wIVhb9kCh3f9wcGEAQYCCABEgLWHfD_BwE | 150 | Estimate at $150 Per unit, reference: https://www.improvenet.com/r/costs-and-prices/pool-pump-replacement | 1265 | http://www.inyopools.com/Products/02200018059633.htm | 150 | Estimate at $150 Per unit, reference: https://www.improvenet.com/r/costs-and-prices/pool-pump-replacement | 1085.01 | motor |  | 1085.01
Equipment | Variable Speed Pool Pump | Variable Speed Pool Pump | Single Speed Pool Pump Motor 1 HP | Commercial | New | Schools K-12 | FL Zone 2 | Per Pool | 0% | 5018.75 | 1788.5 | 3230.25 | 0.64364 | 10 | 0.7602 | 0.118 | 179.99 | http://www.inyopools.com/Products/00100018074612.htm?gclid=EAIaIQobChMInIa73oLy2wIVhb9kCh3f9wcGEAQYCCABEgLWHfD_BwE | 150 | Estimate at $150 Per unit, reference: https://www.improvenet.com/r/costs-and-prices/pool-pump-replacement | 1265 | http://www.inyopools.com/Products/02200018059633.htm | 150 | Estimate at $150 Per unit, reference: https://www.improvenet.com/r/costs-and-prices/pool-pump-replacement | 1085.01 | motor |  | 1085.01
Equipment | ENERGY STAR Imaging Equipment | One Copier meeting ENERGY STAR 2.0 Standards | One Standard Copier | Commercial | Turnover | Assembly | FL Zone 2 | Per Unit | 18% | 937.8 | 521 | 416.8 | 0.44444 | 6 | 0.0578 | 0.038813 | 2358.71 | https://www.printer-central.com/shop/product/printers/multifunction-printers/hewlett-packard/l3u59a-201/31704009/1 | 0 | 0 | 2943.85 | https://www.printer-central.com/shop/product/printers/multifunction-printers/hewlett-packard/f2a81a-aaz/32652051/1 | 0 | 0 | 585.14 | unit |  | 585.14
Equipment | ENERGY STAR Imaging Equipment | One Copier meeting ENERGY STAR 2.0 Standards | One Standard Copier | Commercial | Turnover | College and University | FL Zone 2 | Per Unit | 18% | 937.8 | 521 | 416.8 | 0.44444 | 6 | 0.0578 | 0.038813 | 2358.71 | https://www.printer-central.com/shop/product/printers/multifunction-printers/hewlett-packard/l3u59a-201/31704009/1 | 0 | 0 | 2943.85 | https://www.printer-central.com/shop/product/printers/multifunction-printers/hewlett-packard/f2a81a-aaz/32652051/1 | 0 | 0 | 585.14 | unit |  | 585.14
Equipment | ENERGY STAR Imaging Equipment | One Copier meeting ENERGY STAR 2.0 Standards | One Standard Copier | Commercial | Turnover | Grocery | FL Zone 2 | Per Unit | 18% | 937.8 | 521 | 416.8 | 0.44444 | 6 | 0.0578 | 0.038813 | 2358.71 | https://www.printer-central.com/shop/product/printers/multifunction-printers/hewlett-packard/l3u59a-201/31704009/1 | 0 | 0 | 2943.85 | https://www.printer-central.com/shop/product/printers/multifunction-printers/hewlett-packard/f2a81a-aaz/32652051/1 | 0 | 0 | 585.14 | unit |  | 585.14
Equipment | ENERGY STAR Imaging Equipment | One Copier meeting ENERGY STAR 2.0 Standards | One Standard Copier | Commercial | Turnover | Healthcare | FL Zone 2 | Per Unit | 18% | 937.8 | 521 | 416.8 | 0.44444 | 6 | 0.0578 | 0.038813 | 2358.71 | https://www.printer-central.com/shop/product/printers/multifunction-printers/hewlett-packard/l3u59a-201/31704009/1 | 0 | 0 | 2943.85 | https://www.printer-central.com/shop/product/printers/multifunction-printers/hewlett-packard/f2a81a-aaz/32652051/1 | 0 | 0 | 585.14 | unit |  | 585.14
Equipment | ENERGY STAR Imaging Equipment | One Copier meeting ENERGY STAR 2.0 Standards | One Standard Copier | Commercial | Turnover | Hospitals | FL Zone 2 | Per Unit | 18% | 937.8 | 521 | 416.8 | 0.44444 | 6 | 0.0578 | 0.038813 | 2358.71 | https://www.printer-central.com/shop/product/printers/multifunction-printers/hewlett-packard/l3u59a-201/31704009/1 | 0 | 0 | 2943.85 | https://www.printer-central.com/shop/product/printers/multifunction-printers/hewlett-packard/f2a81a-aaz/32652051/1 | 0 | 0 | 585.14 | unit |  | 585.14
Equipment | ENERGY STAR Imaging Equipment | One Copier meeting ENERGY STAR 2.0 Standards | One Standard Copier | Commercial | Turnover | Institutional | FL Zone 2 | Per Unit | 18% | 937.8 | 521 | 416.8 | 0.44444 | 6 | 0.0578 | 0.038813 | 2358.71 | https://www.printer-central.com/shop/product/printers/multifunction-printers/hewlett-packard/l3u59a-201/31704009/1 | 0 | 0 | 2943.85 | https://www.printer-central.com/shop/product/printers/multifunction-printers/hewlett-packard/f2a81a-aaz/32652051/1 | 0 | 0 | 585.14 | unit |  | 585.14
Equipment | ENERGY STAR Imaging Equipment | One Copier meeting ENERGY STAR 2.0 Standards | One Standard Copier | Commercial | Turnover | Lodging/Hospitality | FL Zone 2 | Per Unit | 18% | 937.8 | 521 | 416.8 | 0.44444 | 6 | 0.0578 | 0.038813 | 2358.71 | https://www.printer-central.com/shop/product/printers/multifunction-printers/hewlett-packard/l3u59a-201/31704009/1 | 0 | 0 | 2943.85 | https://www.printer-central.com/shop/product/printers/multifunction-printers/hewlett-packard/f2a81a-aaz/32652051/1 | 0 | 0 | 585.14 | unit |  | 585.14
Equipment | ENERGY STAR Imaging Equipment | One Copier meeting ENERGY STAR 2.0 Standards | One Standard Copier | Commercial | Turnover | Miscellaneous | FL Zone 2 | Per Unit | 0% | 937.8 | 521 | 416.8 | 0.44444 | 6 | 0.0578 | 0.038813 | 2358.71 | https://www.printer-central.com/shop/product/printers/multifunction-printers/hewlett-packard/l3u59a-201/31704009/1 | 0 | 0 | 2943.85 | https://www.printer-central.com/shop/product/printers/multifunction-printers/hewlett-packard/f2a81a-aaz/32652051/1 | 0 | 0 | 585.14 | unit |  | 585.14
Equipment | ENERGY STAR Imaging Equipment | One Copier meeting ENERGY STAR 2.0 Standards | One Standard Copier | Commercial | Turnover | Offices | FL Zone 2 | Per Unit | 18% | 937.8 | 521 | 416.8 | 0.44444 | 6 | 0.0578 | 0.038813 | 2358.71 | https://www.printer-central.com/shop/product/printers/multifunction-printers/hewlett-packard/l3u59a-201/31704009/1 | 0 | 0 | 2943.85 | https://www.printer-central.com/shop/product/printers/multifunction-printers/hewlett-packard/f2a81a-aaz/32652051/1 | 0 | 0 | 585.14 | unit |  | 585.14
Equipment | ENERGY STAR Imaging Equipment | One Copier meeting ENERGY STAR 2.0 Standards | One Standard Copier | Commercial | Turnover | Restaurants | FL Zone 2 | Per Unit | 0% | 937.8 | 521 | 416.8 | 0.44444 | 6 | 0.0578 | 0.038813 | 2358.71 | https://www.printer-central.com/shop/product/printers/multifunction-printers/hewlett-packard/l3u59a-201/31704009/1 | 0 | 0 | 2943.85 | https://www.printer-central.com/shop/product/printers/multifunction-printers/hewlett-packard/f2a81a-aaz/32652051/1 | 0 | 0 | 585.14 | unit |  | 585.14
Equipment | ENERGY STAR Imaging Equipment | One Copier meeting ENERGY STAR 2.0 Standards | One Standard Copier | Commercial | Turnover | Retail | FL Zone 2 | Per Unit | 18% | 937.8 | 521 | 416.8 | 0.44444 | 6 | 0.0578 | 0.038813 | 2358.71 | https://www.printer-central.com/shop/product/printers/multifunction-printers/hewlett-packard/l3u59a-201/31704009/1 | 0 | 0 | 2943.85 | https://www.printer-central.com/shop/product/printers/multifunction-printers/hewlett-packard/f2a81a-aaz/32652051/1 | 0 | 0 | 585.14 | unit |  | 585.14
Equipment | ENERGY STAR Imaging Equipment | One Copier meeting ENERGY STAR 2.0 Standards | One Standard Copier | Commercial | Turnover | Schools K-12 | FL Zone 2 | Per Unit | 18% | 937.8 | 521 | 416.8 | 0.44444 | 6 | 0.0578 | 0.038813 | 2358.71 | https://www.printer-central.com/shop/product/printers/multifunction-printers/hewlett-packard/l3u59a-201/31704009/1 | 0 | 0 | 2943.85 | https://www.printer-central.com/shop/product/printers/multifunction-printers/hewlett-packard/f2a81a-aaz/32652051/1 | 0 | 0 | 585.14 | unit |  | 585.14
Equipment | ENERGY STAR Imaging Equipment | One Copier meeting ENERGY STAR 2.0 Standards | One Standard Copier | Commercial | Turnover | Warehouse | FL Zone 2 | Per Unit | 0% | 937.8 | 521 | 416.8 | 0.44444 | 6 | 0.0578 | 0.038813 | 2358.71 | https://www.printer-central.com/shop/product/printers/multifunction-printers/hewlett-packard/l3u59a-201/31704009/1 | 0 | 0 | 2943.85 | https://www.printer-central.com/shop/product/printers/multifunction-printers/hewlett-packard/f2a81a-aaz/32652051/1 | 0 | 0 | 585.14 | unit |  | 585.14
Equipment | ENERGY STAR Imaging Equipment | One Copier meeting ENERGY STAR 2.0 Standards | One Standard Copier | Commercial | New | Assembly | FL Zone 2 | Per Unit | 18% | 937.8 | 521 | 416.8 | 0.44444 | 6 | 0.0578 | 0.038813 | 2358.71 | https://www.printer-central.com/shop/product/printers/multifunction-printers/hewlett-packard/l3u59a-201/31704009/1 | 0 | 0 | 2943.85 | https://www.printer-central.com/shop/product/printers/multifunction-printers/hewlett-packard/f2a81a-aaz/32652051/1 | 0 | 0 | 585.14 | unit |  | 585.14
Equipment | ENERGY STAR Imaging Equipment | One Copier meeting ENERGY STAR 2.0 Standards | One Standard Copier | Commercial | New | College and University | FL Zone 2 | Per Unit | 18% | 937.8 | 521 | 416.8 | 0.44444 | 6 | 0.0578 | 0.038813 | 2358.71 | https://www.printer-central.com/shop/product/printers/multifunction-printers/hewlett-packard/l3u59a-201/31704009/1 | 0 | 0 | 2943.85 | https://www.printer-central.com/shop/product/printers/multifunction-printers/hewlett-packard/f2a81a-aaz/32652051/1 | 0 | 0 | 585.14 | unit |  | 585.14
Equipment | ENERGY STAR Imaging Equipment | One Copier meeting ENERGY STAR 2.0 Standards | One Standard Copier | Commercial | New | Grocery | FL Zone 2 | Per Unit | 18% | 937.8 | 521 | 416.8 | 0.44444 | 6 | 0.0578 | 0.038813 | 2358.71 | https://www.printer-central.com/shop/product/printers/multifunction-printers/hewlett-packard/l3u59a-201/31704009/1 | 0 | 0 | 2943.85 | https://www.printer-central.com/shop/product/printers/multifunction-printers/hewlett-packard/f2a81a-aaz/32652051/1 | 0 | 0 | 585.14 | unit |  | 585.14
Equipment | ENERGY STAR Imaging Equipment | One Copier meeting ENERGY STAR 2.0 Standards | One Standard Copier | Commercial | New | Healthcare | FL Zone 2 | Per Unit | 18% | 937.8 | 521 | 416.8 | 0.44444 | 6 | 0.0578 | 0.038813 | 2358.71 | https://www.printer-central.com/shop/product/printers/multifunction-printers/hewlett-packard/l3u59a-201/31704009/1 | 0 | 0 | 2943.85 | https://www.printer-central.com/shop/product/printers/multifunction-printers/hewlett-packard/f2a81a-aaz/32652051/1 | 0 | 0 | 585.14 | unit |  | 585.14
Equipment | ENERGY STAR Imaging Equipment | One Copier meeting ENERGY STAR 2.0 Standards | One Standard Copier | Commercial | New | Hospitals | FL Zone 2 | Per Unit | 18% | 937.8 | 521 | 416.8 | 0.44444 | 6 | 0.0578 | 0.038813 | 2358.71 | https://www.printer-central.com/shop/product/printers/multifunction-printers/hewlett-packard/l3u59a-201/31704009/1 | 0 | 0 | 2943.85 | https://www.printer-central.com/shop/product/printers/multifunction-printers/hewlett-packard/f2a81a-aaz/32652051/1 | 0 | 0 | 585.14 | unit |  | 585.14
Equipment | ENERGY STAR Imaging Equipment | One Copier meeting ENERGY STAR 2.0 Standards | One Standard Copier | Commercial | New | Institutional | FL Zone 2 | Per Unit | 18% | 937.8 | 521 | 416.8 | 0.44444 | 6 | 0.0578 | 0.038813 | 2358.71 | https://www.printer-central.com/shop/product/printers/multifunction-printers/hewlett-packard/l3u59a-201/31704009/1 | 0 | 0 | 2943.85 | https://www.printer-central.com/shop/product/printers/multifunction-printers/hewlett-packard/f2a81a-aaz/32652051/1 | 0 | 0 | 585.14 | unit |  | 585.14
Equipment | ENERGY STAR Imaging Equipment | One Copier meeting ENERGY STAR 2.0 Standards | One Standard Copier | Commercial | New | Lodging/Hospitality | FL Zone 2 | Per Unit | 18% | 937.8 | 521 | 416.8 | 0.44444 | 6 | 0.0578 | 0.038813 | 2358.71 | https://www.printer-central.com/shop/product/printers/multifunction-printers/hewlett-packard/l3u59a-201/31704009/1 | 0 | 0 | 2943.85 | https://www.printer-central.com/shop/product/printers/multifunction-printers/hewlett-packard/f2a81a-aaz/32652051/1 | 0 | 0 | 585.14 | unit |  | 585.14
Equipment | ENERGY STAR Imaging Equipment | One Copier meeting ENERGY STAR 2.0 Standards | One Standard Copier | Commercial | New | Miscellaneous | FL Zone 2 | Per Unit | 0% | 937.8 | 521 | 416.8 | 0.44444 | 6 | 0.0578 | 0.038813 | 2358.71 | https://www.printer-central.com/shop/product/printers/multifunction-printers/hewlett-packard/l3u59a-201/31704009/1 | 0 | 0 | 2943.85 | https://www.printer-central.com/shop/product/printers/multifunction-printers/hewlett-packard/f2a81a-aaz/32652051/1 | 0 | 0 | 585.14 | unit |  | 585.14
Equipment | ENERGY STAR Imaging Equipment | One Copier meeting ENERGY STAR 2.0 Standards | One Standard Copier | Commercial | New | Offices | FL Zone 2 | Per Unit | 18% | 937.8 | 521 | 416.8 | 0.44444 | 6 | 0.0578 | 0.038813 | 2358.71 | https://www.printer-central.com/shop/product/printers/multifunction-printers/hewlett-packard/l3u59a-201/31704009/1 | 0 | 0 | 2943.85 | https://www.printer-central.com/shop/product/printers/multifunction-printers/hewlett-packard/f2a81a-aaz/32652051/1 | 0 | 0 | 585.14 | unit |  | 585.14
Equipment | ENERGY STAR Imaging Equipment | One Copier meeting ENERGY STAR 2.0 Standards | One Standard Copier | Commercial | New | Restaurants | FL Zone 2 | Per Unit | 0% | 937.8 | 521 | 416.8 | 0.44444 | 6 | 0.0578 | 0.038813 | 2358.71 | https://www.printer-central.com/shop/product/printers/multifunction-printers/hewlett-packard/l3u59a-201/31704009/1 | 0 | 0 | 2943.85 | https://www.printer-central.com/shop/product/printers/multifunction-printers/hewlett-packard/f2a81a-aaz/32652051/1 | 0 | 0 | 585.14 | unit |  | 585.14
Equipment | ENERGY STAR Imaging Equipment | One Copier meeting ENERGY STAR 2.0 Standards | One Standard Copier | Commercial | New | Retail | FL Zone 2 | Per Unit | 18% | 937.8 | 521 | 416.8 | 0.44444 | 6 | 0.0578 | 0.038813 | 2358.71 | https://www.printer-central.com/shop/product/printers/multifunction-printers/hewlett-packard/l3u59a-201/31704009/1 | 0 | 0 | 2943.85 | https://www.printer-central.com/shop/product/printers/multifunction-printers/hewlett-packard/f2a81a-aaz/32652051/1 | 0 | 0 | 585.14 | unit |  | 585.14
Equipment | ENERGY STAR Imaging Equipment | One Copier meeting ENERGY STAR 2.0 Standards | One Standard Copier | Commercial | New | Schools K-12 | FL Zone 2 | Per Unit | 18% | 937.8 | 521 | 416.8 | 0.44444 | 6 | 0.0578 | 0.038813 | 2358.71 | https://www.printer-central.com/shop/product/printers/multifunction-printers/hewlett-packard/l3u59a-201/31704009/1 | 0 | 0 | 2943.85 | https://www.printer-central.com/shop/product/printers/multifunction-printers/hewlett-packard/f2a81a-aaz/32652051/1 | 0 | 0 | 585.14 | unit |  | 585.14
Equipment | ENERGY STAR Imaging Equipment | One Copier meeting ENERGY STAR 2.0 Standards | One Standard Copier | Commercial | New | Warehouse | FL Zone 2 | Per Unit | 0% | 937.8 | 521 | 416.8 | 0.44444 | 6 | 0.0578 | 0.038813 | 2358.71 | https://www.printer-central.com/shop/product/printers/multifunction-printers/hewlett-packard/l3u59a-201/31704009/1 | 0 | 0 | 2943.85 | https://www.printer-central.com/shop/product/printers/multifunction-printers/hewlett-packard/f2a81a-aaz/32652051/1 | 0 | 0 | 585.14 | unit |  | 585.14
Equipment | Energy Star PCs | One Personal Computer meeting ENERGY STAR® 6.1 Standards | One Personal Computer meeting ENERGY STAR® 3.0 Standards | Commercial | Turnover | Assembly | FL Zone 2 | Per Unit | 35% | 284.9901 | 161.4747 | 123.5154 | 0.4334 | 4 | 0.017591 | 0 | 0 | Reference source included incremental cost only | 0 | 0 | 20 | Illinois 2018 Statewide TRM, Section 4.8.6 | 0 | 0 | 20 | unit |  | 20
Equipment | Energy Star PCs | One Personal Computer meeting ENERGY STAR® 6.1 Standards | One Personal Computer meeting ENERGY STAR® 3.0 Standards | Commercial | Turnover | College and University | FL Zone 2 | Per Unit | 35% | 284.9901 | 161.4747 | 123.5154 | 0.4334 | 4 | 0.023703 | 0.023703 | 0 | Reference source included incremental cost only | 0 | 0 | 20 | Illinois 2018 Statewide TRM, Section 4.8.6 | 0 | 0 | 20 | unit |  | 20
Equipment | Energy Star PCs | One Personal Computer meeting ENERGY STAR® 6.1 Standards | One Personal Computer meeting ENERGY STAR® 3.0 Standards | Commercial | Turnover | Grocery | FL Zone 2 | Per Unit | 35% | 284.9901 | 161.4747 | 123.5154 | 0.4334 | 4 | 0.017591 | 0.006823 | 0 | Reference source included incremental cost only | 0 | 0 | 20 | Illinois 2018 Statewide TRM, Section 4.8.6 | 0 | 0 | 20 | unit |  | 20
Equipment | Energy Star PCs | One Personal Computer meeting ENERGY STAR® 6.1 Standards | One Personal Computer meeting ENERGY STAR® 3.0 Standards | Commercial | Turnover | Healthcare | FL Zone 2 | Per Unit | 35% | 284.9901 | 161.4747 | 123.5154 | 0.4334 | 4 | 0.017591 | 0.006823 | 0 | Reference source included incremental cost only | 0 | 0 | 20 | Illinois 2018 Statewide TRM, Section 4.8.6 | 0 | 0 | 20 | unit |  | 20
Equipment | Energy Star PCs | One Personal Computer meeting ENERGY STAR® 6.1 Standards | One Personal Computer meeting ENERGY STAR® 3.0 Standards | Commercial | Turnover | Hospitals | FL Zone 2 | Per Unit | 35% | 284.9901 | 161.4747 | 123.5154 | 0.4334 | 4 | 0.023703 | 0.023703 | 0 | Reference source included incremental cost only | 0 | 0 | 20 | Illinois 2018 Statewide TRM, Section 4.8.6 | 0 | 0 | 20 | unit |  | 20
Equipment | Energy Star PCs | One Personal Computer meeting ENERGY STAR® 6.1 Standards | One Personal Computer meeting ENERGY STAR® 3.0 Standards | Commercial | Turnover | Institutional | FL Zone 2 | Per Unit | 35% | 284.9901 | 161.4747 | 123.5154 | 0.4334 | 4 | 0.017591 | 0 | 0 | Reference source included incremental cost only | 0 | 0 | 20 | Illinois 2018 Statewide TRM, Section 4.8.6 | 0 | 0 | 20 | unit |  | 20
Equipment | Energy Star PCs | One Personal Computer meeting ENERGY STAR® 6.1 Standards | One Personal Computer meeting ENERGY STAR® 3.0 Standards | Commercial | Turnover | Lodging/Hospitality | FL Zone 2 | Per Unit | 35% | 284.9901 | 161.4747 | 123.5154 | 0.4334 | 4 | 0.017591 | 0.006823 | 0 | Reference source included incremental cost only | 0 | 0 | 20 | Illinois 2018 Statewide TRM, Section 4.8.6 | 0 | 0 | 20 | unit |  | 20
Equipment | Energy Star PCs | One Personal Computer meeting ENERGY STAR® 6.1 Standards | One Personal Computer meeting ENERGY STAR® 3.0 Standards | Commercial | Turnover | Miscellaneous | FL Zone 2 | Per Unit | 35% | 284.9901 | 161.4747 | 123.5154 | 0.4334 | 4 | 0.017591 | 0 | 0 | Reference source included incremental cost only | 0 | 0 | 20 | Illinois 2018 Statewide TRM, Section 4.8.6 | 0 | 0 | 20 | unit |  | 20
Equipment | Energy Star PCs | One Personal Computer meeting ENERGY STAR® 6.1 Standards | One Personal Computer meeting ENERGY STAR® 3.0 Standards | Commercial | Turnover | Offices | FL Zone 2 | Per Unit | 35% | 284.9901 | 161.4747 | 123.5154 | 0.4334 | 4 | 0.017591 | 0.006823 | 0 | Reference source included incremental cost only | 0 | 0 | 20 | Illinois 2018 Statewide TRM, Section 4.8.6 | 0 | 0 | 20 | unit |  | 20
Equipment | Energy Star PCs | One Personal Computer meeting ENERGY STAR® 6.1 Standards | One Personal Computer meeting ENERGY STAR® 3.0 Standards | Commercial | Turnover | Restaurants | FL Zone 2 | Per Unit | 35% | 284.9901 | 161.4747 | 123.5154 | 0.4334 | 4 | 0.017591 | 0 | 0 | Reference source included incremental cost only | 0 | 0 | 20 | Illinois 2018 Statewide TRM, Section 4.8.6 | 0 | 0 | 20 | unit |  | 20
Equipment | Energy Star PCs | One Personal Computer meeting ENERGY STAR® 6.1 Standards | One Personal Computer meeting ENERGY STAR® 3.0 Standards | Commercial | Turnover | Retail | FL Zone 2 | Per Unit | 35% | 284.9901 | 161.4747 | 123.5154 | 0.4334 | 4 | 0.017591 | 0.006823 | 0 | Reference source included incremental cost only | 0 | 0 | 20 | Illinois 2018 Statewide TRM, Section 4.8.6 | 0 | 0 | 20 | unit |  | 20
Equipment | Energy Star PCs | One Personal Computer meeting ENERGY STAR® 6.1 Standards | One Personal Computer meeting ENERGY STAR® 3.0 Standards | Commercial | Turnover | Schools K-12 | FL Zone 2 | Per Unit | 35% | 284.9901 | 161.4747 | 123.5154 | 0.4334 | 4 | 0.017591 | 0.006823 | 0 | Reference source included incremental cost only | 0 | 0 | 20 | Illinois 2018 Statewide TRM, Section 4.8.6 | 0 | 0 | 20 | unit |  | 20
Equipment | Energy Star PCs | One Personal Computer meeting ENERGY STAR® 6.1 Standards | One Personal Computer meeting ENERGY STAR® 3.0 Standards | Commercial | Turnover | Warehouse | FL Zone 2 | Per Unit | 35% | 284.9901 | 161.4747 | 123.5154 | 0.4334 | 4 | 0.017591 | 0 | 0 | Reference source included incremental cost only | 0 | 0 | 20 | Illinois 2018 Statewide TRM, Section 4.8.6 | 0 | 0 | 20 | unit |  | 20
Equipment | Energy Star PCs | One Personal Computer meeting ENERGY STAR® 6.1 Standards | One Personal Computer meeting ENERGY STAR® 3.0 Standards | Commercial | New | Assembly | FL Zone 2 | Per Unit | 35% | 284.9901 | 161.4747 | 123.5154 | 0.4334 | 4 | 0.017591 | 0 | 0 | Reference source included incremental cost only | 0 | 0 | 20 | Illinois 2018 Statewide TRM, Section 4.8.6 | 0 | 0 | 20 | unit |  | 20
Equipment | Energy Star PCs | One Personal Computer meeting ENERGY STAR® 6.1 Standards | One Personal Computer meeting ENERGY STAR® 3.0 Standards | Commercial | New | College and University | FL Zone 2 | Per Unit | 35% | 284.9901 | 161.4747 | 123.5154 | 0.4334 | 4 | 0.023703 | 0.023703 | 0 | Reference source included incremental cost only | 0 | 0 | 20 | Illinois 2018 Statewide TRM, Section 4.8.6 | 0 | 0 | 20 | unit |  | 20
Equipment | Energy Star PCs | One Personal Computer meeting ENERGY STAR® 6.1 Standards | One Personal Computer meeting ENERGY STAR® 3.0 Standards | Commercial | New | Grocery | FL Zone 2 | Per Unit | 35% | 284.9901 | 161.4747 | 123.5154 | 0.4334 | 4 | 0.017591 | 0.006823 | 0 | Reference source included incremental cost only | 0 | 0 | 20 | Illinois 2018 Statewide TRM, Section 4.8.6 | 0 | 0 | 20 | unit |  | 20
Equipment | Energy Star PCs | One Personal Computer meeting ENERGY STAR® 6.1 Standards | One Personal Computer meeting ENERGY STAR® 3.0 Standards | Commercial | New | Healthcare | FL Zone 2 | Per Unit | 35% | 284.9901 | 161.4747 | 123.5154 | 0.4334 | 4 | 0.017591 | 0.006823 | 0 | Reference source included incremental cost only | 0 | 0 | 20 | Illinois 2018 Statewide TRM, Section 4.8.6 | 0 | 0 | 20 | unit |  | 20
Equipment | Energy Star PCs | One Personal Computer meeting ENERGY STAR® 6.1 Standards | One Personal Computer meeting ENERGY STAR® 3.0 Standards | Commercial | New | Hospitals | FL Zone 2 | Per Unit | 35% | 284.9901 | 161.4747 | 123.5154 | 0.4334 | 4 | 0.023703 | 0.023703 | 0 | Reference source included incremental cost only | 0 | 0 | 20 | Illinois 2018 Statewide TRM, Section 4.8.6 | 0 | 0 | 20 | unit |  | 20
Equipment | Energy Star PCs | One Personal Computer meeting ENERGY STAR® 6.1 Standards | One Personal Computer meeting ENERGY STAR® 3.0 Standards | Commercial | New | Institutional | FL Zone 2 | Per Unit | 35% | 284.9901 | 161.4747 | 123.5154 | 0.4334 | 4 | 0.017591 | 0 | 0 | Reference source included incremental cost only | 0 | 0 | 20 | Illinois 2018 Statewide TRM, Section 4.8.6 | 0 | 0 | 20 | unit |  | 20
Equipment | Energy Star PCs | One Personal Computer meeting ENERGY STAR® 6.1 Standards | One Personal Computer meeting ENERGY STAR® 3.0 Standards | Commercial | New | Lodging/Hospitality | FL Zone 2 | Per Unit | 35% | 284.9901 | 161.4747 | 123.5154 | 0.4334 | 4 | 0.017591 | 0.006823 | 0 | Reference source included incremental cost only | 0 | 0 | 20 | Illinois 2018 Statewide TRM, Section 4.8.6 | 0 | 0 | 20 | unit |  | 20
Equipment | Energy Star PCs | One Personal Computer meeting ENERGY STAR® 6.1 Standards | One Personal Computer meeting ENERGY STAR® 3.0 Standards | Commercial | New | Miscellaneous | FL Zone 2 | Per Unit | 35% | 284.9901 | 161.4747 | 123.5154 | 0.4334 | 4 | 0.017591 | 0 | 0 | Reference source included incremental cost only | 0 | 0 | 20 | Illinois 2018 Statewide TRM, Section 4.8.6 | 0 | 0 | 20 | unit |  | 20
Equipment | Energy Star PCs | One Personal Computer meeting ENERGY STAR® 6.1 Standards | One Personal Computer meeting ENERGY STAR® 3.0 Standards | Commercial | New | Offices | FL Zone 2 | Per Unit | 35% | 284.9901 | 161.4747 | 123.5154 | 0.4334 | 4 | 0.017591 | 0.006823 | 0 | Reference source included incremental cost only | 0 | 0 | 20 | Illinois 2018 Statewide TRM, Section 4.8.6 | 0 | 0 | 20 | unit |  | 20
Equipment | Energy Star PCs | One Personal Computer meeting ENERGY STAR® 6.1 Standards | One Personal Computer meeting ENERGY STAR® 3.0 Standards | Commercial | New | Restaurants | FL Zone 2 | Per Unit | 35% | 284.9901 | 161.4747 | 123.5154 | 0.4334 | 4 | 0.017591 | 0 | 0 | Reference source included incremental cost only | 0 | 0 | 20 | Illinois 2018 Statewide TRM, Section 4.8.6 | 0 | 0 | 20 | unit |  | 20
Equipment | Energy Star PCs | One Personal Computer meeting ENERGY STAR® 6.1 Standards | One Personal Computer meeting ENERGY STAR® 3.0 Standards | Commercial | New | Retail | FL Zone 2 | Per Unit | 35% | 284.9901 | 161.4747 | 123.5154 | 0.4334 | 4 | 0.017591 | 0.006823 | 0 | Reference source included incremental cost only | 0 | 0 | 20 | Illinois 2018 Statewide TRM, Section 4.8.6 | 0 | 0 | 20 | unit |  | 20
Equipment | Energy Star PCs | One Personal Computer meeting ENERGY STAR® 6.1 Standards | One Personal Computer meeting ENERGY STAR® 3.0 Standards | Commercial | New | Schools K-12 | FL Zone 2 | Per Unit | 35% | 284.9901 | 161.4747 | 123.5154 | 0.4334 | 4 | 0.017591 | 0.006823 | 0 | Reference source included incremental cost only | 0 | 0 | 20 | Illinois 2018 Statewide TRM, Section 4.8.6 | 0 | 0 | 20 | unit |  | 20
Equipment | Energy Star PCs | One Personal Computer meeting ENERGY STAR® 6.1 Standards | One Personal Computer meeting ENERGY STAR® 3.0 Standards | Commercial | New | Warehouse | FL Zone 2 | Per Unit | 35% | 284.9901 | 161.4747 | 123.5154 | 0.4334 | 4 | 0.017591 | 0 | 0 | Reference source included incremental cost only | 0 | 0 | 20 | Illinois 2018 Statewide TRM, Section 4.8.6 | 0 | 0 | 20 | unit |  | 20
Equipment | Energy Star Servers | One Server meeting ENERGY STAR 2.0 Standards | One Standard Server | Commercial | Turnover | Assembly | FL Zone 2 | Per Unit | 0% | 4925.699 | 3788.999 | 1136.7 | 0.23077 | 4 | 0.16919 | 0.11767 | 0 | Reference source included incremental cost only | 0 | 0 | 70 | Efficiency Vermont TRM, 2015: Iinternal Power Supplies, efficient datacenter server power supply | 0 | 0 | 70 | unit |  | 70
Equipment | Energy Star Servers | One Server meeting ENERGY STAR 2.0 Standards | One Standard Server | Commercial | Turnover | College and University | FL Zone 2 | Per Unit | 47% | 4925.699 | 3788.999 | 1136.7 | 0.23077 | 4 | 0.16919 | 0.11767 | 0 | Reference source included incremental cost only | 0 | 0 | 70 | Efficiency Vermont TRM, 2015: Iinternal Power Supplies, efficient datacenter server power supply | 0 | 0 | 70 | unit |  | 70
Equipment | Energy Star Servers | One Server meeting ENERGY STAR 2.0 Standards | One Standard Server | Commercial | Turnover | Grocery | FL Zone 2 | Per Unit | 0% | 4925.699 | 3788.999 | 1136.7 | 0.23077 | 4 | 0.16919 | 0.11767 | 0 | Reference source included incremental cost only | 0 | 0 | 70 | Efficiency Vermont TRM, 2015: Iinternal Power Supplies, efficient datacenter server power supply | 0 | 0 | 70 | unit |  | 70
Equipment | Energy Star Servers | One Server meeting ENERGY STAR 2.0 Standards | One Standard Server | Commercial | Turnover | Healthcare | FL Zone 2 | Per Unit | 47% | 4925.699 | 3788.999 | 1136.7 | 0.23077 | 4 | 0.16919 | 0.11767 | 0 | Reference source included incremental cost only | 0 | 0 | 70 | Efficiency Vermont TRM, 2015: Iinternal Power Supplies, efficient datacenter server power supply | 0 | 0 | 70 | unit |  | 70
Equipment | Energy Star Servers | One Server meeting ENERGY STAR 2.0 Standards | One Standard Server | Commercial | Turnover | Hospitals | FL Zone 2 | Per Unit | 47% | 4925.699 | 3788.999 | 1136.7 | 0.23077 | 4 | 0.16919 | 0.11767 | 0 | Reference source included incremental cost only | 0 | 0 | 70 | Efficiency Vermont TRM, 2015: Iinternal Power Supplies, efficient datacenter server power supply | 0 | 0 | 70 | unit |  | 70
Equipment | Energy Star Servers | One Server meeting ENERGY STAR 2.0 Standards | One Standard Server | Commercial | Turnover | Institutional | FL Zone 2 | Per Unit | 47% | 4925.699 | 3788.999 | 1136.7 | 0.23077 | 4 | 0.16919 | 0.11767 | 0 | Reference source included incremental cost only | 0 | 0 | 70 | Efficiency Vermont TRM, 2015: Iinternal Power Supplies, efficient datacenter server power supply | 0 | 0 | 70 | unit |  | 70
Equipment | Energy Star Servers | One Server meeting ENERGY STAR 2.0 Standards | One Standard Server | Commercial | Turnover | Lodging/Hospitality | FL Zone 2 | Per Unit | 47% | 4925.699 | 3788.999 | 1136.7 | 0.23077 | 4 | 0.16919 | 0.11767 | 0 | Reference source included incremental cost only | 0 | 0 | 70 | Efficiency Vermont TRM, 2015: Iinternal Power Supplies, efficient datacenter server power supply | 0 | 0 | 70 | unit |  | 70
Equipment | Energy Star Servers | One Server meeting ENERGY STAR 2.0 Standards | One Standard Server | Commercial | Turnover | Miscellaneous | FL Zone 2 | Per Unit | 47% | 4925.699 | 3788.999 | 1136.7 | 0.23077 | 4 | 0.16919 | 0.11767 | 0 | Reference source included incremental cost only | 0 | 0 | 70 | Efficiency Vermont TRM, 2015: Iinternal Power Supplies, efficient datacenter server power supply | 0 | 0 | 70 | unit |  | 70
Equipment | Energy Star Servers | One Server meeting ENERGY STAR 2.0 Standards | One Standard Server | Commercial | Turnover | Offices | FL Zone 2 | Per Unit | 47% | 4925.699 | 3788.999 | 1136.7 | 0.23077 | 4 | 0.16919 | 0.11767 | 0 | Reference source included incremental cost only | 0 | 0 | 70 | Efficiency Vermont TRM, 2015: Iinternal Power Supplies, efficient datacenter server power supply | 0 | 0 | 70 | unit |  | 70
Equipment | Energy Star Servers | One Server meeting ENERGY STAR 2.0 Standards | One Standard Server | Commercial | Turnover | Restaurants | FL Zone 2 | Per Unit | 0% | 4925.699 | 3788.999 | 1136.7 | 0.23077 | 4 | 0.16919 | 0.11767 | 0 | Reference source included incremental cost only | 0 | 0 | 70 | Efficiency Vermont TRM, 2015: Iinternal Power Supplies, efficient datacenter server power supply | 0 | 0 | 70 | unit |  | 70
Equipment | Energy Star Servers | One Server meeting ENERGY STAR 2.0 Standards | One Standard Server | Commercial | Turnover | Retail | FL Zone 2 | Per Unit | 47% | 4925.699 | 3788.999 | 1136.7 | 0.23077 | 4 | 0.16919 | 0.11767 | 0 | Reference source included incremental cost only | 0 | 0 | 70 | Efficiency Vermont TRM, 2015: Iinternal Power Supplies, efficient datacenter server power supply | 0 | 0 | 70 | unit |  | 70
Equipment | Energy Star Servers | One Server meeting ENERGY STAR 2.0 Standards | One Standard Server | Commercial | Turnover | Schools K-12 | FL Zone 2 | Per Unit | 47% | 4925.699 | 3788.999 | 1136.7 | 0.23077 | 4 | 0.16919 | 0.11767 | 0 | Reference source included incremental cost only | 0 | 0 | 70 | Efficiency Vermont TRM, 2015: Iinternal Power Supplies, efficient datacenter server power supply | 0 | 0 | 70 | unit |  | 70
Equipment | Energy Star Servers | One Server meeting ENERGY STAR 2.0 Standards | One Standard Server | Commercial | Turnover | Warehouse | FL Zone 2 | Per Unit | 0% | 4925.699 | 3788.999 | 1136.7 | 0.23077 | 4 | 0.16919 | 0.11767 | 0 | Reference source included incremental cost only | 0 | 0 | 70 | Efficiency Vermont TRM, 2015: Iinternal Power Supplies, efficient datacenter server power supply | 0 | 0 | 70 | unit |  | 70
Equipment | Energy Star Servers | One Server meeting ENERGY STAR 2.0 Standards | One Standard Server | Commercial | New | Assembly | FL Zone 2 | Per Unit | 0% | 4925.699 | 3788.999 | 1136.7 | 0.23077 | 4 | 0.16919 | 0.11767 | 0 | Reference source included incremental cost only | 0 | 0 | 70 | Efficiency Vermont TRM, 2015: Iinternal Power Supplies, efficient datacenter server power supply | 0 | 0 | 70 | unit |  | 70
Equipment | Energy Star Servers | One Server meeting ENERGY STAR 2.0 Standards | One Standard Server | Commercial | New | College and University | FL Zone 2 | Per Unit | 47% | 4925.699 | 3788.999 | 1136.7 | 0.23077 | 4 | 0.16919 | 0.11767 | 0 | Reference source included incremental cost only | 0 | 0 | 70 | Efficiency Vermont TRM, 2015: Iinternal Power Supplies, efficient datacenter server power supply | 0 | 0 | 70 | unit |  | 70
Equipment | Energy Star Servers | One Server meeting ENERGY STAR 2.0 Standards | One Standard Server | Commercial | New | Grocery | FL Zone 2 | Per Unit | 0% | 4925.699 | 3788.999 | 1136.7 | 0.23077 | 4 | 0.16919 | 0.11767 | 0 | Reference source included incremental cost only | 0 | 0 | 70 | Efficiency Vermont TRM, 2015: Iinternal Power Supplies, efficient datacenter server power supply | 0 | 0 | 70 | unit |  | 70
Equipment | Energy Star Servers | One Server meeting ENERGY STAR 2.0 Standards | One Standard Server | Commercial | New | Healthcare | FL Zone 2 | Per Unit | 47% | 4925.699 | 3788.999 | 1136.7 | 0.23077 | 4 | 0.16919 | 0.11767 | 0 | Reference source included incremental cost only | 0 | 0 | 70 | Efficiency Vermont TRM, 2015: Iinternal Power Supplies, efficient datacenter server power supply | 0 | 0 | 70 | unit |  | 70
Equipment | Energy Star Servers | One Server meeting ENERGY STAR 2.0 Standards | One Standard Server | Commercial | New | Hospitals | FL Zone 2 | Per Unit | 47% | 4925.699 | 3788.999 | 1136.7 | 0.23077 | 4 | 0.16919 | 0.11767 | 0 | Reference source included incremental cost only | 0 | 0 | 70 | Efficiency Vermont TRM, 2015: Iinternal Power Supplies, efficient datacenter server power supply | 0 | 0 | 70 | unit |  | 70
Equipment | Energy Star Servers | One Server meeting ENERGY STAR 2.0 Standards | One Standard Server | Commercial | New | Institutional | FL Zone 2 | Per Unit | 47% | 4925.699 | 3788.999 | 1136.7 | 0.23077 | 4 | 0.16919 | 0.11767 | 0 | Reference source included incremental cost only | 0 | 0 | 70 | Efficiency Vermont TRM, 2015: Iinternal Power Supplies, efficient datacenter server power supply | 0 | 0 | 70 | unit |  | 70
Equipment | Energy Star Servers | One Server meeting ENERGY STAR 2.0 Standards | One Standard Server | Commercial | New | Lodging/Hospitality | FL Zone 2 | Per Unit | 47% | 4925.699 | 3788.999 | 1136.7 | 0.23077 | 4 | 0.16919 | 0.11767 | 0 | Reference source included incremental cost only | 0 | 0 | 70 | Efficiency Vermont TRM, 2015: Iinternal Power Supplies, efficient datacenter server power supply | 0 | 0 | 70 | unit |  | 70
Equipment | Energy Star Servers | One Server meeting ENERGY STAR 2.0 Standards | One Standard Server | Commercial | New | Miscellaneous | FL Zone 2 | Per Unit | 47% | 4925.699 | 3788.999 | 1136.7 | 0.23077 | 4 | 0.16919 | 0.11767 | 0 | Reference source included incremental cost only | 0 | 0 | 70 | Efficiency Vermont TRM, 2015: Iinternal Power Supplies, efficient datacenter server power supply | 0 | 0 | 70 | unit |  | 70
Equipment | Energy Star Servers | One Server meeting ENERGY STAR 2.0 Standards | One Standard Server | Commercial | New | Offices | FL Zone 2 | Per Unit | 47% | 4925.699 | 3788.999 | 1136.7 | 0.23077 | 4 | 0.16919 | 0.11767 | 0 | Reference source included incremental cost only | 0 | 0 | 70 | Efficiency Vermont TRM, 2015: Iinternal Power Supplies, efficient datacenter server power supply | 0 | 0 | 70 | unit |  | 70
Equipment | Energy Star Servers | One Server meeting ENERGY STAR 2.0 Standards | One Standard Server | Commercial | New | Restaurants | FL Zone 2 | Per Unit | 0% | 4925.699 | 3788.999 | 1136.7 | 0.23077 | 4 | 0.16919 | 0.11767 | 0 | Reference source included incremental cost only | 0 | 0 | 70 | Efficiency Vermont TRM, 2015: Iinternal Power Supplies, efficient datacenter server power supply | 0 | 0 | 70 | unit |  | 70
Equipment | Energy Star Servers | One Server meeting ENERGY STAR 2.0 Standards | One Standard Server | Commercial | New | Retail | FL Zone 2 | Per Unit | 47% | 4925.699 | 3788.999 | 1136.7 | 0.23077 | 4 | 0.16919 | 0.11767 | 0 | Reference source included incremental cost only | 0 | 0 | 70 | Efficiency Vermont TRM, 2015: Iinternal Power Supplies, efficient datacenter server power supply | 0 | 0 | 70 | unit |  | 70
Equipment | Energy Star Servers | One Server meeting ENERGY STAR 2.0 Standards | One Standard Server | Commercial | New | Schools K-12 | FL Zone 2 | Per Unit | 47% | 4925.699 | 3788.999 | 1136.7 | 0.23077 | 4 | 0.16919 | 0.11767 | 0 | Reference source included incremental cost only | 0 | 0 | 70 | Efficiency Vermont TRM, 2015: Iinternal Power Supplies, efficient datacenter server power supply | 0 | 0 | 70 | unit |  | 70
Equipment | Energy Star Servers | One Server meeting ENERGY STAR 2.0 Standards | One Standard Server | Commercial | New | Warehouse | FL Zone 2 | Per Unit | 0% | 4925.699 | 3788.999 | 1136.7 | 0.23077 | 4 | 0.16919 | 0.11767 | 0 | Reference source included incremental cost only | 0 | 0 | 70 | Efficiency Vermont TRM, 2015: Iinternal Power Supplies, efficient datacenter server power supply | 0 | 0 | 70 | unit |  | 70
Equipment | Energy Star Uninterruptable Power Supply | Standard Desktop Plugged into Energy Star Uninterruptable Power Supply at 25% Load | Standard Desktop Plugged into Uninterruptable Power Supply at 25% Load | Commercial | Turnover | Assembly | FL Zone 2 | kWh | 0% | 284.9901 | 279.638 | 5.3521 | 0.01878 | 10 | 0.000611 | 0.000611 | 0 | Reference source included incremental cost only | 0 | 0 | 1.5473 | CMUA TRM, 2017, based on incremental cost per deemend kWh applied to kWh savings in Measure Workbook (UPS on single desktop PC) | 0 | 0 | 1.5473 | unit |  | 1.5473
Equipment | Energy Star Uninterruptable Power Supply | Standard Desktop Plugged into Energy Star Uninterruptable Power Supply at 25% Load | Standard Desktop Plugged into Uninterruptable Power Supply at 25% Load | Commercial | Turnover | College and University | FL Zone 2 | kWh | 22% | 284.9901 | 279.638 | 5.3521 | 0.01878 | 10 | 0.000611 | 0.000611 | 0 | Reference source included incremental cost only | 0 | 0 | 1.5473 | CMUA TRM, 2017, based on incremental cost per deemend kWh applied to kWh savings in Measure Workbook (UPS on single desktop PC) | 0 | 0 | 1.5473 | unit |  | 1.5473
Equipment | Energy Star Uninterruptable Power Supply | Standard Desktop Plugged into Energy Star Uninterruptable Power Supply at 25% Load | Standard Desktop Plugged into Uninterruptable Power Supply at 25% Load | Commercial | Turnover | Grocery | FL Zone 2 | kWh | 0% | 284.9901 | 279.638 | 5.3521 | 0.01878 | 10 | 0.000611 | 0.000611 | 0 | Reference source included incremental cost only | 0 | 0 | 1.5473 | CMUA TRM, 2017, based on incremental cost per deemend kWh applied to kWh savings in Measure Workbook (UPS on single desktop PC) | 0 | 0 | 1.5473 | unit |  | 1.5473
Equipment | Energy Star Uninterruptable Power Supply | Standard Desktop Plugged into Energy Star Uninterruptable Power Supply at 25% Load | Standard Desktop Plugged into Uninterruptable Power Supply at 25% Load | Commercial | Turnover | Healthcare | FL Zone 2 | kWh | 22% | 284.9901 | 279.638 | 5.3521 | 0.01878 | 10 | 0.000611 | 0.000611 | 0 | Reference source included incremental cost only | 0 | 0 | 1.5473 | CMUA TRM, 2017, based on incremental cost per deemend kWh applied to kWh savings in Measure Workbook (UPS on single desktop PC) | 0 | 0 | 1.5473 | unit |  | 1.5473
Equipment | Energy Star Uninterruptable Power Supply | Standard Desktop Plugged into Energy Star Uninterruptable Power Supply at 25% Load | Standard Desktop Plugged into Uninterruptable Power Supply at 25% Load | Commercial | Turnover | Hospitals | FL Zone 2 | kWh | 22% | 284.9901 | 279.638 | 5.3521 | 0.01878 | 10 | 0.000611 | 0.000611 | 0 | Reference source included incremental cost only | 0 | 0 | 1.5473 | CMUA TRM, 2017, based on incremental cost per deemend kWh applied to kWh savings in Measure Workbook (UPS on single desktop PC) | 0 | 0 | 1.5473 | unit |  | 1.5473
Equipment | Energy Star Uninterruptable Power Supply | Standard Desktop Plugged into Energy Star Uninterruptable Power Supply at 25% Load | Standard Desktop Plugged into Uninterruptable Power Supply at 25% Load | Commercial | Turnover | Institutional | FL Zone 2 | kWh | 22% | 284.9901 | 279.638 | 5.3521 | 0.01878 | 10 | 0.000611 | 0.000611 | 0 | Reference source included incremental cost only | 0 | 0 | 1.5473 | CMUA TRM, 2017, based on incremental cost per deemend kWh applied to kWh savings in Measure Workbook (UPS on single desktop PC) | 0 | 0 | 1.5473 | unit |  | 1.5473
Equipment | Energy Star Uninterruptable Power Supply | Standard Desktop Plugged into Energy Star Uninterruptable Power Supply at 25% Load | Standard Desktop Plugged into Uninterruptable Power Supply at 25% Load | Commercial | Turnover | Lodging/Hospitality | FL Zone 2 | kWh | 22% | 284.9901 | 279.638 | 5.3521 | 0.01878 | 10 | 0.000611 | 0.000611 | 0 | Reference source included incremental cost only | 0 | 0 | 1.5473 | CMUA TRM, 2017, based on incremental cost per deemend kWh applied to kWh savings in Measure Workbook (UPS on single desktop PC) | 0 | 0 | 1.5473 | unit |  | 1.5473
Equipment | Energy Star Uninterruptable Power Supply | Standard Desktop Plugged into Energy Star Uninterruptable Power Supply at 25% Load | Standard Desktop Plugged into Uninterruptable Power Supply at 25% Load | Commercial | Turnover | Miscellaneous | FL Zone 2 | kWh | 22% | 284.9901 | 279.638 | 5.3521 | 0.01878 | 10 | 0.000611 | 0.000611 | 0 | Reference source included incremental cost only | 0 | 0 | 1.5473 | CMUA TRM, 2017, based on incremental cost per deemend kWh applied to kWh savings in Measure Workbook (UPS on single desktop PC) | 0 | 0 | 1.5473 | unit |  | 1.5473
Equipment | Energy Star Uninterruptable Power Supply | Standard Desktop Plugged into Energy Star Uninterruptable Power Supply at 25% Load | Standard Desktop Plugged into Uninterruptable Power Supply at 25% Load | Commercial | Turnover | Offices | FL Zone 2 | kWh | 22% | 284.9901 | 279.638 | 5.3521 | 0.01878 | 10 | 0.000611 | 0.000611 | 0 | Reference source included incremental cost only | 0 | 0 | 1.5473 | CMUA TRM, 2017, based on incremental cost per deemend kWh applied to kWh savings in Measure Workbook (UPS on single desktop PC) | 0 | 0 | 1.5473 | unit |  | 1.5473
Equipment | Energy Star Uninterruptable Power Supply | Standard Desktop Plugged into Energy Star Uninterruptable Power Supply at 25% Load | Standard Desktop Plugged into Uninterruptable Power Supply at 25% Load | Commercial | Turnover | Restaurants | FL Zone 2 | kWh | 0% | 284.9901 | 279.638 | 5.3521 | 0.01878 | 10 | 0.000611 | 0.000611 | 0 | Reference source included incremental cost only | 0 | 0 | 1.5473 | CMUA TRM, 2017, based on incremental cost per deemend kWh applied to kWh savings in Measure Workbook (UPS on single desktop PC) | 0 | 0 | 1.5473 | unit |  | 1.5473
Equipment | Energy Star Uninterruptable Power Supply | Standard Desktop Plugged into Energy Star Uninterruptable Power Supply at 25% Load | Standard Desktop Plugged into Uninterruptable Power Supply at 25% Load | Commercial | Turnover | Retail | FL Zone 2 | kWh | 0% | 284.9901 | 279.638 | 5.3521 | 0.01878 | 10 | 0.000611 | 0.000611 | 0 | Reference source included incremental cost only | 0 | 0 | 1.5473 | CMUA TRM, 2017, based on incremental cost per deemend kWh applied to kWh savings in Measure Workbook (UPS on single desktop PC) | 0 | 0 | 1.5473 | unit |  | 1.5473
Equipment | Energy Star Uninterruptable Power Supply | Standard Desktop Plugged into Energy Star Uninterruptable Power Supply at 25% Load | Standard Desktop Plugged into Uninterruptable Power Supply at 25% Load | Commercial | Turnover | Schools K-12 | FL Zone 2 | kWh | 22% | 284.9901 | 279.638 | 5.3521 | 0.01878 | 10 | 0.000611 | 0.000611 | 0 | Reference source included incremental cost only | 0 | 0 | 1.5473 | CMUA TRM, 2017, based on incremental cost per deemend kWh applied to kWh savings in Measure Workbook (UPS on single desktop PC) | 0 | 0 | 1.5473 | unit |  | 1.5473
Equipment | Energy Star Uninterruptable Power Supply | Standard Desktop Plugged into Energy Star Uninterruptable Power Supply at 25% Load | Standard Desktop Plugged into Uninterruptable Power Supply at 25% Load | Commercial | Turnover | Warehouse | FL Zone 2 | kWh | 0% | 284.9901 | 279.638 | 5.3521 | 0.01878 | 10 | 0.000611 | 0.000611 | 0 | Reference source included incremental cost only | 0 | 0 | 1.5473 | CMUA TRM, 2017, based on incremental cost per deemend kWh applied to kWh savings in Measure Workbook (UPS on single desktop PC) | 0 | 0 | 1.5473 | unit |  | 1.5473
Equipment | Energy Star Uninterruptable Power Supply | Standard Desktop Plugged into Energy Star Uninterruptable Power Supply at 25% Load | Standard Desktop Plugged into Uninterruptable Power Supply at 25% Load | Commercial | New | Assembly | FL Zone 2 | kWh | 0% | 284.9901 | 279.638 | 5.3521 | 0.01878 | 10 | 0.000611 | 0.000611 | 0 | Reference source included incremental cost only | 0 | 0 | 1.5473 | CMUA TRM, 2017, based on incremental cost per deemend kWh applied to kWh savings in Measure Workbook (UPS on single desktop PC) | 0 | 0 | 1.5473 | unit |  | 1.5473
Equipment | Energy Star Uninterruptable Power Supply | Standard Desktop Plugged into Energy Star Uninterruptable Power Supply at 25% Load | Standard Desktop Plugged into Uninterruptable Power Supply at 25% Load | Commercial | New | College and University | FL Zone 2 | kWh | 22% | 284.9901 | 279.638 | 5.3521 | 0.01878 | 10 | 0.000611 | 0.000611 | 0 | Reference source included incremental cost only | 0 | 0 | 1.5473 | CMUA TRM, 2017, based on incremental cost per deemend kWh applied to kWh savings in Measure Workbook (UPS on single desktop PC) | 0 | 0 | 1.5473 | unit |  | 1.5473
Equipment | Energy Star Uninterruptable Power Supply | Standard Desktop Plugged into Energy Star Uninterruptable Power Supply at 25% Load | Standard Desktop Plugged into Uninterruptable Power Supply at 25% Load | Commercial | New | Grocery | FL Zone 2 | kWh | 0% | 284.9901 | 279.638 | 5.3521 | 0.01878 | 10 | 0.000611 | 0.000611 | 0 | Reference source included incremental cost only | 0 | 0 | 1.5473 | CMUA TRM, 2017, based on incremental cost per deemend kWh applied to kWh savings in Measure Workbook (UPS on single desktop PC) | 0 | 0 | 1.5473 | unit |  | 1.5473
Equipment | Energy Star Uninterruptable Power Supply | Standard Desktop Plugged into Energy Star Uninterruptable Power Supply at 25% Load | Standard Desktop Plugged into Uninterruptable Power Supply at 25% Load | Commercial | New | Healthcare | FL Zone 2 | kWh | 22% | 284.9901 | 279.638 | 5.3521 | 0.01878 | 10 | 0.000611 | 0.000611 | 0 | Reference source included incremental cost only | 0 | 0 | 1.5473 | CMUA TRM, 2017, based on incremental cost per deemend kWh applied to kWh savings in Measure Workbook (UPS on single desktop PC) | 0 | 0 | 1.5473 | unit |  | 1.5473
Equipment | Energy Star Uninterruptable Power Supply | Standard Desktop Plugged into Energy Star Uninterruptable Power Supply at 25% Load | Standard Desktop Plugged into Uninterruptable Power Supply at 25% Load | Commercial | New | Hospitals | FL Zone 2 | kWh | 22% | 284.9901 | 279.638 | 5.3521 | 0.01878 | 10 | 0.000611 | 0.000611 | 0 | Reference source included incremental cost only | 0 | 0 | 1.5473 | CMUA TRM, 2017, based on incremental cost per deemend kWh applied to kWh savings in Measure Workbook (UPS on single desktop PC) | 0 | 0 | 1.5473 | unit |  | 1.5473
Equipment | Energy Star Uninterruptable Power Supply | Standard Desktop Plugged into Energy Star Uninterruptable Power Supply at 25% Load | Standard Desktop Plugged into Uninterruptable Power Supply at 25% Load | Commercial | New | Institutional | FL Zone 2 | kWh | 22% | 284.9901 | 279.638 | 5.3521 | 0.01878 | 10 | 0.000611 | 0.000611 | 0 | Reference source included incremental cost only | 0 | 0 | 1.5473 | CMUA TRM, 2017, based on incremental cost per deemend kWh applied to kWh savings in Measure Workbook (UPS on single desktop PC) | 0 | 0 | 1.5473 | unit |  | 1.5473
Equipment | Energy Star Uninterruptable Power Supply | Standard Desktop Plugged into Energy Star Uninterruptable Power Supply at 25% Load | Standard Desktop Plugged into Uninterruptable Power Supply at 25% Load | Commercial | New | Lodging/Hospitality | FL Zone 2 | kWh | 22% | 284.9901 | 279.638 | 5.3521 | 0.01878 | 10 | 0.000611 | 0.000611 | 0 | Reference source included incremental cost only | 0 | 0 | 1.5473 | CMUA TRM, 2017, based on incremental cost per deemend kWh applied to kWh savings in Measure Workbook (UPS on single desktop PC) | 0 | 0 | 1.5473 | unit |  | 1.5473
Equipment | Energy Star Uninterruptable Power Supply | Standard Desktop Plugged into Energy Star Uninterruptable Power Supply at 25% Load | Standard Desktop Plugged into Uninterruptable Power Supply at 25% Load | Commercial | New | Miscellaneous | FL Zone 2 | kWh | 22% | 284.9901 | 279.638 | 5.3521 | 0.01878 | 10 | 0.000611 | 0.000611 | 0 | Reference source included incremental cost only | 0 | 0 | 1.5473 | CMUA TRM, 2017, based on incremental cost per deemend kWh applied to kWh savings in Measure Workbook (UPS on single desktop PC) | 0 | 0 | 1.5473 | unit |  | 1.5473
Equipment | Energy Star Uninterruptable Power Supply | Standard Desktop Plugged into Energy Star Uninterruptable Power Supply at 25% Load | Standard Desktop Plugged into Uninterruptable Power Supply at 25% Load | Commercial | New | Offices | FL Zone 2 | kWh | 22% | 284.9901 | 279.638 | 5.3521 | 0.01878 | 10 | 0.000611 | 0.000611 | 0 | Reference source included incremental cost only | 0 | 0 | 1.5473 | CMUA TRM, 2017, based on incremental cost per deemend kWh applied to kWh savings in Measure Workbook (UPS on single desktop PC) | 0 | 0 | 1.5473 | unit |  | 1.5473
Equipment | Energy Star Uninterruptable Power Supply | Standard Desktop Plugged into Energy Star Uninterruptable Power Supply at 25% Load | Standard Desktop Plugged into Uninterruptable Power Supply at 25% Load | Commercial | New | Restaurants | FL Zone 2 | kWh | 0% | 284.9901 | 279.638 | 5.3521 | 0.01878 | 10 | 0.000611 | 0.000611 | 0 | Reference source included incremental cost only | 0 | 0 | 1.5473 | CMUA TRM, 2017, based on incremental cost per deemend kWh applied to kWh savings in Measure Workbook (UPS on single desktop PC) | 0 | 0 | 1.5473 | unit |  | 1.5473
Equipment | Energy Star Uninterruptable Power Supply | Standard Desktop Plugged into Energy Star Uninterruptable Power Supply at 25% Load | Standard Desktop Plugged into Uninterruptable Power Supply at 25% Load | Commercial | New | Retail | FL Zone 2 | kWh | 0% | 284.9901 | 279.638 | 5.3521 | 0.01878 | 10 | 0.000611 | 0.000611 | 0 | Reference source included incremental cost only | 0 | 0 | 1.5473 | CMUA TRM, 2017, based on incremental cost per deemend kWh applied to kWh savings in Measure Workbook (UPS on single desktop PC) | 0 | 0 | 1.5473 | unit |  | 1.5473
Equipment | Energy Star Uninterruptable Power Supply | Standard Desktop Plugged into Energy Star Uninterruptable Power Supply at 25% Load | Standard Desktop Plugged into Uninterruptable Power Supply at 25% Load | Commercial | New | Schools K-12 | FL Zone 2 | kWh | 22% | 284.9901 | 279.638 | 5.3521 | 0.01878 | 10 | 0.000611 | 0.000611 | 0 | Reference source included incremental cost only | 0 | 0 | 1.5473 | CMUA TRM, 2017, based on incremental cost per deemend kWh applied to kWh savings in Measure Workbook (UPS on single desktop PC) | 0 | 0 | 1.5473 | unit |  | 1.5473
Equipment | Energy Star Uninterruptable Power Supply | Standard Desktop Plugged into Energy Star Uninterruptable Power Supply at 25% Load | Standard Desktop Plugged into Uninterruptable Power Supply at 25% Load | Commercial | New | Warehouse | FL Zone 2 | kWh | 0% | 284.9901 | 279.638 | 5.3521 | 0.01878 | 10 | 0.000611 | 0.000611 | 0 | Reference source included incremental cost only | 0 | 0 | 1.5473 | CMUA TRM, 2017, based on incremental cost per deemend kWh applied to kWh savings in Measure Workbook (UPS on single desktop PC) | 0 | 0 | 1.5473 | unit |  | 1.5473
Equipment | Server Virtualization | 2 Virtual Host Server | 20 Single Application Server | Commercial | Turnover | Assembly | FL Zone 2 | Per Unit | 0% | 24528 | 3504 | 21024 | 0.85714 | 3 | 3.1292 | 2.1764 | 10215 | https://searchvmware.techtarget.com/Virtualization-benefits-are-worth-the-extra-cost-over-physical-servers-alone | 0 | 0 | 27915 | 2 virtual shared servers - https://searchvmware.techtarget.com/Virtualization-benefits-are-worth-the-extra-cost-over-physical-servers-alone | 0 | 0 | 17700 | system |  | 17700
Equipment | Server Virtualization | 2 Virtual Host Server | 20 Single Application Server | Commercial | Turnover | College and University | FL Zone 2 | Per Unit | 92% | 24528 | 3504 | 21024 | 0.85714 | 3 | 3.1292 | 2.1764 | 10215 | https://searchvmware.techtarget.com/Virtualization-benefits-are-worth-the-extra-cost-over-physical-servers-alone | 0 | 0 | 27915 | 2 virtual shared servers - https://searchvmware.techtarget.com/Virtualization-benefits-are-worth-the-extra-cost-over-physical-servers-alone | 0 | 0 | 17700 | system |  | 17700
Equipment | Server Virtualization | 2 Virtual Host Server | 20 Single Application Server | Commercial | Turnover | Grocery | FL Zone 2 | Per Unit | 0% | 24528 | 3504 | 21024 | 0.85714 | 3 | 3.1292 | 2.1764 | 10215 | https://searchvmware.techtarget.com/Virtualization-benefits-are-worth-the-extra-cost-over-physical-servers-alone | 0 | 0 | 27915 | 2 virtual shared servers - https://searchvmware.techtarget.com/Virtualization-benefits-are-worth-the-extra-cost-over-physical-servers-alone | 0 | 0 | 17700 | system |  | 17700
Equipment | Server Virtualization | 2 Virtual Host Server | 20 Single Application Server | Commercial | Turnover | Healthcare | FL Zone 2 | Per Unit | 37% | 24528 | 3504 | 21024 | 0.85714 | 3 | 3.1292 | 2.1764 | 10215 | https://searchvmware.techtarget.com/Virtualization-benefits-are-worth-the-extra-cost-over-physical-servers-alone | 0 | 0 | 27915 | 2 virtual shared servers - https://searchvmware.techtarget.com/Virtualization-benefits-are-worth-the-extra-cost-over-physical-servers-alone | 0 | 0 | 17700 | system |  | 17700
Equipment | Server Virtualization | 2 Virtual Host Server | 20 Single Application Server | Commercial | Turnover | Hospitals | FL Zone 2 | Per Unit | 92% | 24528 | 3504 | 21024 | 0.85714 | 3 | 3.1292 | 2.1764 | 10215 | https://searchvmware.techtarget.com/Virtualization-benefits-are-worth-the-extra-cost-over-physical-servers-alone | 0 | 0 | 27915 | 2 virtual shared servers - https://searchvmware.techtarget.com/Virtualization-benefits-are-worth-the-extra-cost-over-physical-servers-alone | 0 | 0 | 17700 | system |  | 17700
Equipment | Server Virtualization | 2 Virtual Host Server | 20 Single Application Server | Commercial | Turnover | Institutional | FL Zone 2 | Per Unit | 92% | 24528 | 3504 | 21024 | 0.85714 | 3 | 3.1292 | 2.1764 | 10215 | https://searchvmware.techtarget.com/Virtualization-benefits-are-worth-the-extra-cost-over-physical-servers-alone | 0 | 0 | 27915 | 2 virtual shared servers - https://searchvmware.techtarget.com/Virtualization-benefits-are-worth-the-extra-cost-over-physical-servers-alone | 0 | 0 | 17700 | system |  | 17700
Equipment | Server Virtualization | 2 Virtual Host Server | 20 Single Application Server | Commercial | Turnover | Lodging/Hospitality | FL Zone 2 | Per Unit | 37% | 24528 | 3504 | 21024 | 0.85714 | 3 | 3.1292 | 2.1764 | 10215 | https://searchvmware.techtarget.com/Virtualization-benefits-are-worth-the-extra-cost-over-physical-servers-alone | 0 | 0 | 27915 | 2 virtual shared servers - https://searchvmware.techtarget.com/Virtualization-benefits-are-worth-the-extra-cost-over-physical-servers-alone | 0 | 0 | 17700 | system |  | 17700
Equipment | Server Virtualization | 2 Virtual Host Server | 20 Single Application Server | Commercial | Turnover | Miscellaneous | FL Zone 2 | Per Unit | 39% | 24528 | 3504 | 21024 | 0.85714 | 3 | 3.1292 | 2.1764 | 10215 | https://searchvmware.techtarget.com/Virtualization-benefits-are-worth-the-extra-cost-over-physical-servers-alone | 0 | 0 | 27915 | 2 virtual shared servers - https://searchvmware.techtarget.com/Virtualization-benefits-are-worth-the-extra-cost-over-physical-servers-alone | 0 | 0 | 17700 | system |  | 17700
Equipment | Server Virtualization | 2 Virtual Host Server | 20 Single Application Server | Commercial | Turnover | Offices | FL Zone 2 | Per Unit | 37% | 24528 | 3504 | 21024 | 0.85714 | 3 | 3.1292 | 2.1764 | 10215 | https://searchvmware.techtarget.com/Virtualization-benefits-are-worth-the-extra-cost-over-physical-servers-alone | 0 | 0 | 27915 | 2 virtual shared servers - https://searchvmware.techtarget.com/Virtualization-benefits-are-worth-the-extra-cost-over-physical-servers-alone | 0 | 0 | 17700 | system |  | 17700
Equipment | Server Virtualization | 2 Virtual Host Server | 20 Single Application Server | Commercial | Turnover | Restaurants | FL Zone 2 | Per Unit | 0% | 24528 | 3504 | 21024 | 0.85714 | 3 | 3.1292 | 2.1764 | 10215 | https://searchvmware.techtarget.com/Virtualization-benefits-are-worth-the-extra-cost-over-physical-servers-alone | 0 | 0 | 27915 | 2 virtual shared servers - https://searchvmware.techtarget.com/Virtualization-benefits-are-worth-the-extra-cost-over-physical-servers-alone | 0 | 0 | 17700 | system |  | 17700
Equipment | Server Virtualization | 2 Virtual Host Server | 20 Single Application Server | Commercial | Turnover | Retail | FL Zone 2 | Per Unit | 37% | 24528 | 3504 | 21024 | 0.85714 | 3 | 3.1292 | 2.1764 | 10215 | https://searchvmware.techtarget.com/Virtualization-benefits-are-worth-the-extra-cost-over-physical-servers-alone | 0 | 0 | 27915 | 2 virtual shared servers - https://searchvmware.techtarget.com/Virtualization-benefits-are-worth-the-extra-cost-over-physical-servers-alone | 0 | 0 | 17700 | system |  | 17700
Equipment | Server Virtualization | 2 Virtual Host Server | 20 Single Application Server | Commercial | Turnover | Schools K-12 | FL Zone 2 | Per Unit | 92% | 24528 | 3504 | 21024 | 0.85714 | 3 | 3.1292 | 2.1764 | 10215 | https://searchvmware.techtarget.com/Virtualization-benefits-are-worth-the-extra-cost-over-physical-servers-alone | 0 | 0 | 27915 | 2 virtual shared servers - https://searchvmware.techtarget.com/Virtualization-benefits-are-worth-the-extra-cost-over-physical-servers-alone | 0 | 0 | 17700 | system |  | 17700
Equipment | Server Virtualization | 2 Virtual Host Server | 20 Single Application Server | Commercial | Turnover | Warehouse | FL Zone 2 | Per Unit | 0% | 24528 | 3504 | 21024 | 0.85714 | 3 | 3.1292 | 2.1764 | 10215 | https://searchvmware.techtarget.com/Virtualization-benefits-are-worth-the-extra-cost-over-physical-servers-alone | 0 | 0 | 27915 | 2 virtual shared servers - https://searchvmware.techtarget.com/Virtualization-benefits-are-worth-the-extra-cost-over-physical-servers-alone | 0 | 0 | 17700 | system |  | 17700
Equipment | Server Virtualization | 2 Virtual Host Server | 20 Single Application Server | Commercial | New | Assembly | FL Zone 2 | Per Unit | 0% | 24528 | 3504 | 21024 | 0.85714 | 3 | 3.1292 | 2.1764 | 10215 | https://searchvmware.techtarget.com/Virtualization-benefits-are-worth-the-extra-cost-over-physical-servers-alone | 0 | 0 | 27915 | 2 virtual shared servers - https://searchvmware.techtarget.com/Virtualization-benefits-are-worth-the-extra-cost-over-physical-servers-alone | 0 | 0 | 17700 | system |  | 17700
Equipment | Server Virtualization | 2 Virtual Host Server | 20 Single Application Server | Commercial | New | College and University | FL Zone 2 | Per Unit | 92% | 24528 | 3504 | 21024 | 0.85714 | 3 | 3.1292 | 2.1764 | 10215 | https://searchvmware.techtarget.com/Virtualization-benefits-are-worth-the-extra-cost-over-physical-servers-alone | 0 | 0 | 27915 | 2 virtual shared servers - https://searchvmware.techtarget.com/Virtualization-benefits-are-worth-the-extra-cost-over-physical-servers-alone | 0 | 0 | 17700 | system |  | 17700
Equipment | Server Virtualization | 2 Virtual Host Server | 20 Single Application Server | Commercial | New | Grocery | FL Zone 2 | Per Unit | 0% | 24528 | 3504 | 21024 | 0.85714 | 3 | 3.1292 | 2.1764 | 10215 | https://searchvmware.techtarget.com/Virtualization-benefits-are-worth-the-extra-cost-over-physical-servers-alone | 0 | 0 | 27915 | 2 virtual shared servers - https://searchvmware.techtarget.com/Virtualization-benefits-are-worth-the-extra-cost-over-physical-servers-alone | 0 | 0 | 17700 | system |  | 17700
Equipment | Server Virtualization | 2 Virtual Host Server | 20 Single Application Server | Commercial | New | Healthcare | FL Zone 2 | Per Unit | 39% | 24528 | 3504 | 21024 | 0.85714 | 3 | 3.1292 | 2.1764 | 10215 | https://searchvmware.techtarget.com/Virtualization-benefits-are-worth-the-extra-cost-over-physical-servers-alone | 0 | 0 | 27915 | 2 virtual shared servers - https://searchvmware.techtarget.com/Virtualization-benefits-are-worth-the-extra-cost-over-physical-servers-alone | 0 | 0 | 17700 | system |  | 17700
Equipment | Server Virtualization | 2 Virtual Host Server | 20 Single Application Server | Commercial | New | Hospitals | FL Zone 2 | Per Unit | 92% | 24528 | 3504 | 21024 | 0.85714 | 3 | 3.1292 | 2.1764 | 10215 | https://searchvmware.techtarget.com/Virtualization-benefits-are-worth-the-extra-cost-over-physical-servers-alone | 0 | 0 | 27915 | 2 virtual shared servers - https://searchvmware.techtarget.com/Virtualization-benefits-are-worth-the-extra-cost-over-physical-servers-alone | 0 | 0 | 17700 | system |  | 17700
Equipment | Server Virtualization | 2 Virtual Host Server | 20 Single Application Server | Commercial | New | Institutional | FL Zone 2 | Per Unit | 92% | 24528 | 3504 | 21024 | 0.85714 | 3 | 3.1292 | 2.1764 | 10215 | https://searchvmware.techtarget.com/Virtualization-benefits-are-worth-the-extra-cost-over-physical-servers-alone | 0 | 0 | 27915 | 2 virtual shared servers - https://searchvmware.techtarget.com/Virtualization-benefits-are-worth-the-extra-cost-over-physical-servers-alone | 0 | 0 | 17700 | system |  | 17700
Equipment | Server Virtualization | 2 Virtual Host Server | 20 Single Application Server | Commercial | New | Lodging/Hospitality | FL Zone 2 | Per Unit | 39% | 24528 | 3504 | 21024 | 0.85714 | 3 | 3.1292 | 2.1764 | 10215 | https://searchvmware.techtarget.com/Virtualization-benefits-are-worth-the-extra-cost-over-physical-servers-alone | 0 | 0 | 27915 | 2 virtual shared servers - https://searchvmware.techtarget.com/Virtualization-benefits-are-worth-the-extra-cost-over-physical-servers-alone | 0 | 0 | 17700 | system |  | 17700
Equipment | Server Virtualization | 2 Virtual Host Server | 20 Single Application Server | Commercial | New | Miscellaneous | FL Zone 2 | Per Unit | 39% | 24528 | 3504 | 21024 | 0.85714 | 3 | 3.1292 | 2.1764 | 10215 | https://searchvmware.techtarget.com/Virtualization-benefits-are-worth-the-extra-cost-over-physical-servers-alone | 0 | 0 | 27915 | 2 virtual shared servers - https://searchvmware.techtarget.com/Virtualization-benefits-are-worth-the-extra-cost-over-physical-servers-alone | 0 | 0 | 17700 | system |  | 17700
Equipment | Server Virtualization | 2 Virtual Host Server | 20 Single Application Server | Commercial | New | Offices | FL Zone 2 | Per Unit | 39% | 24528 | 3504 | 21024 | 0.85714 | 3 | 3.1292 | 2.1764 | 10215 | https://searchvmware.techtarget.com/Virtualization-benefits-are-worth-the-extra-cost-over-physical-servers-alone | 0 | 0 | 27915 | 2 virtual shared servers - https://searchvmware.techtarget.com/Virtualization-benefits-are-worth-the-extra-cost-over-physical-servers-alone | 0 | 0 | 17700 | system |  | 17700
Equipment | Server Virtualization | 2 Virtual Host Server | 20 Single Application Server | Commercial | New | Restaurants | FL Zone 2 | Per Unit | 0% | 24528 | 3504 | 21024 | 0.85714 | 3 | 3.1292 | 2.1764 | 10215 | https://searchvmware.techtarget.com/Virtualization-benefits-are-worth-the-extra-cost-over-physical-servers-alone | 0 | 0 | 27915 | 2 virtual shared servers - https://searchvmware.techtarget.com/Virtualization-benefits-are-worth-the-extra-cost-over-physical-servers-alone | 0 | 0 | 17700 | system |  | 17700
Equipment | Server Virtualization | 2 Virtual Host Server | 20 Single Application Server | Commercial | New | Retail | FL Zone 2 | Per Unit | 39% | 24528 | 3504 | 21024 | 0.85714 | 3 | 3.1292 | 2.1764 | 10215 | https://searchvmware.techtarget.com/Virtualization-benefits-are-worth-the-extra-cost-over-physical-servers-alone | 0 | 0 | 27915 | 2 virtual shared servers - https://searchvmware.techtarget.com/Virtualization-benefits-are-worth-the-extra-cost-over-physical-servers-alone | 0 | 0 | 17700 | system |  | 17700
Equipment | Server Virtualization | 2 Virtual Host Server | 20 Single Application Server | Commercial | New | Schools K-12 | FL Zone 2 | Per Unit | 92% | 24528 | 3504 | 21024 | 0.85714 | 3 | 3.1292 | 2.1764 | 10215 | https://searchvmware.techtarget.com/Virtualization-benefits-are-worth-the-extra-cost-over-physical-servers-alone | 0 | 0 | 27915 | 2 virtual shared servers - https://searchvmware.techtarget.com/Virtualization-benefits-are-worth-the-extra-cost-over-physical-servers-alone | 0 | 0 | 17700 | system |  | 17700
Equipment | Server Virtualization | 2 Virtual Host Server | 20 Single Application Server | Commercial | New | Warehouse | FL Zone 2 | Per Unit | 0% | 24528 | 3504 | 21024 | 0.85714 | 3 | 3.1292 | 2.1764 | 10215 | https://searchvmware.techtarget.com/Virtualization-benefits-are-worth-the-extra-cost-over-physical-servers-alone | 0 | 0 | 27915 | 2 virtual shared servers - https://searchvmware.techtarget.com/Virtualization-benefits-are-worth-the-extra-cost-over-physical-servers-alone | 0 | 0 | 17700 | system |  | 17700
Equipment | Energy Star Commercial Glass Door Freezer | One Glass Door Freezer meeting ENERGY STAR® 3.0 Standards | One Glass Door Freezer meeting Federal Standards | Commercial | Turnover | Assembly | FL Zone 2 | Per Unit | 0% | 10820.55 | 6430.57 | 4389.982 | 0.40571 | 12 | 0.64112 | 0.22051 | 0 | Reference source included incremental cost only | 0 | 0 | 166 | Illinois 2018 Statewide TRM, Section 4.2.2 | 0 | 0 | 166 | freezer |  | 166
Equipment | Energy Star Commercial Glass Door Freezer | One Glass Door Freezer meeting ENERGY STAR® 3.0 Standards | One Glass Door Freezer meeting Federal Standards | Commercial | Turnover | College and University | FL Zone 2 | Per Unit | 0% | 10820.55 | 6430.57 | 4389.982 | 0.40571 | 12 | 0.56918 | 0.47676 | 0 | Reference source included incremental cost only | 0 | 0 | 166 | Illinois 2018 Statewide TRM, Section 4.2.2 | 0 | 0 | 166 | freezer |  | 166
Equipment | Energy Star Commercial Glass Door Freezer | One Glass Door Freezer meeting ENERGY STAR® 3.0 Standards | One Glass Door Freezer meeting Federal Standards | Commercial | Turnover | Grocery | FL Zone 2 | Per Unit | 33% | 10820.55 | 6430.57 | 4389.982 | 0.40571 | 12 | 0.64112 | 0.22051 | 0 | Reference source included incremental cost only | 0 | 0 | 166 | Illinois 2018 Statewide TRM, Section 4.2.2 | 0 | 0 | 166 | freezer |  | 166
Equipment | Energy Star Commercial Glass Door Freezer | One Glass Door Freezer meeting ENERGY STAR® 3.0 Standards | One Glass Door Freezer meeting Federal Standards | Commercial | Turnover | Healthcare | FL Zone 2 | Per Unit | 0% | 10820.55 | 6430.57 | 4389.982 | 0.40571 | 12 | 0.56918 | 0.47676 | 0 | Reference source included incremental cost only | 0 | 0 | 166 | Illinois 2018 Statewide TRM, Section 4.2.2 | 0 | 0 | 166 | freezer |  | 166
Equipment | Energy Star Commercial Glass Door Freezer | One Glass Door Freezer meeting ENERGY STAR® 3.0 Standards | One Glass Door Freezer meeting Federal Standards | Commercial | Turnover | Hospitals | FL Zone 2 | Per Unit | 0% | 10820.55 | 6430.57 | 4389.982 | 0.40571 | 12 | 0.56918 | 0.47676 | 0 | Reference source included incremental cost only | 0 | 0 | 166 | Illinois 2018 Statewide TRM, Section 4.2.2 | 0 | 0 | 166 | freezer |  | 166
Equipment | Energy Star Commercial Glass Door Freezer | One Glass Door Freezer meeting ENERGY STAR® 3.0 Standards | One Glass Door Freezer meeting Federal Standards | Commercial | Turnover | Institutional | FL Zone 2 | Per Unit | 0% | 10820.55 | 6430.57 | 4389.982 | 0.40571 | 12 | 0.64112 | 0.22051 | 0 | Reference source included incremental cost only | 0 | 0 | 166 | Illinois 2018 Statewide TRM, Section 4.2.2 | 0 | 0 | 166 | freezer |  | 166
Equipment | Energy Star Commercial Glass Door Freezer | One Glass Door Freezer meeting ENERGY STAR® 3.0 Standards | One Glass Door Freezer meeting Federal Standards | Commercial | Turnover | Lodging/Hospitality | FL Zone 2 | Per Unit | 0% | 10820.55 | 6430.57 | 4389.982 | 0.40571 | 12 | 0.56918 | 0.47676 | 0 | Reference source included incremental cost only | 0 | 0 | 166 | Illinois 2018 Statewide TRM, Section 4.2.2 | 0 | 0 | 166 | freezer |  | 166
Equipment | Energy Star Commercial Glass Door Freezer | One Glass Door Freezer meeting ENERGY STAR® 3.0 Standards | One Glass Door Freezer meeting Federal Standards | Commercial | Turnover | Miscellaneous | FL Zone 2 | Per Unit | 0% | 10820.55 | 6430.57 | 4389.982 | 0.40571 | 12 | 0.64112 | 0.22051 | 0 | Reference source included incremental cost only | 0 | 0 | 166 | Illinois 2018 Statewide TRM, Section 4.2.2 | 0 | 0 | 166 | freezer |  | 166
Equipment | Energy Star Commercial Glass Door Freezer | One Glass Door Freezer meeting ENERGY STAR® 3.0 Standards | One Glass Door Freezer meeting Federal Standards | Commercial | Turnover | Offices | FL Zone 2 | Per Unit | 0% | 10820.55 | 6430.57 | 4389.982 | 0.40571 | 12 | 0.64112 | 0.22051 | 0 | Reference source included incremental cost only | 0 | 0 | 166 | Illinois 2018 Statewide TRM, Section 4.2.2 | 0 | 0 | 166 | freezer |  | 166
Equipment | Energy Star Commercial Glass Door Freezer | One Glass Door Freezer meeting ENERGY STAR® 3.0 Standards | One Glass Door Freezer meeting Federal Standards | Commercial | Turnover | Restaurants | FL Zone 2 | Per Unit | 0% | 10820.55 | 6430.57 | 4389.982 | 0.40571 | 12 | 0.56918 | 0.47676 | 0 | Reference source included incremental cost only | 0 | 0 | 166 | Illinois 2018 Statewide TRM, Section 4.2.2 | 0 | 0 | 166 | freezer |  | 166
Equipment | Energy Star Commercial Glass Door Freezer | One Glass Door Freezer meeting ENERGY STAR® 3.0 Standards | One Glass Door Freezer meeting Federal Standards | Commercial | Turnover | Retail | FL Zone 2 | Per Unit | 33% | 10820.55 | 6430.57 | 4389.982 | 0.40571 | 12 | 0.64112 | 0.22051 | 0 | Reference source included incremental cost only | 0 | 0 | 166 | Illinois 2018 Statewide TRM, Section 4.2.2 | 0 | 0 | 166 | freezer |  | 166
Equipment | Energy Star Commercial Glass Door Freezer | One Glass Door Freezer meeting ENERGY STAR® 3.0 Standards | One Glass Door Freezer meeting Federal Standards | Commercial | Turnover | Schools K-12 | FL Zone 2 | Per Unit | 0% | 10820.55 | 6430.57 | 4389.982 | 0.40571 | 12 | 0.56918 | 0.47676 | 0 | Reference source included incremental cost only | 0 | 0 | 166 | Illinois 2018 Statewide TRM, Section 4.2.2 | 0 | 0 | 166 | freezer |  | 166
Equipment | Energy Star Commercial Glass Door Freezer | One Glass Door Freezer meeting ENERGY STAR® 3.0 Standards | One Glass Door Freezer meeting Federal Standards | Commercial | Turnover | Warehouse | FL Zone 2 | Per Unit | 0% | 10820.55 | 6430.57 | 4389.982 | 0.40571 | 12 | 0.64112 | 0.22051 | 0 | Reference source included incremental cost only | 0 | 0 | 166 | Illinois 2018 Statewide TRM, Section 4.2.2 | 0 | 0 | 166 | freezer |  | 166
Equipment | Energy Star Commercial Glass Door Freezer | One Glass Door Freezer meeting ENERGY STAR® 3.0 Standards | One Glass Door Freezer meeting Federal Standards | Commercial | New | Assembly | FL Zone 2 | Per Unit | 0% | 10820.55 | 6430.57 | 4389.982 | 0.40571 | 12 | 0.64112 | 0.22051 | 0 | Reference source included incremental cost only | 0 | 0 | 166 | Illinois 2018 Statewide TRM, Section 4.2.2 | 0 | 0 | 166 | freezer |  | 166
Equipment | Energy Star Commercial Glass Door Freezer | One Glass Door Freezer meeting ENERGY STAR® 3.0 Standards | One Glass Door Freezer meeting Federal Standards | Commercial | New | College and University | FL Zone 2 | Per Unit | 0% | 10820.55 | 6430.57 | 4389.982 | 0.40571 | 12 | 0.56918 | 0.47676 | 0 | Reference source included incremental cost only | 0 | 0 | 166 | Illinois 2018 Statewide TRM, Section 4.2.2 | 0 | 0 | 166 | freezer |  | 166
Equipment | Energy Star Commercial Glass Door Freezer | One Glass Door Freezer meeting ENERGY STAR® 3.0 Standards | One Glass Door Freezer meeting Federal Standards | Commercial | New | Grocery | FL Zone 2 | Per Unit | 0% | 10820.55 | 6430.57 | 4389.982 | 0.40571 | 12 | 0.64112 | 0.22051 | 0 | Reference source included incremental cost only | 0 | 0 | 166 | Illinois 2018 Statewide TRM, Section 4.2.2 | 0 | 0 | 166 | freezer |  | 166
Equipment | Energy Star Commercial Glass Door Freezer | One Glass Door Freezer meeting ENERGY STAR® 3.0 Standards | One Glass Door Freezer meeting Federal Standards | Commercial | New | Healthcare | FL Zone 2 | Per Unit | 0% | 10820.55 | 6430.57 | 4389.982 | 0.40571 | 12 | 0.56918 | 0.47676 | 0 | Reference source included incremental cost only | 0 | 0 | 166 | Illinois 2018 Statewide TRM, Section 4.2.2 | 0 | 0 | 166 | freezer |  | 166
Equipment | Energy Star Commercial Glass Door Freezer | One Glass Door Freezer meeting ENERGY STAR® 3.0 Standards | One Glass Door Freezer meeting Federal Standards | Commercial | New | Hospitals | FL Zone 2 | Per Unit | 0% | 10820.55 | 6430.57 | 4389.982 | 0.40571 | 12 | 0.56918 | 0.47676 | 0 | Reference source included incremental cost only | 0 | 0 | 166 | Illinois 2018 Statewide TRM, Section 4.2.2 | 0 | 0 | 166 | freezer |  | 166
Equipment | Energy Star Commercial Glass Door Freezer | One Glass Door Freezer meeting ENERGY STAR® 3.0 Standards | One Glass Door Freezer meeting Federal Standards | Commercial | New | Institutional | FL Zone 2 | Per Unit | 0% | 10820.55 | 6430.57 | 4389.982 | 0.40571 | 12 | 0.64112 | 0.22051 | 0 | Reference source included incremental cost only | 0 | 0 | 166 | Illinois 2018 Statewide TRM, Section 4.2.2 | 0 | 0 | 166 | freezer |  | 166
Equipment | Energy Star Commercial Glass Door Freezer | One Glass Door Freezer meeting ENERGY STAR® 3.0 Standards | One Glass Door Freezer meeting Federal Standards | Commercial | New | Lodging/Hospitality | FL Zone 2 | Per Unit | 0% | 10820.55 | 6430.57 | 4389.982 | 0.40571 | 12 | 0.56918 | 0.47676 | 0 | Reference source included incremental cost only | 0 | 0 | 166 | Illinois 2018 Statewide TRM, Section 4.2.2 | 0 | 0 | 166 | freezer |  | 166
Equipment | Energy Star Commercial Glass Door Freezer | One Glass Door Freezer meeting ENERGY STAR® 3.0 Standards | One Glass Door Freezer meeting Federal Standards | Commercial | New | Miscellaneous | FL Zone 2 | Per Unit | 0% | 10820.55 | 6430.57 | 4389.982 | 0.40571 | 12 | 0.64112 | 0.22051 | 0 | Reference source included incremental cost only | 0 | 0 | 166 | Illinois 2018 Statewide TRM, Section 4.2.2 | 0 | 0 | 166 | freezer |  | 166
Equipment | Energy Star Commercial Glass Door Freezer | One Glass Door Freezer meeting ENERGY STAR® 3.0 Standards | One Glass Door Freezer meeting Federal Standards | Commercial | New | Offices | FL Zone 2 | Per Unit | 0% | 10820.55 | 6430.57 | 4389.982 | 0.40571 | 12 | 0.64112 | 0.22051 | 0 | Reference source included incremental cost only | 0 | 0 | 166 | Illinois 2018 Statewide TRM, Section 4.2.2 | 0 | 0 | 166 | freezer |  | 166
Equipment | Energy Star Commercial Glass Door Freezer | One Glass Door Freezer meeting ENERGY STAR® 3.0 Standards | One Glass Door Freezer meeting Federal Standards | Commercial | New | Restaurants | FL Zone 2 | Per Unit | 0% | 10820.55 | 6430.57 | 4389.982 | 0.40571 | 12 | 0.56918 | 0.47676 | 0 | Reference source included incremental cost only | 0 | 0 | 166 | Illinois 2018 Statewide TRM, Section 4.2.2 | 0 | 0 | 166 | freezer |  | 166
Equipment | Energy Star Commercial Glass Door Freezer | One Glass Door Freezer meeting ENERGY STAR® 3.0 Standards | One Glass Door Freezer meeting Federal Standards | Commercial | New | Retail | FL Zone 2 | Per Unit | 0% | 10820.55 | 6430.57 | 4389.982 | 0.40571 | 12 | 0.64112 | 0.22051 | 0 | Reference source included incremental cost only | 0 | 0 | 166 | Illinois 2018 Statewide TRM, Section 4.2.2 | 0 | 0 | 166 | freezer |  | 166
Equipment | Energy Star Commercial Glass Door Freezer | One Glass Door Freezer meeting ENERGY STAR® 3.0 Standards | One Glass Door Freezer meeting Federal Standards | Commercial | New | Schools K-12 | FL Zone 2 | Per Unit | 0% | 10820.55 | 6430.57 | 4389.982 | 0.40571 | 12 | 0.56918 | 0.47676 | 0 | Reference source included incremental cost only | 0 | 0 | 166 | Illinois 2018 Statewide TRM, Section 4.2.2 | 0 | 0 | 166 | freezer |  | 166
Equipment | Energy Star Commercial Glass Door Freezer | One Glass Door Freezer meeting ENERGY STAR® 3.0 Standards | One Glass Door Freezer meeting Federal Standards | Commercial | New | Warehouse | FL Zone 2 | Per Unit | 0% | 10820.55 | 6430.57 | 4389.982 | 0.40571 | 12 | 0.64112 | 0.22051 | 0 | Reference source included incremental cost only | 0 | 0 | 166 | Illinois 2018 Statewide TRM, Section 4.2.2 | 0 | 0 | 166 | freezer |  | 166
Equipment | Energy Star Commercial Glass Door Refrigerator | One Glass Door Refrigerator meeting ENERGY STAR® 3.0 Standards | One Glass Door Refrigerator meeting Federal Standards | Commercial | Turnover | Assembly | FL Zone 2 | Per Unit | 0% | 2436.183 | 1513.316 | 922.8665 | 0.37882 | 12 | 0.13478 | 0.046356 | 0 | Reference source included incremental cost only | 0 | 0 | 164 | Illinois 2018 Statewide TRM, Section 4.2.2 | 0 | 0 | 164 | refrigerator |  | 164
Equipment | Energy Star Commercial Glass Door Refrigerator | One Glass Door Refrigerator meeting ENERGY STAR® 3.0 Standards | One Glass Door Refrigerator meeting Federal Standards | Commercial | Turnover | College and University | FL Zone 2 | Per Unit | 0% | 2436.183 | 1513.316 | 922.8665 | 0.37882 | 12 | 0.11965 | 0.10023 | 0 | Reference source included incremental cost only | 0 | 0 | 164 | Illinois 2018 Statewide TRM, Section 4.2.2 | 0 | 0 | 164 | refrigerator |  | 164
Equipment | Energy Star Commercial Glass Door Refrigerator | One Glass Door Refrigerator meeting ENERGY STAR® 3.0 Standards | One Glass Door Refrigerator meeting Federal Standards | Commercial | Turnover | Grocery | FL Zone 2 | Per Unit | 33% | 2436.183 | 1513.316 | 922.8665 | 0.37882 | 12 | 0.13478 | 0.046356 | 0 | Reference source included incremental cost only | 0 | 0 | 164 | Illinois 2018 Statewide TRM, Section 4.2.2 | 0 | 0 | 164 | refrigerator |  | 164
Equipment | Energy Star Commercial Glass Door Refrigerator | One Glass Door Refrigerator meeting ENERGY STAR® 3.0 Standards | One Glass Door Refrigerator meeting Federal Standards | Commercial | Turnover | Healthcare | FL Zone 2 | Per Unit | 0% | 2436.183 | 1513.316 | 922.8665 | 0.37882 | 12 | 0.11965 | 0.10023 | 0 | Reference source included incremental cost only | 0 | 0 | 164 | Illinois 2018 Statewide TRM, Section 4.2.2 | 0 | 0 | 164 | refrigerator |  | 164
Equipment | Energy Star Commercial Glass Door Refrigerator | One Glass Door Refrigerator meeting ENERGY STAR® 3.0 Standards | One Glass Door Refrigerator meeting Federal Standards | Commercial | Turnover | Hospitals | FL Zone 2 | Per Unit | 0% | 2436.183 | 1513.316 | 922.8665 | 0.37882 | 12 | 0.11965 | 0.10023 | 0 | Reference source included incremental cost only | 0 | 0 | 164 | Illinois 2018 Statewide TRM, Section 4.2.2 | 0 | 0 | 164 | refrigerator |  | 164
Equipment | Energy Star Commercial Glass Door Refrigerator | One Glass Door Refrigerator meeting ENERGY STAR® 3.0 Standards | One Glass Door Refrigerator meeting Federal Standards | Commercial | Turnover | Institutional | FL Zone 2 | Per Unit | 0% | 2436.183 | 1513.316 | 922.8665 | 0.37882 | 12 | 0.13478 | 0.046356 | 0 | Reference source included incremental cost only | 0 | 0 | 164 | Illinois 2018 Statewide TRM, Section 4.2.2 | 0 | 0 | 164 | refrigerator |  | 164
Equipment | Energy Star Commercial Glass Door Refrigerator | One Glass Door Refrigerator meeting ENERGY STAR® 3.0 Standards | One Glass Door Refrigerator meeting Federal Standards | Commercial | Turnover | Lodging/Hospitality | FL Zone 2 | Per Unit | 0% | 2436.183 | 1513.316 | 922.8665 | 0.37882 | 12 | 0.11965 | 0.10023 | 0 | Reference source included incremental cost only | 0 | 0 | 164 | Illinois 2018 Statewide TRM, Section 4.2.2 | 0 | 0 | 164 | refrigerator |  | 164
Equipment | Energy Star Commercial Glass Door Refrigerator | One Glass Door Refrigerator meeting ENERGY STAR® 3.0 Standards | One Glass Door Refrigerator meeting Federal Standards | Commercial | Turnover | Miscellaneous | FL Zone 2 | Per Unit | 0% | 2436.183 | 1513.316 | 922.8665 | 0.37882 | 12 | 0.13478 | 0.046356 | 0 | Reference source included incremental cost only | 0 | 0 | 164 | Illinois 2018 Statewide TRM, Section 4.2.2 | 0 | 0 | 164 | refrigerator |  | 164
Equipment | Energy Star Commercial Glass Door Refrigerator | One Glass Door Refrigerator meeting ENERGY STAR® 3.0 Standards | One Glass Door Refrigerator meeting Federal Standards | Commercial | Turnover | Offices | FL Zone 2 | Per Unit | 0% | 2436.183 | 1513.316 | 922.8665 | 0.37882 | 12 | 0.13478 | 0.046356 | 0 | Reference source included incremental cost only | 0 | 0 | 164 | Illinois 2018 Statewide TRM, Section 4.2.2 | 0 | 0 | 164 | refrigerator |  | 164
Equipment | Energy Star Commercial Glass Door Refrigerator | One Glass Door Refrigerator meeting ENERGY STAR® 3.0 Standards | One Glass Door Refrigerator meeting Federal Standards | Commercial | Turnover | Restaurants | FL Zone 2 | Per Unit | 0% | 2436.183 | 1513.316 | 922.8665 | 0.37882 | 12 | 0.11965 | 0.10023 | 0 | Reference source included incremental cost only | 0 | 0 | 164 | Illinois 2018 Statewide TRM, Section 4.2.2 | 0 | 0 | 164 | refrigerator |  | 164
Equipment | Energy Star Commercial Glass Door Refrigerator | One Glass Door Refrigerator meeting ENERGY STAR® 3.0 Standards | One Glass Door Refrigerator meeting Federal Standards | Commercial | Turnover | Retail | FL Zone 2 | Per Unit | 33% | 2436.183 | 1513.316 | 922.8665 | 0.37882 | 12 | 0.13478 | 0.046356 | 0 | Reference source included incremental cost only | 0 | 0 | 164 | Illinois 2018 Statewide TRM, Section 4.2.2 | 0 | 0 | 164 | refrigerator |  | 164
Equipment | Energy Star Commercial Glass Door Refrigerator | One Glass Door Refrigerator meeting ENERGY STAR® 3.0 Standards | One Glass Door Refrigerator meeting Federal Standards | Commercial | Turnover | Schools K-12 | FL Zone 2 | Per Unit | 0% | 2436.183 | 1513.316 | 922.8665 | 0.37882 | 12 | 0.11965 | 0.10023 | 0 | Reference source included incremental cost only | 0 | 0 | 164 | Illinois 2018 Statewide TRM, Section 4.2.2 | 0 | 0 | 164 | refrigerator |  | 164
Equipment | Energy Star Commercial Glass Door Refrigerator | One Glass Door Refrigerator meeting ENERGY STAR® 3.0 Standards | One Glass Door Refrigerator meeting Federal Standards | Commercial | Turnover | Warehouse | FL Zone 2 | Per Unit | 0% | 2436.183 | 1513.316 | 922.8665 | 0.37882 | 12 | 0.13478 | 0.046356 | 0 | Reference source included incremental cost only | 0 | 0 | 164 | Illinois 2018 Statewide TRM, Section 4.2.2 | 0 | 0 | 164 | refrigerator |  | 164
Equipment | Energy Star Commercial Glass Door Refrigerator | One Glass Door Refrigerator meeting ENERGY STAR® 3.0 Standards | One Glass Door Refrigerator meeting Federal Standards | Commercial | New | Assembly | FL Zone 2 | Per Unit | 0% | 2436.183 | 1513.316 | 922.8665 | 0.37882 | 12 | 0.13478 | 0.046356 | 0 | Reference source included incremental cost only | 0 | 0 | 164 | Illinois 2018 Statewide TRM, Section 4.2.2 | 0 | 0 | 164 | refrigerator |  | 164
Equipment | Energy Star Commercial Glass Door Refrigerator | One Glass Door Refrigerator meeting ENERGY STAR® 3.0 Standards | One Glass Door Refrigerator meeting Federal Standards | Commercial | New | College and University | FL Zone 2 | Per Unit | 0% | 2436.183 | 1513.316 | 922.8665 | 0.37882 | 12 | 0.11965 | 0.10023 | 0 | Reference source included incremental cost only | 0 | 0 | 164 | Illinois 2018 Statewide TRM, Section 4.2.2 | 0 | 0 | 164 | refrigerator |  | 164
Equipment | Energy Star Commercial Glass Door Refrigerator | One Glass Door Refrigerator meeting ENERGY STAR® 3.0 Standards | One Glass Door Refrigerator meeting Federal Standards | Commercial | New | Grocery | FL Zone 2 | Per Unit | 0% | 2436.183 | 1513.316 | 922.8665 | 0.37882 | 12 | 0.13478 | 0.046356 | 0 | Reference source included incremental cost only | 0 | 0 | 164 | Illinois 2018 Statewide TRM, Section 4.2.2 | 0 | 0 | 164 | refrigerator |  | 164
Equipment | Energy Star Commercial Glass Door Refrigerator | One Glass Door Refrigerator meeting ENERGY STAR® 3.0 Standards | One Glass Door Refrigerator meeting Federal Standards | Commercial | New | Healthcare | FL Zone 2 | Per Unit | 0% | 2436.183 | 1513.316 | 922.8665 | 0.37882 | 12 | 0.11965 | 0.10023 | 0 | Reference source included incremental cost only | 0 | 0 | 164 | Illinois 2018 Statewide TRM, Section 4.2.2 | 0 | 0 | 164 | refrigerator |  | 164
Equipment | Energy Star Commercial Glass Door Refrigerator | One Glass Door Refrigerator meeting ENERGY STAR® 3.0 Standards | One Glass Door Refrigerator meeting Federal Standards | Commercial | New | Hospitals | FL Zone 2 | Per Unit | 0% | 2436.183 | 1513.316 | 922.8665 | 0.37882 | 12 | 0.11965 | 0.10023 | 0 | Reference source included incremental cost only | 0 | 0 | 164 | Illinois 2018 Statewide TRM, Section 4.2.2 | 0 | 0 | 164 | refrigerator |  | 164
Equipment | Energy Star Commercial Glass Door Refrigerator | One Glass Door Refrigerator meeting ENERGY STAR® 3.0 Standards | One Glass Door Refrigerator meeting Federal Standards | Commercial | New | Institutional | FL Zone 2 | Per Unit | 0% | 2436.183 | 1513.316 | 922.8665 | 0.37882 | 12 | 0.13478 | 0.046356 | 0 | Reference source included incremental cost only | 0 | 0 | 164 | Illinois 2018 Statewide TRM, Section 4.2.2 | 0 | 0 | 164 | refrigerator |  | 164
Equipment | Energy Star Commercial Glass Door Refrigerator | One Glass Door Refrigerator meeting ENERGY STAR® 3.0 Standards | One Glass Door Refrigerator meeting Federal Standards | Commercial | New | Lodging/Hospitality | FL Zone 2 | Per Unit | 0% | 2436.183 | 1513.316 | 922.8665 | 0.37882 | 12 | 0.11965 | 0.10023 | 0 | Reference source included incremental cost only | 0 | 0 | 164 | Illinois 2018 Statewide TRM, Section 4.2.2 | 0 | 0 | 164 | refrigerator |  | 164
Equipment | Energy Star Commercial Glass Door Refrigerator | One Glass Door Refrigerator meeting ENERGY STAR® 3.0 Standards | One Glass Door Refrigerator meeting Federal Standards | Commercial | New | Miscellaneous | FL Zone 2 | Per Unit | 0% | 2436.183 | 1513.316 | 922.8665 | 0.37882 | 12 | 0.13478 | 0.046356 | 0 | Reference source included incremental cost only | 0 | 0 | 164 | Illinois 2018 Statewide TRM, Section 4.2.2 | 0 | 0 | 164 | refrigerator |  | 164
Equipment | Energy Star Commercial Glass Door Refrigerator | One Glass Door Refrigerator meeting ENERGY STAR® 3.0 Standards | One Glass Door Refrigerator meeting Federal Standards | Commercial | New | Offices | FL Zone 2 | Per Unit | 0% | 2436.183 | 1513.316 | 922.8665 | 0.37882 | 12 | 0.13478 | 0.046356 | 0 | Reference source included incremental cost only | 0 | 0 | 164 | Illinois 2018 Statewide TRM, Section 4.2.2 | 0 | 0 | 164 | refrigerator |  | 164
Equipment | Energy Star Commercial Glass Door Refrigerator | One Glass Door Refrigerator meeting ENERGY STAR® 3.0 Standards | One Glass Door Refrigerator meeting Federal Standards | Commercial | New | Restaurants | FL Zone 2 | Per Unit | 0% | 2436.183 | 1513.316 | 922.8665 | 0.37882 | 12 | 0.11965 | 0.10023 | 0 | Reference source included incremental cost only | 0 | 0 | 164 | Illinois 2018 Statewide TRM, Section 4.2.2 | 0 | 0 | 164 | refrigerator |  | 164
Equipment | Energy Star Commercial Glass Door Refrigerator | One Glass Door Refrigerator meeting ENERGY STAR® 3.0 Standards | One Glass Door Refrigerator meeting Federal Standards | Commercial | New | Retail | FL Zone 2 | Per Unit | 0% | 2436.183 | 1513.316 | 922.8665 | 0.37882 | 12 | 0.13478 | 0.046356 | 0 | Reference source included incremental cost only | 0 | 0 | 164 | Illinois 2018 Statewide TRM, Section 4.2.2 | 0 | 0 | 164 | refrigerator |  | 164
Equipment | Energy Star Commercial Glass Door Refrigerator | One Glass Door Refrigerator meeting ENERGY STAR® 3.0 Standards | One Glass Door Refrigerator meeting Federal Standards | Commercial | New | Schools K-12 | FL Zone 2 | Per Unit | 0% | 2436.183 | 1513.316 | 922.8665 | 0.37882 | 12 | 0.11965 | 0.10023 | 0 | Reference source included incremental cost only | 0 | 0 | 164 | Illinois 2018 Statewide TRM, Section 4.2.2 | 0 | 0 | 164 | refrigerator |  | 164
Equipment | Energy Star Commercial Glass Door Refrigerator | One Glass Door Refrigerator meeting ENERGY STAR® 3.0 Standards | One Glass Door Refrigerator meeting Federal Standards | Commercial | New | Warehouse | FL Zone 2 | Per Unit | 0% | 2436.183 | 1513.316 | 922.8665 | 0.37882 | 12 | 0.13478 | 0.046356 | 0 | Reference source included incremental cost only | 0 | 0 | 164 | Illinois 2018 Statewide TRM, Section 4.2.2 | 0 | 0 | 164 | refrigerator |  | 164
Equipment | Energy Star Commercial Solid Door Freezer | One Solid Door Freezer meeting ENERGY STAR® 3.0 Standards | One Solid Door Freezer meeting Federal Standards | Commercial | Turnover | Assembly | FL Zone 2 | Per Unit | 0% | 6015.147 | 3482.1 | 2533.047 | 0.42111 | 12 | 0.37834 | 0.16907 | 0 | Reference source included incremental cost only | 0 | 0 | 166 | Illinois 2018 Statewide TRM, Section 4.2.2 | 0 | 0 | 166 | freezer |  | 166
Equipment | Energy Star Commercial Solid Door Freezer | One Solid Door Freezer meeting ENERGY STAR® 3.0 Standards | One Solid Door Freezer meeting Federal Standards | Commercial | Turnover | College and University | FL Zone 2 | Per Unit | 0% | 6015.147 | 3482.1 | 2533.047 | 0.42111 | 12 | 0.32842 | 0.27509 | 0 | Reference source included incremental cost only | 0 | 0 | 166 | Illinois 2018 Statewide TRM, Section 4.2.2 | 0 | 0 | 166 | freezer |  | 166
Equipment | Energy Star Commercial Solid Door Freezer | One Solid Door Freezer meeting ENERGY STAR® 3.0 Standards | One Solid Door Freezer meeting Federal Standards | Commercial | Turnover | Grocery | FL Zone 2 | Per Unit | 67% | 6015.147 | 3482.1 | 2533.047 | 0.42111 | 12 | 0.37834 | 0.16907 | 0 | Reference source included incremental cost only | 0 | 0 | 166 | Illinois 2018 Statewide TRM, Section 4.2.2 | 0 | 0 | 166 | freezer |  | 166
Equipment | Energy Star Commercial Solid Door Freezer | One Solid Door Freezer meeting ENERGY STAR® 3.0 Standards | One Solid Door Freezer meeting Federal Standards | Commercial | Turnover | Healthcare | FL Zone 2 | Per Unit | 0% | 6015.147 | 3482.1 | 2533.047 | 0.42111 | 12 | 0.32842 | 0.27509 | 0 | Reference source included incremental cost only | 0 | 0 | 166 | Illinois 2018 Statewide TRM, Section 4.2.2 | 0 | 0 | 166 | freezer |  | 166
Equipment | Energy Star Commercial Solid Door Freezer | One Solid Door Freezer meeting ENERGY STAR® 3.0 Standards | One Solid Door Freezer meeting Federal Standards | Commercial | Turnover | Hospitals | FL Zone 2 | Per Unit | 0% | 6015.147 | 3482.1 | 2533.047 | 0.42111 | 12 | 0.32842 | 0.27509 | 0 | Reference source included incremental cost only | 0 | 0 | 166 | Illinois 2018 Statewide TRM, Section 4.2.2 | 0 | 0 | 166 | freezer |  | 166
Equipment | Energy Star Commercial Solid Door Freezer | One Solid Door Freezer meeting ENERGY STAR® 3.0 Standards | One Solid Door Freezer meeting Federal Standards | Commercial | Turnover | Institutional | FL Zone 2 | Per Unit | 0% | 6015.147 | 3482.1 | 2533.047 | 0.42111 | 12 | 0.37834 | 0.16907 | 0 | Reference source included incremental cost only | 0 | 0 | 166 | Illinois 2018 Statewide TRM, Section 4.2.2 | 0 | 0 | 166 | freezer |  | 166
Equipment | Energy Star Commercial Solid Door Freezer | One Solid Door Freezer meeting ENERGY STAR® 3.0 Standards | One Solid Door Freezer meeting Federal Standards | Commercial | Turnover | Lodging/Hospitality | FL Zone 2 | Per Unit | 0% | 6015.147 | 3482.1 | 2533.047 | 0.42111 | 12 | 0.32842 | 0.27509 | 0 | Reference source included incremental cost only | 0 | 0 | 166 | Illinois 2018 Statewide TRM, Section 4.2.2 | 0 | 0 | 166 | freezer |  | 166
Equipment | Energy Star Commercial Solid Door Freezer | One Solid Door Freezer meeting ENERGY STAR® 3.0 Standards | One Solid Door Freezer meeting Federal Standards | Commercial | Turnover | Miscellaneous | FL Zone 2 | Per Unit | 0% | 6015.147 | 3482.1 | 2533.047 | 0.42111 | 12 | 0.37834 | 0.16907 | 0 | Reference source included incremental cost only | 0 | 0 | 166 | Illinois 2018 Statewide TRM, Section 4.2.2 | 0 | 0 | 166 | freezer |  | 166
Equipment | Energy Star Commercial Solid Door Freezer | One Solid Door Freezer meeting ENERGY STAR® 3.0 Standards | One Solid Door Freezer meeting Federal Standards | Commercial | Turnover | Offices | FL Zone 2 | Per Unit | 0% | 6015.147 | 3482.1 | 2533.047 | 0.42111 | 12 | 0.37834 | 0.16907 | 0 | Reference source included incremental cost only | 0 | 0 | 166 | Illinois 2018 Statewide TRM, Section 4.2.2 | 0 | 0 | 166 | freezer |  | 166
Equipment | Energy Star Commercial Solid Door Freezer | One Solid Door Freezer meeting ENERGY STAR® 3.0 Standards | One Solid Door Freezer meeting Federal Standards | Commercial | Turnover | Restaurants | FL Zone 2 | Per Unit | 0% | 6015.147 | 3482.1 | 2533.047 | 0.42111 | 12 | 0.32842 | 0.27509 | 0 | Reference source included incremental cost only | 0 | 0 | 166 | Illinois 2018 Statewide TRM, Section 4.2.2 | 0 | 0 | 166 | freezer |  | 166
Equipment | Energy Star Commercial Solid Door Freezer | One Solid Door Freezer meeting ENERGY STAR® 3.0 Standards | One Solid Door Freezer meeting Federal Standards | Commercial | Turnover | Retail | FL Zone 2 | Per Unit | 67% | 6015.147 | 3482.1 | 2533.047 | 0.42111 | 12 | 0.37834 | 0.16907 | 0 | Reference source included incremental cost only | 0 | 0 | 166 | Illinois 2018 Statewide TRM, Section 4.2.2 | 0 | 0 | 166 | freezer |  | 166
Equipment | Energy Star Commercial Solid Door Freezer | One Solid Door Freezer meeting ENERGY STAR® 3.0 Standards | One Solid Door Freezer meeting Federal Standards | Commercial | Turnover | Schools K-12 | FL Zone 2 | Per Unit | 0% | 6015.147 | 3482.1 | 2533.047 | 0.42111 | 12 | 0.32842 | 0.27509 | 0 | Reference source included incremental cost only | 0 | 0 | 166 | Illinois 2018 Statewide TRM, Section 4.2.2 | 0 | 0 | 166 | freezer |  | 166
Equipment | Energy Star Commercial Solid Door Freezer | One Solid Door Freezer meeting ENERGY STAR® 3.0 Standards | One Solid Door Freezer meeting Federal Standards | Commercial | Turnover | Warehouse | FL Zone 2 | Per Unit | 0% | 6015.147 | 3482.1 | 2533.047 | 0.42111 | 12 | 0.37834 | 0.16907 | 0 | Reference source included incremental cost only | 0 | 0 | 166 | Illinois 2018 Statewide TRM, Section 4.2.2 | 0 | 0 | 166 | freezer |  | 166
Equipment | Energy Star Commercial Solid Door Freezer | One Solid Door Freezer meeting ENERGY STAR® 3.0 Standards | One Solid Door Freezer meeting Federal Standards | Commercial | New | Assembly | FL Zone 2 | Per Unit | 0% | 6015.147 | 3482.1 | 2533.047 | 0.42111 | 12 | 0.37834 | 0.16907 | 0 | Reference source included incremental cost only | 0 | 0 | 166 | Illinois 2018 Statewide TRM, Section 4.2.2 | 0 | 0 | 166 | freezer |  | 166
Equipment | Energy Star Commercial Solid Door Freezer | One Solid Door Freezer meeting ENERGY STAR® 3.0 Standards | One Solid Door Freezer meeting Federal Standards | Commercial | New | College and University | FL Zone 2 | Per Unit | 0% | 6015.147 | 3482.1 | 2533.047 | 0.42111 | 12 | 0.32842 | 0.27509 | 0 | Reference source included incremental cost only | 0 | 0 | 166 | Illinois 2018 Statewide TRM, Section 4.2.2 | 0 | 0 | 166 | freezer |  | 166
Equipment | Energy Star Commercial Solid Door Freezer | One Solid Door Freezer meeting ENERGY STAR® 3.0 Standards | One Solid Door Freezer meeting Federal Standards | Commercial | New | Grocery | FL Zone 2 | Per Unit | 67% | 6015.147 | 3482.1 | 2533.047 | 0.42111 | 12 | 0.37834 | 0.16907 | 0 | Reference source included incremental cost only | 0 | 0 | 166 | Illinois 2018 Statewide TRM, Section 4.2.2 | 0 | 0 | 166 | freezer |  | 166
Equipment | Energy Star Commercial Solid Door Freezer | One Solid Door Freezer meeting ENERGY STAR® 3.0 Standards | One Solid Door Freezer meeting Federal Standards | Commercial | New | Healthcare | FL Zone 2 | Per Unit | 0% | 6015.147 | 3482.1 | 2533.047 | 0.42111 | 12 | 0.32842 | 0.27509 | 0 | Reference source included incremental cost only | 0 | 0 | 166 | Illinois 2018 Statewide TRM, Section 4.2.2 | 0 | 0 | 166 | freezer |  | 166
Equipment | Energy Star Commercial Solid Door Freezer | One Solid Door Freezer meeting ENERGY STAR® 3.0 Standards | One Solid Door Freezer meeting Federal Standards | Commercial | New | Hospitals | FL Zone 2 | Per Unit | 0% | 6015.147 | 3482.1 | 2533.047 | 0.42111 | 12 | 0.32842 | 0.27509 | 0 | Reference source included incremental cost only | 0 | 0 | 166 | Illinois 2018 Statewide TRM, Section 4.2.2 | 0 | 0 | 166 | freezer |  | 166
Equipment | Energy Star Commercial Solid Door Freezer | One Solid Door Freezer meeting ENERGY STAR® 3.0 Standards | One Solid Door Freezer meeting Federal Standards | Commercial | New | Institutional | FL Zone 2 | Per Unit | 0% | 6015.147 | 3482.1 | 2533.047 | 0.42111 | 12 | 0.37834 | 0.16907 | 0 | Reference source included incremental cost only | 0 | 0 | 166 | Illinois 2018 Statewide TRM, Section 4.2.2 | 0 | 0 | 166 | freezer |  | 166
Equipment | Energy Star Commercial Solid Door Freezer | One Solid Door Freezer meeting ENERGY STAR® 3.0 Standards | One Solid Door Freezer meeting Federal Standards | Commercial | New | Lodging/Hospitality | FL Zone 2 | Per Unit | 0% | 6015.147 | 3482.1 | 2533.047 | 0.42111 | 12 | 0.32842 | 0.27509 | 0 | Reference source included incremental cost only | 0 | 0 | 166 | Illinois 2018 Statewide TRM, Section 4.2.2 | 0 | 0 | 166 | freezer |  | 166
Equipment | Energy Star Commercial Solid Door Freezer | One Solid Door Freezer meeting ENERGY STAR® 3.0 Standards | One Solid Door Freezer meeting Federal Standards | Commercial | New | Miscellaneous | FL Zone 2 | Per Unit | 0% | 6015.147 | 3482.1 | 2533.047 | 0.42111 | 12 | 0.37834 | 0.16907 | 0 | Reference source included incremental cost only | 0 | 0 | 166 | Illinois 2018 Statewide TRM, Section 4.2.2 | 0 | 0 | 166 | freezer |  | 166
Equipment | Energy Star Commercial Solid Door Freezer | One Solid Door Freezer meeting ENERGY STAR® 3.0 Standards | One Solid Door Freezer meeting Federal Standards | Commercial | New | Offices | FL Zone 2 | Per Unit | 0% | 6015.147 | 3482.1 | 2533.047 | 0.42111 | 12 | 0.37834 | 0.16907 | 0 | Reference source included incremental cost only | 0 | 0 | 166 | Illinois 2018 Statewide TRM, Section 4.2.2 | 0 | 0 | 166 | freezer |  | 166
Equipment | Energy Star Commercial Solid Door Freezer | One Solid Door Freezer meeting ENERGY STAR® 3.0 Standards | One Solid Door Freezer meeting Federal Standards | Commercial | New | Restaurants | FL Zone 2 | Per Unit | 0% | 6015.147 | 3482.1 | 2533.047 | 0.42111 | 12 | 0.32842 | 0.27509 | 0 | Reference source included incremental cost only | 0 | 0 | 166 | Illinois 2018 Statewide TRM, Section 4.2.2 | 0 | 0 | 166 | freezer |  | 166
Equipment | Energy Star Commercial Solid Door Freezer | One Solid Door Freezer meeting ENERGY STAR® 3.0 Standards | One Solid Door Freezer meeting Federal Standards | Commercial | New | Retail | FL Zone 2 | Per Unit | 67% | 6015.147 | 3482.1 | 2533.047 | 0.42111 | 12 | 0.37834 | 0.16907 | 0 | Reference source included incremental cost only | 0 | 0 | 166 | Illinois 2018 Statewide TRM, Section 4.2.2 | 0 | 0 | 166 | freezer |  | 166
Equipment | Energy Star Commercial Solid Door Freezer | One Solid Door Freezer meeting ENERGY STAR® 3.0 Standards | One Solid Door Freezer meeting Federal Standards | Commercial | New | Schools K-12 | FL Zone 2 | Per Unit | 0% | 6015.147 | 3482.1 | 2533.047 | 0.42111 | 12 | 0.32842 | 0.27509 | 0 | Reference source included incremental cost only | 0 | 0 | 166 | Illinois 2018 Statewide TRM, Section 4.2.2 | 0 | 0 | 166 | freezer |  | 166
Equipment | Energy Star Commercial Solid Door Freezer | One Solid Door Freezer meeting ENERGY STAR® 3.0 Standards | One Solid Door Freezer meeting Federal Standards | Commercial | New | Warehouse | FL Zone 2 | Per Unit | 0% | 6015.147 | 3482.1 | 2533.047 | 0.42111 | 12 | 0.37834 | 0.16907 | 0 | Reference source included incremental cost only | 0 | 0 | 166 | Illinois 2018 Statewide TRM, Section 4.2.2 | 0 | 0 | 166 | freezer |  | 166
Equipment | Energy Star Commercial Solid Door Refrigerator | One Solid Door Refrigerator meeting ENERGY STAR® 3.0 Standards | One Solid Door Refrigerator meeting Federal Standards | Commercial | Turnover | Assembly | FL Zone 2 | Per Unit | 0% | 1690.489 | 840.5646 | 849.9239 | 0.50277 | 12 | 0.12695 | 0.056728 | 0 | Reference source included incremental cost only | 0 | 0 | 164 | Illinois 2018 Statewide TRM, Section 4.2.2 | 0 | 0 | 164 | refrigerator |  | 164
Equipment | Energy Star Commercial Solid Door Refrigerator | One Solid Door Refrigerator meeting ENERGY STAR® 3.0 Standards | One Solid Door Refrigerator meeting Federal Standards | Commercial | Turnover | College and University | FL Zone 2 | Per Unit | 0% | 1690.489 | 840.5646 | 849.9239 | 0.50277 | 12 | 0.1102 | 0.092304 | 0 | Reference source included incremental cost only | 0 | 0 | 164 | Illinois 2018 Statewide TRM, Section 4.2.2 | 0 | 0 | 164 | refrigerator |  | 164
Equipment | Energy Star Commercial Solid Door Refrigerator | One Solid Door Refrigerator meeting ENERGY STAR® 3.0 Standards | One Solid Door Refrigerator meeting Federal Standards | Commercial | Turnover | Grocery | FL Zone 2 | Per Unit | 67% | 1690.489 | 840.5646 | 849.9239 | 0.50277 | 12 | 0.12695 | 0.056728 | 0 | Reference source included incremental cost only | 0 | 0 | 164 | Illinois 2018 Statewide TRM, Section 4.2.2 | 0 | 0 | 164 | refrigerator |  | 164
Equipment | Energy Star Commercial Solid Door Refrigerator | One Solid Door Refrigerator meeting ENERGY STAR® 3.0 Standards | One Solid Door Refrigerator meeting Federal Standards | Commercial | Turnover | Healthcare | FL Zone 2 | Per Unit | 0% | 1690.489 | 840.5646 | 849.9239 | 0.50277 | 12 | 0.1102 | 0.092304 | 0 | Reference source included incremental cost only | 0 | 0 | 164 | Illinois 2018 Statewide TRM, Section 4.2.2 | 0 | 0 | 164 | refrigerator |  | 164
Equipment | Energy Star Commercial Solid Door Refrigerator | One Solid Door Refrigerator meeting ENERGY STAR® 3.0 Standards | One Solid Door Refrigerator meeting Federal Standards | Commercial | Turnover | Hospitals | FL Zone 2 | Per Unit | 0% | 1690.489 | 840.5646 | 849.9239 | 0.50277 | 12 | 0.1102 | 0.092304 | 0 | Reference source included incremental cost only | 0 | 0 | 164 | Illinois 2018 Statewide TRM, Section 4.2.2 | 0 | 0 | 164 | refrigerator |  | 164
Equipment | Energy Star Commercial Solid Door Refrigerator | One Solid Door Refrigerator meeting ENERGY STAR® 3.0 Standards | One Solid Door Refrigerator meeting Federal Standards | Commercial | Turnover | Institutional | FL Zone 2 | Per Unit | 0% | 1690.489 | 840.5646 | 849.9239 | 0.50277 | 12 | 0.12695 | 0.056728 | 0 | Reference source included incremental cost only | 0 | 0 | 164 | Illinois 2018 Statewide TRM, Section 4.2.2 | 0 | 0 | 164 | refrigerator |  | 164
Equipment | Energy Star Commercial Solid Door Refrigerator | One Solid Door Refrigerator meeting ENERGY STAR® 3.0 Standards | One Solid Door Refrigerator meeting Federal Standards | Commercial | Turnover | Lodging/Hospitality | FL Zone 2 | Per Unit | 0% | 1690.489 | 840.5646 | 849.9239 | 0.50277 | 12 | 0.1102 | 0.092304 | 0 | Reference source included incremental cost only | 0 | 0 | 164 | Illinois 2018 Statewide TRM, Section 4.2.2 | 0 | 0 | 164 | refrigerator |  | 164
Equipment | Energy Star Commercial Solid Door Refrigerator | One Solid Door Refrigerator meeting ENERGY STAR® 3.0 Standards | One Solid Door Refrigerator meeting Federal Standards | Commercial | Turnover | Miscellaneous | FL Zone 2 | Per Unit | 0% | 1690.489 | 840.5646 | 849.9239 | 0.50277 | 12 | 0.12695 | 0.056728 | 0 | Reference source included incremental cost only | 0 | 0 | 164 | Illinois 2018 Statewide TRM, Section 4.2.2 | 0 | 0 | 164 | refrigerator |  | 164
Equipment | Energy Star Commercial Solid Door Refrigerator | One Solid Door Refrigerator meeting ENERGY STAR® 3.0 Standards | One Solid Door Refrigerator meeting Federal Standards | Commercial | Turnover | Offices | FL Zone 2 | Per Unit | 0% | 1690.489 | 840.5646 | 849.9239 | 0.50277 | 12 | 0.12695 | 0.056728 | 0 | Reference source included incremental cost only | 0 | 0 | 164 | Illinois 2018 Statewide TRM, Section 4.2.2 | 0 | 0 | 164 | refrigerator |  | 164
Equipment | Energy Star Commercial Solid Door Refrigerator | One Solid Door Refrigerator meeting ENERGY STAR® 3.0 Standards | One Solid Door Refrigerator meeting Federal Standards | Commercial | Turnover | Restaurants | FL Zone 2 | Per Unit | 0% | 1690.489 | 840.5646 | 849.9239 | 0.50277 | 12 | 0.1102 | 0.092304 | 0 | Reference source included incremental cost only | 0 | 0 | 164 | Illinois 2018 Statewide TRM, Section 4.2.2 | 0 | 0 | 164 | refrigerator |  | 164
Equipment | Energy Star Commercial Solid Door Refrigerator | One Solid Door Refrigerator meeting ENERGY STAR® 3.0 Standards | One Solid Door Refrigerator meeting Federal Standards | Commercial | Turnover | Retail | FL Zone 2 | Per Unit | 67% | 1690.489 | 840.5646 | 849.9239 | 0.50277 | 12 | 0.12695 | 0.056728 | 0 | Reference source included incremental cost only | 0 | 0 | 164 | Illinois 2018 Statewide TRM, Section 4.2.2 | 0 | 0 | 164 | refrigerator |  | 164
Equipment | Energy Star Commercial Solid Door Refrigerator | One Solid Door Refrigerator meeting ENERGY STAR® 3.0 Standards | One Solid Door Refrigerator meeting Federal Standards | Commercial | Turnover | Schools K-12 | FL Zone 2 | Per Unit | 0% | 1690.489 | 840.5646 | 849.9239 | 0.50277 | 12 | 0.1102 | 0.092304 | 0 | Reference source included incremental cost only | 0 | 0 | 164 | Illinois 2018 Statewide TRM, Section 4.2.2 | 0 | 0 | 164 | refrigerator |  | 164
Equipment | Energy Star Commercial Solid Door Refrigerator | One Solid Door Refrigerator meeting ENERGY STAR® 3.0 Standards | One Solid Door Refrigerator meeting Federal Standards | Commercial | Turnover | Warehouse | FL Zone 2 | Per Unit | 0% | 1690.489 | 840.5646 | 849.9239 | 0.50277 | 12 | 0.12695 | 0.056728 | 0 | Reference source included incremental cost only | 0 | 0 | 164 | Illinois 2018 Statewide TRM, Section 4.2.2 | 0 | 0 | 164 | refrigerator |  | 164
Equipment | Energy Star Commercial Solid Door Refrigerator | One Solid Door Refrigerator meeting ENERGY STAR® 3.0 Standards | One Solid Door Refrigerator meeting Federal Standards | Commercial | New | Assembly | FL Zone 2 | Per Unit | 0% | 1690.489 | 840.5646 | 849.9239 | 0.50277 | 12 | 0.12695 | 0.056728 | 0 | Reference source included incremental cost only | 0 | 0 | 164 | Illinois 2018 Statewide TRM, Section 4.2.2 | 0 | 0 | 164 | refrigerator |  | 164
Equipment | Energy Star Commercial Solid Door Refrigerator | One Solid Door Refrigerator meeting ENERGY STAR® 3.0 Standards | One Solid Door Refrigerator meeting Federal Standards | Commercial | New | College and University | FL Zone 2 | Per Unit | 0% | 1690.489 | 840.5646 | 849.9239 | 0.50277 | 12 | 0.1102 | 0.092304 | 0 | Reference source included incremental cost only | 0 | 0 | 164 | Illinois 2018 Statewide TRM, Section 4.2.2 | 0 | 0 | 164 | refrigerator |  | 164
Equipment | Energy Star Commercial Solid Door Refrigerator | One Solid Door Refrigerator meeting ENERGY STAR® 3.0 Standards | One Solid Door Refrigerator meeting Federal Standards | Commercial | New | Grocery | FL Zone 2 | Per Unit | 67% | 1690.489 | 840.5646 | 849.9239 | 0.50277 | 12 | 0.12695 | 0.056728 | 0 | Reference source included incremental cost only | 0 | 0 | 164 | Illinois 2018 Statewide TRM, Section 4.2.2 | 0 | 0 | 164 | refrigerator |  | 164
Equipment | Energy Star Commercial Solid Door Refrigerator | One Solid Door Refrigerator meeting ENERGY STAR® 3.0 Standards | One Solid Door Refrigerator meeting Federal Standards | Commercial | New | Healthcare | FL Zone 2 | Per Unit | 0% | 1690.489 | 840.5646 | 849.9239 | 0.50277 | 12 | 0.1102 | 0.092304 | 0 | Reference source included incremental cost only | 0 | 0 | 164 | Illinois 2018 Statewide TRM, Section 4.2.2 | 0 | 0 | 164 | refrigerator |  | 164
Equipment | Energy Star Commercial Solid Door Refrigerator | One Solid Door Refrigerator meeting ENERGY STAR® 3.0 Standards | One Solid Door Refrigerator meeting Federal Standards | Commercial | New | Hospitals | FL Zone 2 | Per Unit | 0% | 1690.489 | 840.5646 | 849.9239 | 0.50277 | 12 | 0.1102 | 0.092304 | 0 | Reference source included incremental cost only | 0 | 0 | 164 | Illinois 2018 Statewide TRM, Section 4.2.2 | 0 | 0 | 164 | refrigerator |  | 164
Equipment | Energy Star Commercial Solid Door Refrigerator | One Solid Door Refrigerator meeting ENERGY STAR® 3.0 Standards | One Solid Door Refrigerator meeting Federal Standards | Commercial | New | Institutional | FL Zone 2 | Per Unit | 0% | 1690.489 | 840.5646 | 849.9239 | 0.50277 | 12 | 0.12695 | 0.056728 | 0 | Reference source included incremental cost only | 0 | 0 | 164 | Illinois 2018 Statewide TRM, Section 4.2.2 | 0 | 0 | 164 | refrigerator |  | 164
Equipment | Energy Star Commercial Solid Door Refrigerator | One Solid Door Refrigerator meeting ENERGY STAR® 3.0 Standards | One Solid Door Refrigerator meeting Federal Standards | Commercial | New | Lodging/Hospitality | FL Zone 2 | Per Unit | 0% | 1690.489 | 840.5646 | 849.9239 | 0.50277 | 12 | 0.1102 | 0.092304 | 0 | Reference source included incremental cost only | 0 | 0 | 164 | Illinois 2018 Statewide TRM, Section 4.2.2 | 0 | 0 | 164 | refrigerator |  | 164
Equipment | Energy Star Commercial Solid Door Refrigerator | One Solid Door Refrigerator meeting ENERGY STAR® 3.0 Standards | One Solid Door Refrigerator meeting Federal Standards | Commercial | New | Miscellaneous | FL Zone 2 | Per Unit | 0% | 1690.489 | 840.5646 | 849.9239 | 0.50277 | 12 | 0.12695 | 0.056728 | 0 | Reference source included incremental cost only | 0 | 0 | 164 | Illinois 2018 Statewide TRM, Section 4.2.2 | 0 | 0 | 164 | refrigerator |  | 164
Equipment | Energy Star Commercial Solid Door Refrigerator | One Solid Door Refrigerator meeting ENERGY STAR® 3.0 Standards | One Solid Door Refrigerator meeting Federal Standards | Commercial | New | Offices | FL Zone 2 | Per Unit | 0% | 1690.489 | 840.5646 | 849.9239 | 0.50277 | 12 | 0.12695 | 0.056728 | 0 | Reference source included incremental cost only | 0 | 0 | 164 | Illinois 2018 Statewide TRM, Section 4.2.2 | 0 | 0 | 164 | refrigerator |  | 164
Equipment | Energy Star Commercial Solid Door Refrigerator | One Solid Door Refrigerator meeting ENERGY STAR® 3.0 Standards | One Solid Door Refrigerator meeting Federal Standards | Commercial | New | Restaurants | FL Zone 2 | Per Unit | 0% | 1690.489 | 840.5646 | 849.9239 | 0.50277 | 12 | 0.1102 | 0.092304 | 0 | Reference source included incremental cost only | 0 | 0 | 164 | Illinois 2018 Statewide TRM, Section 4.2.2 | 0 | 0 | 164 | refrigerator |  | 164
Equipment | Energy Star Commercial Solid Door Refrigerator | One Solid Door Refrigerator meeting ENERGY STAR® 3.0 Standards | One Solid Door Refrigerator meeting Federal Standards | Commercial | New | Retail | FL Zone 2 | Per Unit | 67% | 1690.489 | 840.5646 | 849.9239 | 0.50277 | 12 | 0.12695 | 0.056728 | 0 | Reference source included incremental cost only | 0 | 0 | 164 | Illinois 2018 Statewide TRM, Section 4.2.2 | 0 | 0 | 164 | refrigerator |  | 164
Equipment | Energy Star Commercial Solid Door Refrigerator | One Solid Door Refrigerator meeting ENERGY STAR® 3.0 Standards | One Solid Door Refrigerator meeting Federal Standards | Commercial | New | Schools K-12 | FL Zone 2 | Per Unit | 0% | 1690.489 | 840.5646 | 849.9239 | 0.50277 | 12 | 0.1102 | 0.092304 | 0 | Reference source included incremental cost only | 0 | 0 | 164 | Illinois 2018 Statewide TRM, Section 4.2.2 | 0 | 0 | 164 | refrigerator |  | 164
Equipment | Energy Star Commercial Solid Door Refrigerator | One Solid Door Refrigerator meeting ENERGY STAR® 3.0 Standards | One Solid Door Refrigerator meeting Federal Standards | Commercial | New | Warehouse | FL Zone 2 | Per Unit | 0% | 1690.489 | 840.5646 | 849.9239 | 0.50277 | 12 | 0.12695 | 0.056728 | 0 | Reference source included incremental cost only | 0 | 0 | 164 | Illinois 2018 Statewide TRM, Section 4.2.2 | 0 | 0 | 164 | refrigerator |  | 164
Equipment | Energy Star Ice Maker | One Continuous Self-Contained Ice Maker meeting ENERGY STAR® 2.0 Standards (8.9 kWh / 100 lbs of ice) | One Continuous Self-Contained Ice Maker meeting Federal Standard (9.5 kWh / 100 lbs of ice) | Commercial | Turnover | Assembly | FL Zone 2 | Per Unit | 33% | 2088.509 | 1850.648 | 237.861 | 0.11389 | 8 | 0.036863 | 0.023275 | 0 | Reference source included incremental cost only | 0 | 0 | 249 | CMUA TRM, 2017, based on 500-1000 lbs/day unit | 0 | 0 | 249 | ice maker |  | 249
Equipment | Energy Star Ice Maker | One Continuous Self-Contained Ice Maker meeting ENERGY STAR® 2.0 Standards (8.9 kWh / 100 lbs of ice) | One Continuous Self-Contained Ice Maker meeting Federal Standard (9.5 kWh / 100 lbs of ice) | Commercial | Turnover | College and University | FL Zone 2 | Per Unit | 33% | 2088.509 | 1850.648 | 237.861 | 0.11389 | 8 | 0.03084 | 0.025832 | 0 | Reference source included incremental cost only | 0 | 0 | 249 | CMUA TRM, 2017, based on 500-1000 lbs/day unit | 0 | 0 | 249 | ice maker |  | 249
Equipment | Energy Star Ice Maker | One Continuous Self-Contained Ice Maker meeting ENERGY STAR® 2.0 Standards (8.9 kWh / 100 lbs of ice) | One Continuous Self-Contained Ice Maker meeting Federal Standard (9.5 kWh / 100 lbs of ice) | Commercial | Turnover | Grocery | FL Zone 2 | Per Unit | 34% | 2088.509 | 1850.648 | 237.861 | 0.11389 | 8 | 0.036863 | 0.023275 | 0 | Reference source included incremental cost only | 0 | 0 | 249 | CMUA TRM, 2017, based on 500-1000 lbs/day unit | 0 | 0 | 249 | ice maker |  | 249
Equipment | Energy Star Ice Maker | One Continuous Self-Contained Ice Maker meeting ENERGY STAR® 2.0 Standards (8.9 kWh / 100 lbs of ice) | One Continuous Self-Contained Ice Maker meeting Federal Standard (9.5 kWh / 100 lbs of ice) | Commercial | Turnover | Healthcare | FL Zone 2 | Per Unit | 33% | 2088.509 | 1850.648 | 237.861 | 0.11389 | 8 | 0.03084 | 0.025832 | 0 | Reference source included incremental cost only | 0 | 0 | 249 | CMUA TRM, 2017, based on 500-1000 lbs/day unit | 0 | 0 | 249 | ice maker |  | 249
Equipment | Energy Star Ice Maker | One Continuous Self-Contained Ice Maker meeting ENERGY STAR® 2.0 Standards (8.9 kWh / 100 lbs of ice) | One Continuous Self-Contained Ice Maker meeting Federal Standard (9.5 kWh / 100 lbs of ice) | Commercial | Turnover | Hospitals | FL Zone 2 | Per Unit | 33% | 2088.509 | 1850.648 | 237.861 | 0.11389 | 8 | 0.03084 | 0.025832 | 0 | Reference source included incremental cost only | 0 | 0 | 249 | CMUA TRM, 2017, based on 500-1000 lbs/day unit | 0 | 0 | 249 | ice maker |  | 249
Equipment | Energy Star Ice Maker | One Continuous Self-Contained Ice Maker meeting ENERGY STAR® 2.0 Standards (8.9 kWh / 100 lbs of ice) | One Continuous Self-Contained Ice Maker meeting Federal Standard (9.5 kWh / 100 lbs of ice) | Commercial | Turnover | Institutional | FL Zone 2 | Per Unit | 0% | 2088.509 | 1850.648 | 237.861 | 0.11389 | 8 | 0.036863 | 0.023275 | 0 | Reference source included incremental cost only | 0 | 0 | 249 | CMUA TRM, 2017, based on 500-1000 lbs/day unit | 0 | 0 | 249 | ice maker |  | 249
Equipment | Energy Star Ice Maker | One Continuous Self-Contained Ice Maker meeting ENERGY STAR® 2.0 Standards (8.9 kWh / 100 lbs of ice) | One Continuous Self-Contained Ice Maker meeting Federal Standard (9.5 kWh / 100 lbs of ice) | Commercial | Turnover | Lodging/Hospitality | FL Zone 2 | Per Unit | 33% | 2088.509 | 1850.648 | 237.861 | 0.11389 | 8 | 0.03084 | 0.025832 | 0 | Reference source included incremental cost only | 0 | 0 | 249 | CMUA TRM, 2017, based on 500-1000 lbs/day unit | 0 | 0 | 249 | ice maker |  | 249
Equipment | Energy Star Ice Maker | One Continuous Self-Contained Ice Maker meeting ENERGY STAR® 2.0 Standards (8.9 kWh / 100 lbs of ice) | One Continuous Self-Contained Ice Maker meeting Federal Standard (9.5 kWh / 100 lbs of ice) | Commercial | Turnover | Miscellaneous | FL Zone 2 | Per Unit | 0% | 2088.509 | 1850.648 | 237.861 | 0.11389 | 8 | 0.036863 | 0.023275 | 0 | Reference source included incremental cost only | 0 | 0 | 249 | CMUA TRM, 2017, based on 500-1000 lbs/day unit | 0 | 0 | 249 | ice maker |  | 249
Equipment | Energy Star Ice Maker | One Continuous Self-Contained Ice Maker meeting ENERGY STAR® 2.0 Standards (8.9 kWh / 100 lbs of ice) | One Continuous Self-Contained Ice Maker meeting Federal Standard (9.5 kWh / 100 lbs of ice) | Commercial | Turnover | Offices | FL Zone 2 | Per Unit | 0% | 2088.509 | 1850.648 | 237.861 | 0.11389 | 8 | 0.036863 | 0.023275 | 0 | Reference source included incremental cost only | 0 | 0 | 249 | CMUA TRM, 2017, based on 500-1000 lbs/day unit | 0 | 0 | 249 | ice maker |  | 249
Equipment | Energy Star Ice Maker | One Continuous Self-Contained Ice Maker meeting ENERGY STAR® 2.0 Standards (8.9 kWh / 100 lbs of ice) | One Continuous Self-Contained Ice Maker meeting Federal Standard (9.5 kWh / 100 lbs of ice) | Commercial | Turnover | Restaurants | FL Zone 2 | Per Unit | 34% | 2088.509 | 1850.648 | 237.861 | 0.11389 | 8 | 0.03084 | 0.025832 | 0 | Reference source included incremental cost only | 0 | 0 | 249 | CMUA TRM, 2017, based on 500-1000 lbs/day unit | 0 | 0 | 249 | ice maker |  | 249
Equipment | Energy Star Ice Maker | One Continuous Self-Contained Ice Maker meeting ENERGY STAR® 2.0 Standards (8.9 kWh / 100 lbs of ice) | One Continuous Self-Contained Ice Maker meeting Federal Standard (9.5 kWh / 100 lbs of ice) | Commercial | Turnover | Retail | FL Zone 2 | Per Unit | 33% | 2088.509 | 1850.648 | 237.861 | 0.11389 | 8 | 0.036863 | 0.023275 | 0 | Reference source included incremental cost only | 0 | 0 | 249 | CMUA TRM, 2017, based on 500-1000 lbs/day unit | 0 | 0 | 249 | ice maker |  | 249
Equipment | Energy Star Ice Maker | One Continuous Self-Contained Ice Maker meeting ENERGY STAR® 2.0 Standards (8.9 kWh / 100 lbs of ice) | One Continuous Self-Contained Ice Maker meeting Federal Standard (9.5 kWh / 100 lbs of ice) | Commercial | Turnover | Schools K-12 | FL Zone 2 | Per Unit | 33% | 2088.509 | 1850.648 | 237.861 | 0.11389 | 8 | 0.03084 | 0.025832 | 0 | Reference source included incremental cost only | 0 | 0 | 249 | CMUA TRM, 2017, based on 500-1000 lbs/day unit | 0 | 0 | 249 | ice maker |  | 249
Equipment | Energy Star Ice Maker | One Continuous Self-Contained Ice Maker meeting ENERGY STAR® 2.0 Standards (8.9 kWh / 100 lbs of ice) | One Continuous Self-Contained Ice Maker meeting Federal Standard (9.5 kWh / 100 lbs of ice) | Commercial | Turnover | Warehouse | FL Zone 2 | Per Unit | 0% | 2088.509 | 1850.648 | 237.861 | 0.11389 | 8 | 0.036863 | 0.023275 | 0 | Reference source included incremental cost only | 0 | 0 | 249 | CMUA TRM, 2017, based on 500-1000 lbs/day unit | 0 | 0 | 249 | ice maker |  | 249
Equipment | Energy Star Ice Maker | One Continuous Self-Contained Ice Maker meeting ENERGY STAR® 2.0 Standards (8.9 kWh / 100 lbs of ice) | One Continuous Self-Contained Ice Maker meeting Federal Standard (9.5 kWh / 100 lbs of ice) | Commercial | New | Assembly | FL Zone 2 | Per Unit | 33% | 2088.509 | 1850.648 | 237.861 | 0.11389 | 8 | 0.036863 | 0.023275 | 0 | Reference source included incremental cost only | 0 | 0 | 249 | CMUA TRM, 2017, based on 500-1000 lbs/day unit | 0 | 0 | 249 | ice maker |  | 249
Equipment | Energy Star Ice Maker | One Continuous Self-Contained Ice Maker meeting ENERGY STAR® 2.0 Standards (8.9 kWh / 100 lbs of ice) | One Continuous Self-Contained Ice Maker meeting Federal Standard (9.5 kWh / 100 lbs of ice) | Commercial | New | College and University | FL Zone 2 | Per Unit | 33% | 2088.509 | 1850.648 | 237.861 | 0.11389 | 8 | 0.03084 | 0.025832 | 0 | Reference source included incremental cost only | 0 | 0 | 249 | CMUA TRM, 2017, based on 500-1000 lbs/day unit | 0 | 0 | 249 | ice maker |  | 249
Equipment | Energy Star Ice Maker | One Continuous Self-Contained Ice Maker meeting ENERGY STAR® 2.0 Standards (8.9 kWh / 100 lbs of ice) | One Continuous Self-Contained Ice Maker meeting Federal Standard (9.5 kWh / 100 lbs of ice) | Commercial | New | Grocery | FL Zone 2 | Per Unit | 34% | 2088.509 | 1850.648 | 237.861 | 0.11389 | 8 | 0.036863 | 0.023275 | 0 | Reference source included incremental cost only | 0 | 0 | 249 | CMUA TRM, 2017, based on 500-1000 lbs/day unit | 0 | 0 | 249 | ice maker |  | 249
Equipment | Energy Star Ice Maker | One Continuous Self-Contained Ice Maker meeting ENERGY STAR® 2.0 Standards (8.9 kWh / 100 lbs of ice) | One Continuous Self-Contained Ice Maker meeting Federal Standard (9.5 kWh / 100 lbs of ice) | Commercial | New | Healthcare | FL Zone 2 | Per Unit | 33% | 2088.509 | 1850.648 | 237.861 | 0.11389 | 8 | 0.03084 | 0.025832 | 0 | Reference source included incremental cost only | 0 | 0 | 249 | CMUA TRM, 2017, based on 500-1000 lbs/day unit | 0 | 0 | 249 | ice maker |  | 249
Equipment | Energy Star Ice Maker | One Continuous Self-Contained Ice Maker meeting ENERGY STAR® 2.0 Standards (8.9 kWh / 100 lbs of ice) | One Continuous Self-Contained Ice Maker meeting Federal Standard (9.5 kWh / 100 lbs of ice) | Commercial | New | Hospitals | FL Zone 2 | Per Unit | 33% | 2088.509 | 1850.648 | 237.861 | 0.11389 | 8 | 0.03084 | 0.025832 | 0 | Reference source included incremental cost only | 0 | 0 | 249 | CMUA TRM, 2017, based on 500-1000 lbs/day unit | 0 | 0 | 249 | ice maker |  | 249
Equipment | Energy Star Ice Maker | One Continuous Self-Contained Ice Maker meeting ENERGY STAR® 2.0 Standards (8.9 kWh / 100 lbs of ice) | One Continuous Self-Contained Ice Maker meeting Federal Standard (9.5 kWh / 100 lbs of ice) | Commercial | New | Institutional | FL Zone 2 | Per Unit | 0% | 2088.509 | 1850.648 | 237.861 | 0.11389 | 8 | 0.036863 | 0.023275 | 0 | Reference source included incremental cost only | 0 | 0 | 249 | CMUA TRM, 2017, based on 500-1000 lbs/day unit | 0 | 0 | 249 | ice maker |  | 249
Equipment | Energy Star Ice Maker | One Continuous Self-Contained Ice Maker meeting ENERGY STAR® 2.0 Standards (8.9 kWh / 100 lbs of ice) | One Continuous Self-Contained Ice Maker meeting Federal Standard (9.5 kWh / 100 lbs of ice) | Commercial | New | Lodging/Hospitality | FL Zone 2 | Per Unit | 33% | 2088.509 | 1850.648 | 237.861 | 0.11389 | 8 | 0.03084 | 0.025832 | 0 | Reference source included incremental cost only | 0 | 0 | 249 | CMUA TRM, 2017, based on 500-1000 lbs/day unit | 0 | 0 | 249 | ice maker |  | 249
Equipment | Energy Star Ice Maker | One Continuous Self-Contained Ice Maker meeting ENERGY STAR® 2.0 Standards (8.9 kWh / 100 lbs of ice) | One Continuous Self-Contained Ice Maker meeting Federal Standard (9.5 kWh / 100 lbs of ice) | Commercial | New | Miscellaneous | FL Zone 2 | Per Unit | 0% | 2088.509 | 1850.648 | 237.861 | 0.11389 | 8 | 0.036863 | 0.023275 | 0 | Reference source included incremental cost only | 0 | 0 | 249 | CMUA TRM, 2017, based on 500-1000 lbs/day unit | 0 | 0 | 249 | ice maker |  | 249
Equipment | Energy Star Ice Maker | One Continuous Self-Contained Ice Maker meeting ENERGY STAR® 2.0 Standards (8.9 kWh / 100 lbs of ice) | One Continuous Self-Contained Ice Maker meeting Federal Standard (9.5 kWh / 100 lbs of ice) | Commercial | New | Offices | FL Zone 2 | Per Unit | 0% | 2088.509 | 1850.648 | 237.861 | 0.11389 | 8 | 0.036863 | 0.023275 | 0 | Reference source included incremental cost only | 0 | 0 | 249 | CMUA TRM, 2017, based on 500-1000 lbs/day unit | 0 | 0 | 249 | ice maker |  | 249
Equipment | Energy Star Ice Maker | One Continuous Self-Contained Ice Maker meeting ENERGY STAR® 2.0 Standards (8.9 kWh / 100 lbs of ice) | One Continuous Self-Contained Ice Maker meeting Federal Standard (9.5 kWh / 100 lbs of ice) | Commercial | New | Restaurants | FL Zone 2 | Per Unit | 34% | 2088.509 | 1850.648 | 237.861 | 0.11389 | 8 | 0.03084 | 0.025832 | 0 | Reference source included incremental cost only | 0 | 0 | 249 | CMUA TRM, 2017, based on 500-1000 lbs/day unit | 0 | 0 | 249 | ice maker |  | 249
Equipment | Energy Star Ice Maker | One Continuous Self-Contained Ice Maker meeting ENERGY STAR® 2.0 Standards (8.9 kWh / 100 lbs of ice) | One Continuous Self-Contained Ice Maker meeting Federal Standard (9.5 kWh / 100 lbs of ice) | Commercial | New | Retail | FL Zone 2 | Per Unit | 33% | 2088.509 | 1850.648 | 237.861 | 0.11389 | 8 | 0.036863 | 0.023275 | 0 | Reference source included incremental cost only | 0 | 0 | 249 | CMUA TRM, 2017, based on 500-1000 lbs/day unit | 0 | 0 | 249 | ice maker |  | 249
Equipment | Energy Star Ice Maker | One Continuous Self-Contained Ice Maker meeting ENERGY STAR® 2.0 Standards (8.9 kWh / 100 lbs of ice) | One Continuous Self-Contained Ice Maker meeting Federal Standard (9.5 kWh / 100 lbs of ice) | Commercial | New | Schools K-12 | FL Zone 2 | Per Unit | 33% | 2088.509 | 1850.648 | 237.861 | 0.11389 | 8 | 0.03084 | 0.025832 | 0 | Reference source included incremental cost only | 0 | 0 | 249 | CMUA TRM, 2017, based on 500-1000 lbs/day unit | 0 | 0 | 249 | ice maker |  | 249
Equipment | Energy Star Ice Maker | One Continuous Self-Contained Ice Maker meeting ENERGY STAR® 2.0 Standards (8.9 kWh / 100 lbs of ice) | One Continuous Self-Contained Ice Maker meeting Federal Standard (9.5 kWh / 100 lbs of ice) | Commercial | New | Warehouse | FL Zone 2 | Per Unit | 0% | 2088.509 | 1850.648 | 237.861 | 0.11389 | 8 | 0.036863 | 0.023275 | 0 | Reference source included incremental cost only | 0 | 0 | 249 | CMUA TRM, 2017, based on 500-1000 lbs/day unit | 0 | 0 | 249 | ice maker |  | 249
Equipment | Energy Star Refrigerator | One Refrigerator/Freezer meeting ENERGY STAR® 5.0 Standards | One Refrigerator/Freezer meeting Federal Standard | Commercial | Turnover | Assembly | FL Zone 2 | Per Appliance | 35% | 607.13 | 473.63 | 133.5 | 0.21989 | 12 | 0.017577 | 0.01383 | 907 | NEEP Incremental Cost Recommendations 2017 - average of refrigerator types (https://neep.org/sites/default/files/resources/Incremental_Cost_Recommendations_Non_Lighting_050917.xlsx) | 166.52 | rate at $83.26/per labor hour, assume 2 hours work, reference: https://www.homewyse.com/costs/cost_of_energy_efficient_refrigerators.html | 1029 | NEEP Incremental Cost Recommendations 2017 - average of refrigerator types (https://neep.org/sites/default/files/resources/Incremental_Cost_Recommendations_Non_Lighting_050917.xlsx) | 166.52 | rate at $83.26/per labor hour, assume 2 hours work, reference: https://www.homewyse.com/costs/cost_of_energy_efficient_refrigerators.html | 122 | refrigerator |  | 122
Equipment | Energy Star Refrigerator | One Refrigerator/Freezer meeting ENERGY STAR® 5.0 Standards | One Refrigerator/Freezer meeting Federal Standard | Commercial | Turnover | College and University | FL Zone 2 | Per Appliance | 46% | 607.13 | 473.63 | 133.5 | 0.21989 | 12 | 0.017577 | 0.01383 | 907 | NEEP Incremental Cost Recommendations 2017 - average of refrigerator types (https://neep.org/sites/default/files/resources/Incremental_Cost_Recommendations_Non_Lighting_050917.xlsx) | 166.52 | rate at $83.26/per labor hour, assume 2 hours work, reference: https://www.homewyse.com/costs/cost_of_energy_efficient_refrigerators.html | 1029 | NEEP Incremental Cost Recommendations 2017 - average of refrigerator types (https://neep.org/sites/default/files/resources/Incremental_Cost_Recommendations_Non_Lighting_050917.xlsx) | 166.52 | rate at $83.26/per labor hour, assume 2 hours work, reference: https://www.homewyse.com/costs/cost_of_energy_efficient_refrigerators.html | 122 | refrigerator |  | 122
Equipment | Energy Star Refrigerator | One Refrigerator/Freezer meeting ENERGY STAR® 5.0 Standards | One Refrigerator/Freezer meeting Federal Standard | Commercial | Turnover | Grocery | FL Zone 2 | Per Appliance | 46% | 607.13 | 473.63 | 133.5 | 0.21989 | 12 | 0.017577 | 0.01383 | 907 | NEEP Incremental Cost Recommendations 2017 - average of refrigerator types (https://neep.org/sites/default/files/resources/Incremental_Cost_Recommendations_Non_Lighting_050917.xlsx) | 166.52 | rate at $83.26/per labor hour, assume 2 hours work, reference: https://www.homewyse.com/costs/cost_of_energy_efficient_refrigerators.html | 1029 | NEEP Incremental Cost Recommendations 2017 - average of refrigerator types (https://neep.org/sites/default/files/resources/Incremental_Cost_Recommendations_Non_Lighting_050917.xlsx) | 166.52 | rate at $83.26/per labor hour, assume 2 hours work, reference: https://www.homewyse.com/costs/cost_of_energy_efficient_refrigerators.html | 122 | refrigerator |  | 122
Equipment | Energy Star Refrigerator | One Refrigerator/Freezer meeting ENERGY STAR® 5.0 Standards | One Refrigerator/Freezer meeting Federal Standard | Commercial | Turnover | Healthcare | FL Zone 2 | Per Appliance | 35% | 607.13 | 473.63 | 133.5 | 0.21989 | 12 | 0.017577 | 0.01383 | 907 | NEEP Incremental Cost Recommendations 2017 - average of refrigerator types (https://neep.org/sites/default/files/resources/Incremental_Cost_Recommendations_Non_Lighting_050917.xlsx) | 166.52 | rate at $83.26/per labor hour, assume 2 hours work, reference: https://www.homewyse.com/costs/cost_of_energy_efficient_refrigerators.html | 1029 | NEEP Incremental Cost Recommendations 2017 - average of refrigerator types (https://neep.org/sites/default/files/resources/Incremental_Cost_Recommendations_Non_Lighting_050917.xlsx) | 166.52 | rate at $83.26/per labor hour, assume 2 hours work, reference: https://www.homewyse.com/costs/cost_of_energy_efficient_refrigerators.html | 122 | refrigerator |  | 122
Equipment | Energy Star Refrigerator | One Refrigerator/Freezer meeting ENERGY STAR® 5.0 Standards | One Refrigerator/Freezer meeting Federal Standard | Commercial | Turnover | Hospitals | FL Zone 2 | Per Appliance | 46% | 607.13 | 473.63 | 133.5 | 0.21989 | 12 | 0.017577 | 0.01383 | 907 | NEEP Incremental Cost Recommendations 2017 - average of refrigerator types (https://neep.org/sites/default/files/resources/Incremental_Cost_Recommendations_Non_Lighting_050917.xlsx) | 166.52 | rate at $83.26/per labor hour, assume 2 hours work, reference: https://www.homewyse.com/costs/cost_of_energy_efficient_refrigerators.html | 1029 | NEEP Incremental Cost Recommendations 2017 - average of refrigerator types (https://neep.org/sites/default/files/resources/Incremental_Cost_Recommendations_Non_Lighting_050917.xlsx) | 166.52 | rate at $83.26/per labor hour, assume 2 hours work, reference: https://www.homewyse.com/costs/cost_of_energy_efficient_refrigerators.html | 122 | refrigerator |  | 122
Equipment | Energy Star Refrigerator | One Refrigerator/Freezer meeting ENERGY STAR® 5.0 Standards | One Refrigerator/Freezer meeting Federal Standard | Commercial | Turnover | Institutional | FL Zone 2 | Per Appliance | 46% | 607.13 | 473.63 | 133.5 | 0.21989 | 12 | 0.017577 | 0.01383 | 907 | NEEP Incremental Cost Recommendations 2017 - average of refrigerator types (https://neep.org/sites/default/files/resources/Incremental_Cost_Recommendations_Non_Lighting_050917.xlsx) | 166.52 | rate at $83.26/per labor hour, assume 2 hours work, reference: https://www.homewyse.com/costs/cost_of_energy_efficient_refrigerators.html | 1029 | NEEP Incremental Cost Recommendations 2017 - average of refrigerator types (https://neep.org/sites/default/files/resources/Incremental_Cost_Recommendations_Non_Lighting_050917.xlsx) | 166.52 | rate at $83.26/per labor hour, assume 2 hours work, reference: https://www.homewyse.com/costs/cost_of_energy_efficient_refrigerators.html | 122 | refrigerator |  | 122
Equipment | Energy Star Refrigerator | One Refrigerator/Freezer meeting ENERGY STAR® 5.0 Standards | One Refrigerator/Freezer meeting Federal Standard | Commercial | Turnover | Lodging/Hospitality | FL Zone 2 | Per Appliance | 46% | 607.13 | 473.63 | 133.5 | 0.21989 | 12 | 0.017577 | 0.01383 | 907 | NEEP Incremental Cost Recommendations 2017 - average of refrigerator types (https://neep.org/sites/default/files/resources/Incremental_Cost_Recommendations_Non_Lighting_050917.xlsx) | 166.52 | rate at $83.26/per labor hour, assume 2 hours work, reference: https://www.homewyse.com/costs/cost_of_energy_efficient_refrigerators.html | 1029 | NEEP Incremental Cost Recommendations 2017 - average of refrigerator types (https://neep.org/sites/default/files/resources/Incremental_Cost_Recommendations_Non_Lighting_050917.xlsx) | 166.52 | rate at $83.26/per labor hour, assume 2 hours work, reference: https://www.homewyse.com/costs/cost_of_energy_efficient_refrigerators.html | 122 | refrigerator |  | 122
Equipment | Energy Star Refrigerator | One Refrigerator/Freezer meeting ENERGY STAR® 5.0 Standards | One Refrigerator/Freezer meeting Federal Standard | Commercial | Turnover | Miscellaneous | FL Zone 2 | Per Appliance | 46% | 607.13 | 473.63 | 133.5 | 0.21989 | 12 | 0.017577 | 0.01383 | 907 | NEEP Incremental Cost Recommendations 2017 - average of refrigerator types (https://neep.org/sites/default/files/resources/Incremental_Cost_Recommendations_Non_Lighting_050917.xlsx) | 166.52 | rate at $83.26/per labor hour, assume 2 hours work, reference: https://www.homewyse.com/costs/cost_of_energy_efficient_refrigerators.html | 1029 | NEEP Incremental Cost Recommendations 2017 - average of refrigerator types (https://neep.org/sites/default/files/resources/Incremental_Cost_Recommendations_Non_Lighting_050917.xlsx) | 166.52 | rate at $83.26/per labor hour, assume 2 hours work, reference: https://www.homewyse.com/costs/cost_of_energy_efficient_refrigerators.html | 122 | refrigerator |  | 122
Equipment | Energy Star Refrigerator | One Refrigerator/Freezer meeting ENERGY STAR® 5.0 Standards | One Refrigerator/Freezer meeting Federal Standard | Commercial | Turnover | Offices | FL Zone 2 | Per Appliance | 46% | 607.13 | 473.63 | 133.5 | 0.21989 | 12 | 0.017577 | 0.01383 | 907 | NEEP Incremental Cost Recommendations 2017 - average of refrigerator types (https://neep.org/sites/default/files/resources/Incremental_Cost_Recommendations_Non_Lighting_050917.xlsx) | 166.52 | rate at $83.26/per labor hour, assume 2 hours work, reference: https://www.homewyse.com/costs/cost_of_energy_efficient_refrigerators.html | 1029 | NEEP Incremental Cost Recommendations 2017 - average of refrigerator types (https://neep.org/sites/default/files/resources/Incremental_Cost_Recommendations_Non_Lighting_050917.xlsx) | 166.52 | rate at $83.26/per labor hour, assume 2 hours work, reference: https://www.homewyse.com/costs/cost_of_energy_efficient_refrigerators.html | 122 | refrigerator |  | 122
Equipment | Energy Star Refrigerator | One Refrigerator/Freezer meeting ENERGY STAR® 5.0 Standards | One Refrigerator/Freezer meeting Federal Standard | Commercial | Turnover | Restaurants | FL Zone 2 | Per Appliance | 46% | 607.13 | 473.63 | 133.5 | 0.21989 | 12 | 0.017577 | 0.01383 | 907 | NEEP Incremental Cost Recommendations 2017 - average of refrigerator types (https://neep.org/sites/default/files/resources/Incremental_Cost_Recommendations_Non_Lighting_050917.xlsx) | 166.52 | rate at $83.26/per labor hour, assume 2 hours work, reference: https://www.homewyse.com/costs/cost_of_energy_efficient_refrigerators.html | 1029 | NEEP Incremental Cost Recommendations 2017 - average of refrigerator types (https://neep.org/sites/default/files/resources/Incremental_Cost_Recommendations_Non_Lighting_050917.xlsx) | 166.52 | rate at $83.26/per labor hour, assume 2 hours work, reference: https://www.homewyse.com/costs/cost_of_energy_efficient_refrigerators.html | 122 | refrigerator |  | 122
Equipment | Energy Star Refrigerator | One Refrigerator/Freezer meeting ENERGY STAR® 5.0 Standards | One Refrigerator/Freezer meeting Federal Standard | Commercial | Turnover | Retail | FL Zone 2 | Per Appliance | 46% | 607.13 | 473.63 | 133.5 | 0.21989 | 12 | 0.017577 | 0.01383 | 907 | NEEP Incremental Cost Recommendations 2017 - average of refrigerator types (https://neep.org/sites/default/files/resources/Incremental_Cost_Recommendations_Non_Lighting_050917.xlsx) | 166.52 | rate at $83.26/per labor hour, assume 2 hours work, reference: https://www.homewyse.com/costs/cost_of_energy_efficient_refrigerators.html | 1029 | NEEP Incremental Cost Recommendations 2017 - average of refrigerator types (https://neep.org/sites/default/files/resources/Incremental_Cost_Recommendations_Non_Lighting_050917.xlsx) | 166.52 | rate at $83.26/per labor hour, assume 2 hours work, reference: https://www.homewyse.com/costs/cost_of_energy_efficient_refrigerators.html | 122 | refrigerator |  | 122
Equipment | Energy Star Refrigerator | One Refrigerator/Freezer meeting ENERGY STAR® 5.0 Standards | One Refrigerator/Freezer meeting Federal Standard | Commercial | Turnover | Schools K-12 | FL Zone 2 | Per Appliance | 46% | 607.13 | 473.63 | 133.5 | 0.21989 | 12 | 0.017577 | 0.01383 | 907 | NEEP Incremental Cost Recommendations 2017 - average of refrigerator types (https://neep.org/sites/default/files/resources/Incremental_Cost_Recommendations_Non_Lighting_050917.xlsx) | 166.52 | rate at $83.26/per labor hour, assume 2 hours work, reference: https://www.homewyse.com/costs/cost_of_energy_efficient_refrigerators.html | 1029 | NEEP Incremental Cost Recommendations 2017 - average of refrigerator types (https://neep.org/sites/default/files/resources/Incremental_Cost_Recommendations_Non_Lighting_050917.xlsx) | 166.52 | rate at $83.26/per labor hour, assume 2 hours work, reference: https://www.homewyse.com/costs/cost_of_energy_efficient_refrigerators.html | 122 | refrigerator |  | 122
Equipment | Energy Star Refrigerator | One Refrigerator/Freezer meeting ENERGY STAR® 5.0 Standards | One Refrigerator/Freezer meeting Federal Standard | Commercial | Turnover | Warehouse | FL Zone 2 | Per Appliance | 46% | 607.13 | 473.63 | 133.5 | 0.21989 | 12 | 0.017577 | 0.01383 | 907 | NEEP Incremental Cost Recommendations 2017 - average of refrigerator types (https://neep.org/sites/default/files/resources/Incremental_Cost_Recommendations_Non_Lighting_050917.xlsx) | 166.52 | rate at $83.26/per labor hour, assume 2 hours work, reference: https://www.homewyse.com/costs/cost_of_energy_efficient_refrigerators.html | 1029 | NEEP Incremental Cost Recommendations 2017 - average of refrigerator types (https://neep.org/sites/default/files/resources/Incremental_Cost_Recommendations_Non_Lighting_050917.xlsx) | 166.52 | rate at $83.26/per labor hour, assume 2 hours work, reference: https://www.homewyse.com/costs/cost_of_energy_efficient_refrigerators.html | 122 | refrigerator |  | 122
Equipment | Energy Star Refrigerator | One Refrigerator/Freezer meeting ENERGY STAR® 5.0 Standards | One Refrigerator/Freezer meeting Federal Standard | Commercial | New | Assembly | FL Zone 2 | Per Appliance | 35% | 607.13 | 473.63 | 133.5 | 0.21989 | 12 | 0.017577 | 0.01383 | 907 | NEEP Incremental Cost Recommendations 2017 - average of refrigerator types (https://neep.org/sites/default/files/resources/Incremental_Cost_Recommendations_Non_Lighting_050917.xlsx) | 166.52 | rate at $83.26/per labor hour, assume 2 hours work, reference: https://www.homewyse.com/costs/cost_of_energy_efficient_refrigerators.html | 1029 | NEEP Incremental Cost Recommendations 2017 - average of refrigerator types (https://neep.org/sites/default/files/resources/Incremental_Cost_Recommendations_Non_Lighting_050917.xlsx) | 166.52 | rate at $83.26/per labor hour, assume 2 hours work, reference: https://www.homewyse.com/costs/cost_of_energy_efficient_refrigerators.html | 122 | refrigerator |  | 122
Equipment | Energy Star Refrigerator | One Refrigerator/Freezer meeting ENERGY STAR® 5.0 Standards | One Refrigerator/Freezer meeting Federal Standard | Commercial | New | College and University | FL Zone 2 | Per Appliance | 53% | 607.13 | 473.63 | 133.5 | 0.21989 | 12 | 0.017577 | 0.01383 | 907 | NEEP Incremental Cost Recommendations 2017 - average of refrigerator types (https://neep.org/sites/default/files/resources/Incremental_Cost_Recommendations_Non_Lighting_050917.xlsx) | 166.52 | rate at $83.26/per labor hour, assume 2 hours work, reference: https://www.homewyse.com/costs/cost_of_energy_efficient_refrigerators.html | 1029 | NEEP Incremental Cost Recommendations 2017 - average of refrigerator types (https://neep.org/sites/default/files/resources/Incremental_Cost_Recommendations_Non_Lighting_050917.xlsx) | 166.52 | rate at $83.26/per labor hour, assume 2 hours work, reference: https://www.homewyse.com/costs/cost_of_energy_efficient_refrigerators.html | 122 | refrigerator |  | 122
Equipment | Energy Star Refrigerator | One Refrigerator/Freezer meeting ENERGY STAR® 5.0 Standards | One Refrigerator/Freezer meeting Federal Standard | Commercial | New | Grocery | FL Zone 2 | Per Appliance | 53% | 607.13 | 473.63 | 133.5 | 0.21989 | 12 | 0.017577 | 0.01383 | 907 | NEEP Incremental Cost Recommendations 2017 - average of refrigerator types (https://neep.org/sites/default/files/resources/Incremental_Cost_Recommendations_Non_Lighting_050917.xlsx) | 166.52 | rate at $83.26/per labor hour, assume 2 hours work, reference: https://www.homewyse.com/costs/cost_of_energy_efficient_refrigerators.html | 1029 | NEEP Incremental Cost Recommendations 2017 - average of refrigerator types (https://neep.org/sites/default/files/resources/Incremental_Cost_Recommendations_Non_Lighting_050917.xlsx) | 166.52 | rate at $83.26/per labor hour, assume 2 hours work, reference: https://www.homewyse.com/costs/cost_of_energy_efficient_refrigerators.html | 122 | refrigerator |  | 122
Equipment | Energy Star Refrigerator | One Refrigerator/Freezer meeting ENERGY STAR® 5.0 Standards | One Refrigerator/Freezer meeting Federal Standard | Commercial | New | Healthcare | FL Zone 2 | Per Appliance | 35% | 607.13 | 473.63 | 133.5 | 0.21989 | 12 | 0.017577 | 0.01383 | 907 | NEEP Incremental Cost Recommendations 2017 - average of refrigerator types (https://neep.org/sites/default/files/resources/Incremental_Cost_Recommendations_Non_Lighting_050917.xlsx) | 166.52 | rate at $83.26/per labor hour, assume 2 hours work, reference: https://www.homewyse.com/costs/cost_of_energy_efficient_refrigerators.html | 1029 | NEEP Incremental Cost Recommendations 2017 - average of refrigerator types (https://neep.org/sites/default/files/resources/Incremental_Cost_Recommendations_Non_Lighting_050917.xlsx) | 166.52 | rate at $83.26/per labor hour, assume 2 hours work, reference: https://www.homewyse.com/costs/cost_of_energy_efficient_refrigerators.html | 122 | refrigerator |  | 122
Equipment | Energy Star Refrigerator | One Refrigerator/Freezer meeting ENERGY STAR® 5.0 Standards | One Refrigerator/Freezer meeting Federal Standard | Commercial | New | Hospitals | FL Zone 2 | Per Appliance | 53% | 607.13 | 473.63 | 133.5 | 0.21989 | 12 | 0.017577 | 0.01383 | 907 | NEEP Incremental Cost Recommendations 2017 - average of refrigerator types (https://neep.org/sites/default/files/resources/Incremental_Cost_Recommendations_Non_Lighting_050917.xlsx) | 166.52 | rate at $83.26/per labor hour, assume 2 hours work, reference: https://www.homewyse.com/costs/cost_of_energy_efficient_refrigerators.html | 1029 | NEEP Incremental Cost Recommendations 2017 - average of refrigerator types (https://neep.org/sites/default/files/resources/Incremental_Cost_Recommendations_Non_Lighting_050917.xlsx) | 166.52 | rate at $83.26/per labor hour, assume 2 hours work, reference: https://www.homewyse.com/costs/cost_of_energy_efficient_refrigerators.html | 122 | refrigerator |  | 122
Equipment | Energy Star Refrigerator | One Refrigerator/Freezer meeting ENERGY STAR® 5.0 Standards | One Refrigerator/Freezer meeting Federal Standard | Commercial | New | Institutional | FL Zone 2 | Per Appliance | 53% | 607.13 | 473.63 | 133.5 | 0.21989 | 12 | 0.017577 | 0.01383 | 907 | NEEP Incremental Cost Recommendations 2017 - average of refrigerator types (https://neep.org/sites/default/files/resources/Incremental_Cost_Recommendations_Non_Lighting_050917.xlsx) | 166.52 | rate at $83.26/per labor hour, assume 2 hours work, reference: https://www.homewyse.com/costs/cost_of_energy_efficient_refrigerators.html | 1029 | NEEP Incremental Cost Recommendations 2017 - average of refrigerator types (https://neep.org/sites/default/files/resources/Incremental_Cost_Recommendations_Non_Lighting_050917.xlsx) | 166.52 | rate at $83.26/per labor hour, assume 2 hours work, reference: https://www.homewyse.com/costs/cost_of_energy_efficient_refrigerators.html | 122 | refrigerator |  | 122
Equipment | Energy Star Refrigerator | One Refrigerator/Freezer meeting ENERGY STAR® 5.0 Standards | One Refrigerator/Freezer meeting Federal Standard | Commercial | New | Lodging/Hospitality | FL Zone 2 | Per Appliance | 53% | 607.13 | 473.63 | 133.5 | 0.21989 | 12 | 0.017577 | 0.01383 | 907 | NEEP Incremental Cost Recommendations 2017 - average of refrigerator types (https://neep.org/sites/default/files/resources/Incremental_Cost_Recommendations_Non_Lighting_050917.xlsx) | 166.52 | rate at $83.26/per labor hour, assume 2 hours work, reference: https://www.homewyse.com/costs/cost_of_energy_efficient_refrigerators.html | 1029 | NEEP Incremental Cost Recommendations 2017 - average of refrigerator types (https://neep.org/sites/default/files/resources/Incremental_Cost_Recommendations_Non_Lighting_050917.xlsx) | 166.52 | rate at $83.26/per labor hour, assume 2 hours work, reference: https://www.homewyse.com/costs/cost_of_energy_efficient_refrigerators.html | 122 | refrigerator |  | 122
Equipment | Energy Star Refrigerator | One Refrigerator/Freezer meeting ENERGY STAR® 5.0 Standards | One Refrigerator/Freezer meeting Federal Standard | Commercial | New | Miscellaneous | FL Zone 2 | Per Appliance | 53% | 607.13 | 473.63 | 133.5 | 0.21989 | 12 | 0.017577 | 0.01383 | 907 | NEEP Incremental Cost Recommendations 2017 - average of refrigerator types (https://neep.org/sites/default/files/resources/Incremental_Cost_Recommendations_Non_Lighting_050917.xlsx) | 166.52 | rate at $83.26/per labor hour, assume 2 hours work, reference: https://www.homewyse.com/costs/cost_of_energy_efficient_refrigerators.html | 1029 | NEEP Incremental Cost Recommendations 2017 - average of refrigerator types (https://neep.org/sites/default/files/resources/Incremental_Cost_Recommendations_Non_Lighting_050917.xlsx) | 166.52 | rate at $83.26/per labor hour, assume 2 hours work, reference: https://www.homewyse.com/costs/cost_of_energy_efficient_refrigerators.html | 122 | refrigerator |  | 122
Equipment | Energy Star Refrigerator | One Refrigerator/Freezer meeting ENERGY STAR® 5.0 Standards | One Refrigerator/Freezer meeting Federal Standard | Commercial | New | Offices | FL Zone 2 | Per Appliance | 53% | 607.13 | 473.63 | 133.5 | 0.21989 | 12 | 0.017577 | 0.01383 | 907 | NEEP Incremental Cost Recommendations 2017 - average of refrigerator types (https://neep.org/sites/default/files/resources/Incremental_Cost_Recommendations_Non_Lighting_050917.xlsx) | 166.52 | rate at $83.26/per labor hour, assume 2 hours work, reference: https://www.homewyse.com/costs/cost_of_energy_efficient_refrigerators.html | 1029 | NEEP Incremental Cost Recommendations 2017 - average of refrigerator types (https://neep.org/sites/default/files/resources/Incremental_Cost_Recommendations_Non_Lighting_050917.xlsx) | 166.52 | rate at $83.26/per labor hour, assume 2 hours work, reference: https://www.homewyse.com/costs/cost_of_energy_efficient_refrigerators.html | 122 | refrigerator |  | 122
Equipment | Energy Star Refrigerator | One Refrigerator/Freezer meeting ENERGY STAR® 5.0 Standards | One Refrigerator/Freezer meeting Federal Standard | Commercial | New | Restaurants | FL Zone 2 | Per Appliance | 53% | 607.13 | 473.63 | 133.5 | 0.21989 | 12 | 0.017577 | 0.01383 | 907 | NEEP Incremental Cost Recommendations 2017 - average of refrigerator types (https://neep.org/sites/default/files/resources/Incremental_Cost_Recommendations_Non_Lighting_050917.xlsx) | 166.52 | rate at $83.26/per labor hour, assume 2 hours work, reference: https://www.homewyse.com/costs/cost_of_energy_efficient_refrigerators.html | 1029 | NEEP Incremental Cost Recommendations 2017 - average of refrigerator types (https://neep.org/sites/default/files/resources/Incremental_Cost_Recommendations_Non_Lighting_050917.xlsx) | 166.52 | rate at $83.26/per labor hour, assume 2 hours work, reference: https://www.homewyse.com/costs/cost_of_energy_efficient_refrigerators.html | 122 | refrigerator |  | 122
Equipment | Energy Star Refrigerator | One Refrigerator/Freezer meeting ENERGY STAR® 5.0 Standards | One Refrigerator/Freezer meeting Federal Standard | Commercial | New | Retail | FL Zone 2 | Per Appliance | 53% | 607.13 | 473.63 | 133.5 | 0.21989 | 12 | 0.017577 | 0.01383 | 907 | NEEP Incremental Cost Recommendations 2017 - average of refrigerator types (https://neep.org/sites/default/files/resources/Incremental_Cost_Recommendations_Non_Lighting_050917.xlsx) | 166.52 | rate at $83.26/per labor hour, assume 2 hours work, reference: https://www.homewyse.com/costs/cost_of_energy_efficient_refrigerators.html | 1029 | NEEP Incremental Cost Recommendations 2017 - average of refrigerator types (https://neep.org/sites/default/files/resources/Incremental_Cost_Recommendations_Non_Lighting_050917.xlsx) | 166.52 | rate at $83.26/per labor hour, assume 2 hours work, reference: https://www.homewyse.com/costs/cost_of_energy_efficient_refrigerators.html | 122 | refrigerator |  | 122
Equipment | Energy Star Refrigerator | One Refrigerator/Freezer meeting ENERGY STAR® 5.0 Standards | One Refrigerator/Freezer meeting Federal Standard | Commercial | New | Schools K-12 | FL Zone 2 | Per Appliance | 53% | 607.13 | 473.63 | 133.5 | 0.21989 | 12 | 0.017577 | 0.01383 | 907 | NEEP Incremental Cost Recommendations 2017 - average of refrigerator types (https://neep.org/sites/default/files/resources/Incremental_Cost_Recommendations_Non_Lighting_050917.xlsx) | 166.52 | rate at $83.26/per labor hour, assume 2 hours work, reference: https://www.homewyse.com/costs/cost_of_energy_efficient_refrigerators.html | 1029 | NEEP Incremental Cost Recommendations 2017 - average of refrigerator types (https://neep.org/sites/default/files/resources/Incremental_Cost_Recommendations_Non_Lighting_050917.xlsx) | 166.52 | rate at $83.26/per labor hour, assume 2 hours work, reference: https://www.homewyse.com/costs/cost_of_energy_efficient_refrigerators.html | 122 | refrigerator |  | 122
Equipment | Energy Star Refrigerator | One Refrigerator/Freezer meeting ENERGY STAR® 5.0 Standards | One Refrigerator/Freezer meeting Federal Standard | Commercial | New | Warehouse | FL Zone 2 | Per Appliance | 53% | 607.13 | 473.63 | 133.5 | 0.21989 | 12 | 0.017577 | 0.01383 | 907 | NEEP Incremental Cost Recommendations 2017 - average of refrigerator types (https://neep.org/sites/default/files/resources/Incremental_Cost_Recommendations_Non_Lighting_050917.xlsx) | 166.52 | rate at $83.26/per labor hour, assume 2 hours work, reference: https://www.homewyse.com/costs/cost_of_energy_efficient_refrigerators.html | 1029 | NEEP Incremental Cost Recommendations 2017 - average of refrigerator types (https://neep.org/sites/default/files/resources/Incremental_Cost_Recommendations_Non_Lighting_050917.xlsx) | 166.52 | rate at $83.26/per labor hour, assume 2 hours work, reference: https://www.homewyse.com/costs/cost_of_energy_efficient_refrigerators.html | 122 | refrigerator |  | 122
Equipment | Energy Star Vending Machine | One Refrigerated Vending Machine meeting ENERGY STAR® 3.2 Standards | One standard efficiency Refrigerated Vending Machine | Commercial | Turnover | Assembly | FL Zone 2 | Per Unit | 11% | 1460.365 | 934.6336 | 525.7314 | 0.36 | 14 | 0.082226 | 0.051367 | 0 | Reference source included incremental cost only | 0 | 0 | 500 | Illinois 2018 Statewide TRM, Section 4.6.5 | 0 | 0 | 500 | vending machine |  | 500
Equipment | Energy Star Vending Machine | One Refrigerated Vending Machine meeting ENERGY STAR® 3.2 Standards | One standard efficiency Refrigerated Vending Machine | Commercial | Turnover | College and University | FL Zone 2 | Per Unit | 4% | 1460.365 | 934.6336 | 525.7314 | 0.36 | 14 | 0.082504 | 0.051277 | 0 | Reference source included incremental cost only | 0 | 0 | 500 | Illinois 2018 Statewide TRM, Section 4.6.5 | 0 | 0 | 500 | vending machine |  | 500
Equipment | Energy Star Vending Machine | One Refrigerated Vending Machine meeting ENERGY STAR® 3.2 Standards | One standard efficiency Refrigerated Vending Machine | Commercial | Turnover | Grocery | FL Zone 2 | Per Unit | 62% | 1460.365 | 934.6336 | 525.7314 | 0.36 | 14 | 0.082226 | 0.051367 | 0 | Reference source included incremental cost only | 0 | 0 | 500 | Illinois 2018 Statewide TRM, Section 4.6.5 | 0 | 0 | 500 | vending machine |  | 500
Equipment | Energy Star Vending Machine | One Refrigerated Vending Machine meeting ENERGY STAR® 3.2 Standards | One standard efficiency Refrigerated Vending Machine | Commercial | Turnover | Healthcare | FL Zone 2 | Per Unit | 4% | 1460.365 | 934.6336 | 525.7314 | 0.36 | 14 | 0.082504 | 0.051277 | 0 | Reference source included incremental cost only | 0 | 0 | 500 | Illinois 2018 Statewide TRM, Section 4.6.5 | 0 | 0 | 500 | vending machine |  | 500
Equipment | Energy Star Vending Machine | One Refrigerated Vending Machine meeting ENERGY STAR® 3.2 Standards | One standard efficiency Refrigerated Vending Machine | Commercial | Turnover | Hospitals | FL Zone 2 | Per Unit | 4% | 1460.365 | 934.6336 | 525.7314 | 0.36 | 14 | 0.082504 | 0.051277 | 0 | Reference source included incremental cost only | 0 | 0 | 500 | Illinois 2018 Statewide TRM, Section 4.6.5 | 0 | 0 | 500 | vending machine |  | 500
Equipment | Energy Star Vending Machine | One Refrigerated Vending Machine meeting ENERGY STAR® 3.2 Standards | One standard efficiency Refrigerated Vending Machine | Commercial | Turnover | Institutional | FL Zone 2 | Per Unit | 0% | 1460.365 | 934.6336 | 525.7314 | 0.36 | 14 | 0.082226 | 0.051367 | 0 | Reference source included incremental cost only | 0 | 0 | 500 | Illinois 2018 Statewide TRM, Section 4.6.5 | 0 | 0 | 500 | vending machine |  | 500
Equipment | Energy Star Vending Machine | One Refrigerated Vending Machine meeting ENERGY STAR® 3.2 Standards | One standard efficiency Refrigerated Vending Machine | Commercial | Turnover | Lodging/Hospitality | FL Zone 2 | Per Unit | 4% | 1460.365 | 934.6336 | 525.7314 | 0.36 | 14 | 0.082504 | 0.051277 | 0 | Reference source included incremental cost only | 0 | 0 | 500 | Illinois 2018 Statewide TRM, Section 4.6.5 | 0 | 0 | 500 | vending machine |  | 500
Equipment | Energy Star Vending Machine | One Refrigerated Vending Machine meeting ENERGY STAR® 3.2 Standards | One standard efficiency Refrigerated Vending Machine | Commercial | Turnover | Miscellaneous | FL Zone 2 | Per Unit | 0% | 1460.365 | 934.6336 | 525.7314 | 0.36 | 14 | 0.082226 | 0.051367 | 0 | Reference source included incremental cost only | 0 | 0 | 500 | Illinois 2018 Statewide TRM, Section 4.6.5 | 0 | 0 | 500 | vending machine |  | 500
Equipment | Energy Star Vending Machine | One Refrigerated Vending Machine meeting ENERGY STAR® 3.2 Standards | One standard efficiency Refrigerated Vending Machine | Commercial | Turnover | Offices | FL Zone 2 | Per Unit | 11% | 1460.365 | 934.6336 | 525.7314 | 0.36 | 14 | 0.082226 | 0.051367 | 0 | Reference source included incremental cost only | 0 | 0 | 500 | Illinois 2018 Statewide TRM, Section 4.6.5 | 0 | 0 | 500 | vending machine |  | 500
Equipment | Energy Star Vending Machine | One Refrigerated Vending Machine meeting ENERGY STAR® 3.2 Standards | One standard efficiency Refrigerated Vending Machine | Commercial | Turnover | Restaurants | FL Zone 2 | Per Unit | 4% | 1460.365 | 934.6336 | 525.7314 | 0.36 | 14 | 0.082504 | 0.051277 | 0 | Reference source included incremental cost only | 0 | 0 | 500 | Illinois 2018 Statewide TRM, Section 4.6.5 | 0 | 0 | 500 | vending machine |  | 500
Equipment | Energy Star Vending Machine | One Refrigerated Vending Machine meeting ENERGY STAR® 3.2 Standards | One standard efficiency Refrigerated Vending Machine | Commercial | Turnover | Retail | FL Zone 2 | Per Unit | 4% | 1460.365 | 934.6336 | 525.7314 | 0.36 | 14 | 0.082226 | 0.051367 | 0 | Reference source included incremental cost only | 0 | 0 | 500 | Illinois 2018 Statewide TRM, Section 4.6.5 | 0 | 0 | 500 | vending machine |  | 500
Equipment | Energy Star Vending Machine | One Refrigerated Vending Machine meeting ENERGY STAR® 3.2 Standards | One standard efficiency Refrigerated Vending Machine | Commercial | Turnover | Schools K-12 | FL Zone 2 | Per Unit | 4% | 1460.365 | 934.6336 | 525.7314 | 0.36 | 14 | 0.082504 | 0.051277 | 0 | Reference source included incremental cost only | 0 | 0 | 500 | Illinois 2018 Statewide TRM, Section 4.6.5 | 0 | 0 | 500 | vending machine |  | 500
Equipment | Energy Star Vending Machine | One Refrigerated Vending Machine meeting ENERGY STAR® 3.2 Standards | One standard efficiency Refrigerated Vending Machine | Commercial | Turnover | Warehouse | FL Zone 2 | Per Unit | 0% | 1460.365 | 934.6336 | 525.7314 | 0.36 | 14 | 0.082226 | 0.051367 | 0 | Reference source included incremental cost only | 0 | 0 | 500 | Illinois 2018 Statewide TRM, Section 4.6.5 | 0 | 0 | 500 | vending machine |  | 500
Equipment | Energy Star Vending Machine | One Refrigerated Vending Machine meeting ENERGY STAR® 3.2 Standards | One standard efficiency Refrigerated Vending Machine | Commercial | New | Assembly | FL Zone 2 | Per Unit | 11% | 1460.365 | 934.6336 | 525.7314 | 0.36 | 14 | 0.082226 | 0.051367 | 0 | Reference source included incremental cost only | 0 | 0 | 500 | Illinois 2018 Statewide TRM, Section 4.6.5 | 0 | 0 | 500 | vending machine |  | 500
Equipment | Energy Star Vending Machine | One Refrigerated Vending Machine meeting ENERGY STAR® 3.2 Standards | One standard efficiency Refrigerated Vending Machine | Commercial | New | College and University | FL Zone 2 | Per Unit | 4% | 1460.365 | 934.6336 | 525.7314 | 0.36 | 14 | 0.082504 | 0.051277 | 0 | Reference source included incremental cost only | 0 | 0 | 500 | Illinois 2018 Statewide TRM, Section 4.6.5 | 0 | 0 | 500 | vending machine |  | 500
Equipment | Energy Star Vending Machine | One Refrigerated Vending Machine meeting ENERGY STAR® 3.2 Standards | One standard efficiency Refrigerated Vending Machine | Commercial | New | Grocery | FL Zone 2 | Per Unit | 62% | 1460.365 | 934.6336 | 525.7314 | 0.36 | 14 | 0.082226 | 0.051367 | 0 | Reference source included incremental cost only | 0 | 0 | 500 | Illinois 2018 Statewide TRM, Section 4.6.5 | 0 | 0 | 500 | vending machine |  | 500
Equipment | Energy Star Vending Machine | One Refrigerated Vending Machine meeting ENERGY STAR® 3.2 Standards | One standard efficiency Refrigerated Vending Machine | Commercial | New | Healthcare | FL Zone 2 | Per Unit | 4% | 1460.365 | 934.6336 | 525.7314 | 0.36 | 14 | 0.082504 | 0.051277 | 0 | Reference source included incremental cost only | 0 | 0 | 500 | Illinois 2018 Statewide TRM, Section 4.6.5 | 0 | 0 | 500 | vending machine |  | 500
Equipment | Energy Star Vending Machine | One Refrigerated Vending Machine meeting ENERGY STAR® 3.2 Standards | One standard efficiency Refrigerated Vending Machine | Commercial | New | Hospitals | FL Zone 2 | Per Unit | 4% | 1460.365 | 934.6336 | 525.7314 | 0.36 | 14 | 0.082504 | 0.051277 | 0 | Reference source included incremental cost only | 0 | 0 | 500 | Illinois 2018 Statewide TRM, Section 4.6.5 | 0 | 0 | 500 | vending machine |  | 500
Equipment | Energy Star Vending Machine | One Refrigerated Vending Machine meeting ENERGY STAR® 3.2 Standards | One standard efficiency Refrigerated Vending Machine | Commercial | New | Institutional | FL Zone 2 | Per Unit | 0% | 1460.365 | 934.6336 | 525.7314 | 0.36 | 14 | 0.082226 | 0.051367 | 0 | Reference source included incremental cost only | 0 | 0 | 500 | Illinois 2018 Statewide TRM, Section 4.6.5 | 0 | 0 | 500 | vending machine |  | 500
Equipment | Energy Star Vending Machine | One Refrigerated Vending Machine meeting ENERGY STAR® 3.2 Standards | One standard efficiency Refrigerated Vending Machine | Commercial | New | Lodging/Hospitality | FL Zone 2 | Per Unit | 4% | 1460.365 | 934.6336 | 525.7314 | 0.36 | 14 | 0.082504 | 0.051277 | 0 | Reference source included incremental cost only | 0 | 0 | 500 | Illinois 2018 Statewide TRM, Section 4.6.5 | 0 | 0 | 500 | vending machine |  | 500
Equipment | Energy Star Vending Machine | One Refrigerated Vending Machine meeting ENERGY STAR® 3.2 Standards | One standard efficiency Refrigerated Vending Machine | Commercial | New | Miscellaneous | FL Zone 2 | Per Unit | 0% | 1460.365 | 934.6336 | 525.7314 | 0.36 | 14 | 0.082226 | 0.051367 | 0 | Reference source included incremental cost only | 0 | 0 | 500 | Illinois 2018 Statewide TRM, Section 4.6.5 | 0 | 0 | 500 | vending machine |  | 500
Equipment | Energy Star Vending Machine | One Refrigerated Vending Machine meeting ENERGY STAR® 3.2 Standards | One standard efficiency Refrigerated Vending Machine | Commercial | New | Offices | FL Zone 2 | Per Unit | 11% | 1460.365 | 934.6336 | 525.7314 | 0.36 | 14 | 0.082226 | 0.051367 | 0 | Reference source included incremental cost only | 0 | 0 | 500 | Illinois 2018 Statewide TRM, Section 4.6.5 | 0 | 0 | 500 | vending machine |  | 500
Equipment | Energy Star Vending Machine | One Refrigerated Vending Machine meeting ENERGY STAR® 3.2 Standards | One standard efficiency Refrigerated Vending Machine | Commercial | New | Restaurants | FL Zone 2 | Per Unit | 4% | 1460.365 | 934.6336 | 525.7314 | 0.36 | 14 | 0.082504 | 0.051277 | 0 | Reference source included incremental cost only | 0 | 0 | 500 | Illinois 2018 Statewide TRM, Section 4.6.5 | 0 | 0 | 500 | vending machine |  | 500
Equipment | Energy Star Vending Machine | One Refrigerated Vending Machine meeting ENERGY STAR® 3.2 Standards | One standard efficiency Refrigerated Vending Machine | Commercial | New | Retail | FL Zone 2 | Per Unit | 4% | 1460.365 | 934.6336 | 525.7314 | 0.36 | 14 | 0.082226 | 0.051367 | 0 | Reference source included incremental cost only | 0 | 0 | 500 | Illinois 2018 Statewide TRM, Section 4.6.5 | 0 | 0 | 500 | vending machine |  | 500
Equipment | Energy Star Vending Machine | One Refrigerated Vending Machine meeting ENERGY STAR® 3.2 Standards | One standard efficiency Refrigerated Vending Machine | Commercial | New | Schools K-12 | FL Zone 2 | Per Unit | 4% | 1460.365 | 934.6336 | 525.7314 | 0.36 | 14 | 0.082504 | 0.051277 | 0 | Reference source included incremental cost only | 0 | 0 | 500 | Illinois 2018 Statewide TRM, Section 4.6.5 | 0 | 0 | 500 | vending machine |  | 500
Equipment | Energy Star Vending Machine | One Refrigerated Vending Machine meeting ENERGY STAR® 3.2 Standards | One standard efficiency Refrigerated Vending Machine | Commercial | New | Warehouse | FL Zone 2 | Per Unit | 0% | 1460.365 | 934.6336 | 525.7314 | 0.36 | 14 | 0.082226 | 0.051367 | 0 | Reference source included incremental cost only | 0 | 0 | 500 | Illinois 2018 Statewide TRM, Section 4.6.5 | 0 | 0 | 500 | vending machine |  | 500
Equipment | Refrigerated Display Case LED Lighting | 60" Refrigerated Case LED Strip | Lumen-Equivalent 32-Watt T8 Fixture | Commercial | Turnover | Assembly | FL Zone 2 | Per Unit | 0% | 2434.55 | 2273.56 | 160.9897 | 0.066127 | 8 | 0.024002 | 0.013074 | 0 | Reference source included incremental cost only | 0 | 0 | 55 | Illinois 2018 Statewide TRM, Section 4.5.4 | 0 | 0 | 55 | fixture (5 ft lamp) |  | 55
Equipment | Refrigerated Display Case LED Lighting | 60" Refrigerated Case LED Strip | Lumen-Equivalent 32-Watt T8 Fixture | Commercial | Turnover | College and University | FL Zone 2 | Per Unit | 0% | 2434.55 | 2273.56 | 160.9897 | 0.066127 | 8 | 0.020873 | 0.017484 | 0 | Reference source included incremental cost only | 0 | 0 | 55 | Illinois 2018 Statewide TRM, Section 4.5.4 | 0 | 0 | 55 | fixture (5 ft lamp) |  | 55
Equipment | Refrigerated Display Case LED Lighting | 60" Refrigerated Case LED Strip | Lumen-Equivalent 32-Watt T8 Fixture | Commercial | Turnover | Grocery | FL Zone 2 | Per Unit | 36% | 2434.55 | 2273.56 | 160.9897 | 0.066127 | 8 | 0.024002 | 0.013074 | 0 | Reference source included incremental cost only | 0 | 0 | 55 | Illinois 2018 Statewide TRM, Section 4.5.4 | 0 | 0 | 55 | fixture (5 ft lamp) |  | 55
Equipment | Refrigerated Display Case LED Lighting | 60" Refrigerated Case LED Strip | Lumen-Equivalent 32-Watt T8 Fixture | Commercial | Turnover | Healthcare | FL Zone 2 | Per Unit | 0% | 2434.55 | 2273.56 | 160.9897 | 0.066127 | 8 | 0.020873 | 0.017484 | 0 | Reference source included incremental cost only | 0 | 0 | 55 | Illinois 2018 Statewide TRM, Section 4.5.4 | 0 | 0 | 55 | fixture (5 ft lamp) |  | 55
Equipment | Refrigerated Display Case LED Lighting | 60" Refrigerated Case LED Strip | Lumen-Equivalent 32-Watt T8 Fixture | Commercial | Turnover | Hospitals | FL Zone 2 | Per Unit | 0% | 2434.55 | 2273.56 | 160.9897 | 0.066127 | 8 | 0.020873 | 0.017484 | 0 | Reference source included incremental cost only | 0 | 0 | 55 | Illinois 2018 Statewide TRM, Section 4.5.4 | 0 | 0 | 55 | fixture (5 ft lamp) |  | 55
Equipment | Refrigerated Display Case LED Lighting | 60" Refrigerated Case LED Strip | Lumen-Equivalent 32-Watt T8 Fixture | Commercial | Turnover | Institutional | FL Zone 2 | Per Unit | 0% | 2434.55 | 2273.56 | 160.9897 | 0.066127 | 8 | 0.024002 | 0.013074 | 0 | Reference source included incremental cost only | 0 | 0 | 55 | Illinois 2018 Statewide TRM, Section 4.5.4 | 0 | 0 | 55 | fixture (5 ft lamp) |  | 55
Equipment | Refrigerated Display Case LED Lighting | 60" Refrigerated Case LED Strip | Lumen-Equivalent 32-Watt T8 Fixture | Commercial | Turnover | Lodging/Hospitality | FL Zone 2 | Per Unit | 0% | 2434.55 | 2273.56 | 160.9897 | 0.066127 | 8 | 0.020873 | 0.017484 | 0 | Reference source included incremental cost only | 0 | 0 | 55 | Illinois 2018 Statewide TRM, Section 4.5.4 | 0 | 0 | 55 | fixture (5 ft lamp) |  | 55
Equipment | Refrigerated Display Case LED Lighting | 60" Refrigerated Case LED Strip | Lumen-Equivalent 32-Watt T8 Fixture | Commercial | Turnover | Miscellaneous | FL Zone 2 | Per Unit | 0% | 2434.55 | 2273.56 | 160.9897 | 0.066127 | 8 | 0.024002 | 0.013074 | 0 | Reference source included incremental cost only | 0 | 0 | 55 | Illinois 2018 Statewide TRM, Section 4.5.4 | 0 | 0 | 55 | fixture (5 ft lamp) |  | 55
Equipment | Refrigerated Display Case LED Lighting | 60" Refrigerated Case LED Strip | Lumen-Equivalent 32-Watt T8 Fixture | Commercial | Turnover | Offices | FL Zone 2 | Per Unit | 0% | 2434.55 | 2273.56 | 160.9897 | 0.066127 | 8 | 0.024002 | 0.013074 | 0 | Reference source included incremental cost only | 0 | 0 | 55 | Illinois 2018 Statewide TRM, Section 4.5.4 | 0 | 0 | 55 | fixture (5 ft lamp) |  | 55
Equipment | Refrigerated Display Case LED Lighting | 60" Refrigerated Case LED Strip | Lumen-Equivalent 32-Watt T8 Fixture | Commercial | Turnover | Restaurants | FL Zone 2 | Per Unit | 0% | 2434.55 | 2273.56 | 160.9897 | 0.066127 | 8 | 0.020873 | 0.017484 | 0 | Reference source included incremental cost only | 0 | 0 | 55 | Illinois 2018 Statewide TRM, Section 4.5.4 | 0 | 0 | 55 | fixture (5 ft lamp) |  | 55
Equipment | Refrigerated Display Case LED Lighting | 60" Refrigerated Case LED Strip | Lumen-Equivalent 32-Watt T8 Fixture | Commercial | Turnover | Retail | FL Zone 2 | Per Unit | 0% | 2434.55 | 2273.56 | 160.9897 | 0.066127 | 8 | 0.024002 | 0.013074 | 0 | Reference source included incremental cost only | 0 | 0 | 55 | Illinois 2018 Statewide TRM, Section 4.5.4 | 0 | 0 | 55 | fixture (5 ft lamp) |  | 55
Equipment | Refrigerated Display Case LED Lighting | 60" Refrigerated Case LED Strip | Lumen-Equivalent 32-Watt T8 Fixture | Commercial | Turnover | Schools K-12 | FL Zone 2 | Per Unit | 0% | 2434.55 | 2273.56 | 160.9897 | 0.066127 | 8 | 0.020873 | 0.017484 | 0 | Reference source included incremental cost only | 0 | 0 | 55 | Illinois 2018 Statewide TRM, Section 4.5.4 | 0 | 0 | 55 | fixture (5 ft lamp) |  | 55
Equipment | Refrigerated Display Case LED Lighting | 60" Refrigerated Case LED Strip | Lumen-Equivalent 32-Watt T8 Fixture | Commercial | Turnover | Warehouse | FL Zone 2 | Per Unit | 0% | 2434.55 | 2273.56 | 160.9897 | 0.066127 | 8 | 0.024002 | 0.013074 | 0 | Reference source included incremental cost only | 0 | 0 | 55 | Illinois 2018 Statewide TRM, Section 4.5.4 | 0 | 0 | 55 | fixture (5 ft lamp) |  | 55
Equipment | Refrigerated Display Case LED Lighting | 60" Refrigerated Case LED Strip | Lumen-Equivalent 32-Watt T8 Fixture | Commercial | New | Assembly | FL Zone 2 | Per Unit | 0% | 2434.55 | 2434.55 | 0 | 0 | 8 | 0 | 0 | 0 | Reference source included incremental cost only | 0 | 0 | 55 | Illinois 2018 Statewide TRM, Section 4.5.4 | 0 | 0 | 55 | fixture (5 ft lamp) |  | 55
Equipment | Refrigerated Display Case LED Lighting | 60" Refrigerated Case LED Strip | Lumen-Equivalent 32-Watt T8 Fixture | Commercial | New | College and University | FL Zone 2 | Per Unit | 0% | 2434.55 | 2434.55 | 0 | 0 | 8 | 0 | 0 | 0 | Reference source included incremental cost only | 0 | 0 | 55 | Illinois 2018 Statewide TRM, Section 4.5.4 | 0 | 0 | 55 | fixture (5 ft lamp) |  | 55
Equipment | Refrigerated Display Case LED Lighting | 60" Refrigerated Case LED Strip | Lumen-Equivalent 32-Watt T8 Fixture | Commercial | New | Grocery | FL Zone 2 | Per Unit | 0% | 2434.55 | 2434.55 | 0 | 0 | 8 | 0 | 0 | 0 | Reference source included incremental cost only | 0 | 0 | 55 | Illinois 2018 Statewide TRM, Section 4.5.4 | 0 | 0 | 55 | fixture (5 ft lamp) |  | 55
Equipment | Refrigerated Display Case LED Lighting | 60" Refrigerated Case LED Strip | Lumen-Equivalent 32-Watt T8 Fixture | Commercial | New | Healthcare | FL Zone 2 | Per Unit | 0% | 2434.55 | 2434.55 | 0 | 0 | 8 | 0 | 0 | 0 | Reference source included incremental cost only | 0 | 0 | 55 | Illinois 2018 Statewide TRM, Section 4.5.4 | 0 | 0 | 55 | fixture (5 ft lamp) |  | 55
Equipment | Refrigerated Display Case LED Lighting | 60" Refrigerated Case LED Strip | Lumen-Equivalent 32-Watt T8 Fixture | Commercial | New | Hospitals | FL Zone 2 | Per Unit | 0% | 2434.55 | 2434.55 | 0 | 0 | 8 | 0 | 0 | 0 | Reference source included incremental cost only | 0 | 0 | 55 | Illinois 2018 Statewide TRM, Section 4.5.4 | 0 | 0 | 55 | fixture (5 ft lamp) |  | 55
Equipment | Refrigerated Display Case LED Lighting | 60" Refrigerated Case LED Strip | Lumen-Equivalent 32-Watt T8 Fixture | Commercial | New | Institutional | FL Zone 2 | Per Unit | 0% | 2434.55 | 2434.55 | 0 | 0 | 8 | 0 | 0 | 0 | Reference source included incremental cost only | 0 | 0 | 55 | Illinois 2018 Statewide TRM, Section 4.5.4 | 0 | 0 | 55 | fixture (5 ft lamp) |  | 55
Equipment | Refrigerated Display Case LED Lighting | 60" Refrigerated Case LED Strip | Lumen-Equivalent 32-Watt T8 Fixture | Commercial | New | Lodging/Hospitality | FL Zone 2 | Per Unit | 0% | 2434.55 | 2434.55 | 0 | 0 | 8 | 0 | 0 | 0 | Reference source included incremental cost only | 0 | 0 | 55 | Illinois 2018 Statewide TRM, Section 4.5.4 | 0 | 0 | 55 | fixture (5 ft lamp) |  | 55
Equipment | Refrigerated Display Case LED Lighting | 60" Refrigerated Case LED Strip | Lumen-Equivalent 32-Watt T8 Fixture | Commercial | New | Miscellaneous | FL Zone 2 | Per Unit | 0% | 2434.55 | 2434.55 | 0 | 0 | 8 | 0 | 0 | 0 | Reference source included incremental cost only | 0 | 0 | 55 | Illinois 2018 Statewide TRM, Section 4.5.4 | 0 | 0 | 55 | fixture (5 ft lamp) |  | 55
Equipment | Refrigerated Display Case LED Lighting | 60" Refrigerated Case LED Strip | Lumen-Equivalent 32-Watt T8 Fixture | Commercial | New | Offices | FL Zone 2 | Per Unit | 0% | 2434.55 | 2434.55 | 0 | 0 | 8 | 0 | 0 | 0 | Reference source included incremental cost only | 0 | 0 | 55 | Illinois 2018 Statewide TRM, Section 4.5.4 | 0 | 0 | 55 | fixture (5 ft lamp) |  | 55
Equipment | Refrigerated Display Case LED Lighting | 60" Refrigerated Case LED Strip | Lumen-Equivalent 32-Watt T8 Fixture | Commercial | New | Restaurants | FL Zone 2 | Per Unit | 0% | 2434.55 | 2434.55 | 0 | 0 | 8 | 0 | 0 | 0 | Reference source included incremental cost only | 0 | 0 | 55 | Illinois 2018 Statewide TRM, Section 4.5.4 | 0 | 0 | 55 | fixture (5 ft lamp) |  | 55
Equipment | Refrigerated Display Case LED Lighting | 60" Refrigerated Case LED Strip | Lumen-Equivalent 32-Watt T8 Fixture | Commercial | New | Retail | FL Zone 2 | Per Unit | 0% | 2434.55 | 2434.55 | 0 | 0 | 8 | 0 | 0 | 0 | Reference source included incremental cost only | 0 | 0 | 55 | Illinois 2018 Statewide TRM, Section 4.5.4 | 0 | 0 | 55 | fixture (5 ft lamp) |  | 55
Equipment | Refrigerated Display Case LED Lighting | 60" Refrigerated Case LED Strip | Lumen-Equivalent 32-Watt T8 Fixture | Commercial | New | Schools K-12 | FL Zone 2 | Per Unit | 0% | 2434.55 | 2434.55 | 0 | 0 | 8 | 0 | 0 | 0 | Reference source included incremental cost only | 0 | 0 | 55 | Illinois 2018 Statewide TRM, Section 4.5.4 | 0 | 0 | 55 | fixture (5 ft lamp) |  | 55
Equipment | Refrigerated Display Case LED Lighting | 60" Refrigerated Case LED Strip | Lumen-Equivalent 32-Watt T8 Fixture | Commercial | New | Warehouse | FL Zone 2 | Per Unit | 0% | 2434.55 | 2434.55 | 0 | 0 | 8 | 0 | 0 | 0 | Reference source included incremental cost only | 0 | 0 | 55 | Illinois 2018 Statewide TRM, Section 4.5.4 | 0 | 0 | 55 | fixture (5 ft lamp) |  | 55
Equipment | 10HP Open Drip-Proof(ODP) Motor | High Efficiency 10 HP Open-Drip Proof Motor, 4-Pole, 1800 RPM | 10 HP Open-Drip Proof Motor with EPACT 1992 Efficiency | Commercial | Turnover | Assembly | FL Zone 2 | Per Unit | 30% | 20689.91 | 20466.72 | 223.1921 | 0.010787 | 15 | 0.030596 | 0.007555 | 1475.12 | Minnesota 2016 Statewide TRM, Appendix C | 0 | 0 | 2220.27 | Minnesota 2016 Statewide TRM, Appendix C | 0 | 0 | 745.15 | motor (10 hp) |  | 745.15
Equipment | 10HP Open Drip-Proof(ODP) Motor | High Efficiency 10 HP Open-Drip Proof Motor, 4-Pole, 1800 RPM | 10 HP Open-Drip Proof Motor with EPACT 1992 Efficiency | Commercial | Turnover | College and University | FL Zone 2 | Per Unit | 30% | 20689.91 | 20466.72 | 223.1921 | 0.010787 | 15 | 0.028938 | 0.024239 | 1475.12 | Minnesota 2016 Statewide TRM, Appendix C | 0 | 0 | 2220.27 | Minnesota 2016 Statewide TRM, Appendix C | 0 | 0 | 745.15 | motor (10 hp) |  | 745.15
Equipment | 10HP Open Drip-Proof(ODP) Motor | High Efficiency 10 HP Open-Drip Proof Motor, 4-Pole, 1800 RPM | 10 HP Open-Drip Proof Motor with EPACT 1992 Efficiency | Commercial | Turnover | Grocery | FL Zone 2 | Per Unit | 30% | 20689.91 | 20466.72 | 223.1921 | 0.010787 | 15 | 0.030596 | 0.007555 | 1475.12 | Minnesota 2016 Statewide TRM, Appendix C | 0 | 0 | 2220.27 | Minnesota 2016 Statewide TRM, Appendix C | 0 | 0 | 745.15 | motor (10 hp) |  | 745.15
Equipment | 10HP Open Drip-Proof(ODP) Motor | High Efficiency 10 HP Open-Drip Proof Motor, 4-Pole, 1800 RPM | 10 HP Open-Drip Proof Motor with EPACT 1992 Efficiency | Commercial | Turnover | Healthcare | FL Zone 2 | Per Unit | 30% | 20689.91 | 20466.72 | 223.1921 | 0.010787 | 15 | 0.028938 | 0.024239 | 1475.12 | Minnesota 2016 Statewide TRM, Appendix C | 0 | 0 | 2220.27 | Minnesota 2016 Statewide TRM, Appendix C | 0 | 0 | 745.15 | motor (10 hp) |  | 745.15
Equipment | 10HP Open Drip-Proof(ODP) Motor | High Efficiency 10 HP Open-Drip Proof Motor, 4-Pole, 1800 RPM | 10 HP Open-Drip Proof Motor with EPACT 1992 Efficiency | Commercial | Turnover | Hospitals | FL Zone 2 | Per Unit | 30% | 20689.91 | 20466.72 | 223.1921 | 0.010787 | 15 | 0.028938 | 0.024239 | 1475.12 | Minnesota 2016 Statewide TRM, Appendix C | 0 | 0 | 2220.27 | Minnesota 2016 Statewide TRM, Appendix C | 0 | 0 | 745.15 | motor (10 hp) |  | 745.15
Equipment | 10HP Open Drip-Proof(ODP) Motor | High Efficiency 10 HP Open-Drip Proof Motor, 4-Pole, 1800 RPM | 10 HP Open-Drip Proof Motor with EPACT 1992 Efficiency | Commercial | Turnover | Institutional | FL Zone 2 | Per Unit | 0% | 20689.91 | 20466.72 | 223.1921 | 0.010787 | 15 | 0.030596 | 0.007555 | 1475.12 | Minnesota 2016 Statewide TRM, Appendix C | 0 | 0 | 2220.27 | Minnesota 2016 Statewide TRM, Appendix C | 0 | 0 | 745.15 | motor (10 hp) |  | 745.15
Equipment | 10HP Open Drip-Proof(ODP) Motor | High Efficiency 10 HP Open-Drip Proof Motor, 4-Pole, 1800 RPM | 10 HP Open-Drip Proof Motor with EPACT 1992 Efficiency | Commercial | Turnover | Lodging/Hospitality | FL Zone 2 | Per Unit | 30% | 20689.91 | 20466.72 | 223.1921 | 0.010787 | 15 | 0.028938 | 0.024239 | 1475.12 | Minnesota 2016 Statewide TRM, Appendix C | 0 | 0 | 2220.27 | Minnesota 2016 Statewide TRM, Appendix C | 0 | 0 | 745.15 | motor (10 hp) |  | 745.15
Equipment | 10HP Open Drip-Proof(ODP) Motor | High Efficiency 10 HP Open-Drip Proof Motor, 4-Pole, 1800 RPM | 10 HP Open-Drip Proof Motor with EPACT 1992 Efficiency | Commercial | Turnover | Miscellaneous | FL Zone 2 | Per Unit | 0% | 20689.91 | 20466.72 | 223.1921 | 0.010787 | 15 | 0.030596 | 0.007555 | 1475.12 | Minnesota 2016 Statewide TRM, Appendix C | 0 | 0 | 2220.27 | Minnesota 2016 Statewide TRM, Appendix C | 0 | 0 | 745.15 | motor (10 hp) |  | 745.15
Equipment | 10HP Open Drip-Proof(ODP) Motor | High Efficiency 10 HP Open-Drip Proof Motor, 4-Pole, 1800 RPM | 10 HP Open-Drip Proof Motor with EPACT 1992 Efficiency | Commercial | Turnover | Offices | FL Zone 2 | Per Unit | 0% | 20689.91 | 20466.72 | 223.1921 | 0.010787 | 15 | 0.030596 | 0.007555 | 1475.12 | Minnesota 2016 Statewide TRM, Appendix C | 0 | 0 | 2220.27 | Minnesota 2016 Statewide TRM, Appendix C | 0 | 0 | 745.15 | motor (10 hp) |  | 745.15
Equipment | 10HP Open Drip-Proof(ODP) Motor | High Efficiency 10 HP Open-Drip Proof Motor, 4-Pole, 1800 RPM | 10 HP Open-Drip Proof Motor with EPACT 1992 Efficiency | Commercial | Turnover | Restaurants | FL Zone 2 | Per Unit | 30% | 20689.91 | 20466.72 | 223.1921 | 0.010787 | 15 | 0.028938 | 0.024239 | 1475.12 | Minnesota 2016 Statewide TRM, Appendix C | 0 | 0 | 2220.27 | Minnesota 2016 Statewide TRM, Appendix C | 0 | 0 | 745.15 | motor (10 hp) |  | 745.15
Equipment | 10HP Open Drip-Proof(ODP) Motor | High Efficiency 10 HP Open-Drip Proof Motor, 4-Pole, 1800 RPM | 10 HP Open-Drip Proof Motor with EPACT 1992 Efficiency | Commercial | Turnover | Retail | FL Zone 2 | Per Unit | 30% | 20689.91 | 20466.72 | 223.1921 | 0.010787 | 15 | 0.030596 | 0.007555 | 1475.12 | Minnesota 2016 Statewide TRM, Appendix C | 0 | 0 | 2220.27 | Minnesota 2016 Statewide TRM, Appendix C | 0 | 0 | 745.15 | motor (10 hp) |  | 745.15
Equipment | 10HP Open Drip-Proof(ODP) Motor | High Efficiency 10 HP Open-Drip Proof Motor, 4-Pole, 1800 RPM | 10 HP Open-Drip Proof Motor with EPACT 1992 Efficiency | Commercial | Turnover | Schools K-12 | FL Zone 2 | Per Unit | 30% | 20689.91 | 20466.72 | 223.1921 | 0.010787 | 15 | 0.028938 | 0.024239 | 1475.12 | Minnesota 2016 Statewide TRM, Appendix C | 0 | 0 | 2220.27 | Minnesota 2016 Statewide TRM, Appendix C | 0 | 0 | 745.15 | motor (10 hp) |  | 745.15
Equipment | 10HP Open Drip-Proof(ODP) Motor | High Efficiency 10 HP Open-Drip Proof Motor, 4-Pole, 1800 RPM | 10 HP Open-Drip Proof Motor with EPACT 1992 Efficiency | Commercial | Turnover | Warehouse | FL Zone 2 | Per Unit | 0% | 20689.91 | 20466.72 | 223.1921 | 0.010787 | 15 | 0.030596 | 0.007555 | 1475.12 | Minnesota 2016 Statewide TRM, Appendix C | 0 | 0 | 2220.27 | Minnesota 2016 Statewide TRM, Appendix C | 0 | 0 | 745.15 | motor (10 hp) |  | 745.15
Equipment | 10HP Open Drip-Proof(ODP) Motor | High Efficiency 10 HP Open-Drip Proof Motor, 4-Pole, 1800 RPM | 10 HP Open-Drip Proof Motor with EPACT 1992 Efficiency | Commercial | New | Assembly | FL Zone 2 | Per Unit | 37% | 20689.91 | 20466.72 | 223.1921 | 0.010787 | 15 | 0.030596 | 0.007555 | 1475.12 | Minnesota 2016 Statewide TRM, Appendix C | 0 | 0 | 2220.27 | Minnesota 2016 Statewide TRM, Appendix C | 0 | 0 | 745.15 | motor (10 hp) |  | 745.15
Equipment | 10HP Open Drip-Proof(ODP) Motor | High Efficiency 10 HP Open-Drip Proof Motor, 4-Pole, 1800 RPM | 10 HP Open-Drip Proof Motor with EPACT 1992 Efficiency | Commercial | New | College and University | FL Zone 2 | Per Unit | 37% | 20689.91 | 20466.72 | 223.1921 | 0.010787 | 15 | 0.028938 | 0.024239 | 1475.12 | Minnesota 2016 Statewide TRM, Appendix C | 0 | 0 | 2220.27 | Minnesota 2016 Statewide TRM, Appendix C | 0 | 0 | 745.15 | motor (10 hp) |  | 745.15
Equipment | 10HP Open Drip-Proof(ODP) Motor | High Efficiency 10 HP Open-Drip Proof Motor, 4-Pole, 1800 RPM | 10 HP Open-Drip Proof Motor with EPACT 1992 Efficiency | Commercial | New | Grocery | FL Zone 2 | Per Unit | 37% | 20689.91 | 20466.72 | 223.1921 | 0.010787 | 15 | 0.030596 | 0.007555 | 1475.12 | Minnesota 2016 Statewide TRM, Appendix C | 0 | 0 | 2220.27 | Minnesota 2016 Statewide TRM, Appendix C | 0 | 0 | 745.15 | motor (10 hp) |  | 745.15
Equipment | 10HP Open Drip-Proof(ODP) Motor | High Efficiency 10 HP Open-Drip Proof Motor, 4-Pole, 1800 RPM | 10 HP Open-Drip Proof Motor with EPACT 1992 Efficiency | Commercial | New | Healthcare | FL Zone 2 | Per Unit | 37% | 20689.91 | 20466.72 | 223.1921 | 0.010787 | 15 | 0.028938 | 0.024239 | 1475.12 | Minnesota 2016 Statewide TRM, Appendix C | 0 | 0 | 2220.27 | Minnesota 2016 Statewide TRM, Appendix C | 0 | 0 | 745.15 | motor (10 hp) |  | 745.15
Equipment | 10HP Open Drip-Proof(ODP) Motor | High Efficiency 10 HP Open-Drip Proof Motor, 4-Pole, 1800 RPM | 10 HP Open-Drip Proof Motor with EPACT 1992 Efficiency | Commercial | New | Hospitals | FL Zone 2 | Per Unit | 37% | 20689.91 | 20466.72 | 223.1921 | 0.010787 | 15 | 0.028938 | 0.024239 | 1475.12 | Minnesota 2016 Statewide TRM, Appendix C | 0 | 0 | 2220.27 | Minnesota 2016 Statewide TRM, Appendix C | 0 | 0 | 745.15 | motor (10 hp) |  | 745.15
Equipment | 10HP Open Drip-Proof(ODP) Motor | High Efficiency 10 HP Open-Drip Proof Motor, 4-Pole, 1800 RPM | 10 HP Open-Drip Proof Motor with EPACT 1992 Efficiency | Commercial | New | Institutional | FL Zone 2 | Per Unit | 0% | 20689.91 | 20466.72 | 223.1921 | 0.010787 | 15 | 0.030596 | 0.007555 | 1475.12 | Minnesota 2016 Statewide TRM, Appendix C | 0 | 0 | 2220.27 | Minnesota 2016 Statewide TRM, Appendix C | 0 | 0 | 745.15 | motor (10 hp) |  | 745.15
Equipment | 10HP Open Drip-Proof(ODP) Motor | High Efficiency 10 HP Open-Drip Proof Motor, 4-Pole, 1800 RPM | 10 HP Open-Drip Proof Motor with EPACT 1992 Efficiency | Commercial | New | Lodging/Hospitality | FL Zone 2 | Per Unit | 37% | 20689.91 | 20466.72 | 223.1921 | 0.010787 | 15 | 0.028938 | 0.024239 | 1475.12 | Minnesota 2016 Statewide TRM, Appendix C | 0 | 0 | 2220.27 | Minnesota 2016 Statewide TRM, Appendix C | 0 | 0 | 745.15 | motor (10 hp) |  | 745.15
Equipment | 10HP Open Drip-Proof(ODP) Motor | High Efficiency 10 HP Open-Drip Proof Motor, 4-Pole, 1800 RPM | 10 HP Open-Drip Proof Motor with EPACT 1992 Efficiency | Commercial | New | Miscellaneous | FL Zone 2 | Per Unit | 0% | 20689.91 | 20466.72 | 223.1921 | 0.010787 | 15 | 0.030596 | 0.007555 | 1475.12 | Minnesota 2016 Statewide TRM, Appendix C | 0 | 0 | 2220.27 | Minnesota 2016 Statewide TRM, Appendix C | 0 | 0 | 745.15 | motor (10 hp) |  | 745.15
Equipment | 10HP Open Drip-Proof(ODP) Motor | High Efficiency 10 HP Open-Drip Proof Motor, 4-Pole, 1800 RPM | 10 HP Open-Drip Proof Motor with EPACT 1992 Efficiency | Commercial | New | Offices | FL Zone 2 | Per Unit | 0% | 20689.91 | 20466.72 | 223.1921 | 0.010787 | 15 | 0.030596 | 0.007555 | 1475.12 | Minnesota 2016 Statewide TRM, Appendix C | 0 | 0 | 2220.27 | Minnesota 2016 Statewide TRM, Appendix C | 0 | 0 | 745.15 | motor (10 hp) |  | 745.15
Equipment | 10HP Open Drip-Proof(ODP) Motor | High Efficiency 10 HP Open-Drip Proof Motor, 4-Pole, 1800 RPM | 10 HP Open-Drip Proof Motor with EPACT 1992 Efficiency | Commercial | New | Restaurants | FL Zone 2 | Per Unit | 37% | 20689.91 | 20466.72 | 223.1921 | 0.010787 | 15 | 0.028938 | 0.024239 | 1475.12 | Minnesota 2016 Statewide TRM, Appendix C | 0 | 0 | 2220.27 | Minnesota 2016 Statewide TRM, Appendix C | 0 | 0 | 745.15 | motor (10 hp) |  | 745.15
Equipment | 10HP Open Drip-Proof(ODP) Motor | High Efficiency 10 HP Open-Drip Proof Motor, 4-Pole, 1800 RPM | 10 HP Open-Drip Proof Motor with EPACT 1992 Efficiency | Commercial | New | Retail | FL Zone 2 | Per Unit | 37% | 20689.91 | 20466.72 | 223.1921 | 0.010787 | 15 | 0.030596 | 0.007555 | 1475.12 | Minnesota 2016 Statewide TRM, Appendix C | 0 | 0 | 2220.27 | Minnesota 2016 Statewide TRM, Appendix C | 0 | 0 | 745.15 | motor (10 hp) |  | 745.15
Equipment | 10HP Open Drip-Proof(ODP) Motor | High Efficiency 10 HP Open-Drip Proof Motor, 4-Pole, 1800 RPM | 10 HP Open-Drip Proof Motor with EPACT 1992 Efficiency | Commercial | New | Schools K-12 | FL Zone 2 | Per Unit | 37% | 20689.91 | 20466.72 | 223.1921 | 0.010787 | 15 | 0.028938 | 0.024239 | 1475.12 | Minnesota 2016 Statewide TRM, Appendix C | 0 | 0 | 2220.27 | Minnesota 2016 Statewide TRM, Appendix C | 0 | 0 | 745.15 | motor (10 hp) |  | 745.15
Equipment | 10HP Open Drip-Proof(ODP) Motor | High Efficiency 10 HP Open-Drip Proof Motor, 4-Pole, 1800 RPM | 10 HP Open-Drip Proof Motor with EPACT 1992 Efficiency | Commercial | New | Warehouse | FL Zone 2 | Per Unit | 0% | 20689.91 | 20466.72 | 223.1921 | 0.010787 | 15 | 0.030596 | 0.007555 | 1475.12 | Minnesota 2016 Statewide TRM, Appendix C | 0 | 0 | 2220.27 | Minnesota 2016 Statewide TRM, Appendix C | 0 | 0 | 745.15 | motor (10 hp) |  | 745.15
Equipment | High Speed Fans | High Speed Fan, 24" - 35" Blade Diameter | Standard Speed Fan, 24" - 35" Blade Diameter | Commercial | Turnover | Assembly | FL Zone 2 | Per Unit | 12% | 4629.178 | 4120.616 | 508.5618 | 0.10986 | 7 | 0.070783 | 0.006484 | 0 | Reference source included incremental cost only | 0 | 0 | 150 | Illinois 2018 Statewide TRM, Section 4.1.3 | 0 | 0 | 150 | fan |  | 150
Equipment | High Speed Fans | High Speed Fan, 24" - 35" Blade Diameter | Standard Speed Fan, 24" - 35" Blade Diameter | Commercial | Turnover | College and University | FL Zone 2 | Per Unit | 11% | 4629.178 | 4120.616 | 508.5618 | 0.10986 | 7 | 0.065938 | 0.055231 | 0 | Reference source included incremental cost only | 0 | 0 | 150 | Illinois 2018 Statewide TRM, Section 4.1.3 | 0 | 0 | 150 | fan |  | 150
Equipment | High Speed Fans | High Speed Fan, 24" - 35" Blade Diameter | Standard Speed Fan, 24" - 35" Blade Diameter | Commercial | Turnover | Grocery | FL Zone 2 | Per Unit | 9% | 4629.178 | 4120.616 | 508.5618 | 0.10986 | 7 | 0.070783 | 0.006484 | 0 | Reference source included incremental cost only | 0 | 0 | 150 | Illinois 2018 Statewide TRM, Section 4.1.3 | 0 | 0 | 150 | fan |  | 150
Equipment | High Speed Fans | High Speed Fan, 24" - 35" Blade Diameter | Standard Speed Fan, 24" - 35" Blade Diameter | Commercial | Turnover | Healthcare | FL Zone 2 | Per Unit | 11% | 4629.178 | 4120.616 | 508.5618 | 0.10986 | 7 | 0.065938 | 0.055231 | 0 | Reference source included incremental cost only | 0 | 0 | 150 | Illinois 2018 Statewide TRM, Section 4.1.3 | 0 | 0 | 150 | fan |  | 150
Equipment | High Speed Fans | High Speed Fan, 24" - 35" Blade Diameter | Standard Speed Fan, 24" - 35" Blade Diameter | Commercial | Turnover | Hospitals | FL Zone 2 | Per Unit | 12% | 4629.178 | 4120.616 | 508.5618 | 0.10986 | 7 | 0.065938 | 0.055231 | 0 | Reference source included incremental cost only | 0 | 0 | 150 | Illinois 2018 Statewide TRM, Section 4.1.3 | 0 | 0 | 150 | fan |  | 150
Equipment | High Speed Fans | High Speed Fan, 24" - 35" Blade Diameter | Standard Speed Fan, 24" - 35" Blade Diameter | Commercial | Turnover | Institutional | FL Zone 2 | Per Unit | 18% | 4629.178 | 4120.616 | 508.5618 | 0.10986 | 7 | 0.070783 | 0.006484 | 0 | Reference source included incremental cost only | 0 | 0 | 150 | Illinois 2018 Statewide TRM, Section 4.1.3 | 0 | 0 | 150 | fan |  | 150
Equipment | High Speed Fans | High Speed Fan, 24" - 35" Blade Diameter | Standard Speed Fan, 24" - 35" Blade Diameter | Commercial | Turnover | Lodging/Hospitality | FL Zone 2 | Per Unit | 14% | 4629.178 | 4120.616 | 508.5618 | 0.10986 | 7 | 0.065938 | 0.055231 | 0 | Reference source included incremental cost only | 0 | 0 | 150 | Illinois 2018 Statewide TRM, Section 4.1.3 | 0 | 0 | 150 | fan |  | 150
Equipment | High Speed Fans | High Speed Fan, 24" - 35" Blade Diameter | Standard Speed Fan, 24" - 35" Blade Diameter | Commercial | Turnover | Miscellaneous | FL Zone 2 | Per Unit | 14% | 4629.178 | 4120.616 | 508.5618 | 0.10986 | 7 | 0.070783 | 0.006484 | 0 | Reference source included incremental cost only | 0 | 0 | 150 | Illinois 2018 Statewide TRM, Section 4.1.3 | 0 | 0 | 150 | fan |  | 150
Equipment | High Speed Fans | High Speed Fan, 24" - 35" Blade Diameter | Standard Speed Fan, 24" - 35" Blade Diameter | Commercial | Turnover | Offices | FL Zone 2 | Per Unit | 12% | 4629.178 | 4120.616 | 508.5618 | 0.10986 | 7 | 0.070783 | 0.006484 | 0 | Reference source included incremental cost only | 0 | 0 | 150 | Illinois 2018 Statewide TRM, Section 4.1.3 | 0 | 0 | 150 | fan |  | 150
Equipment | High Speed Fans | High Speed Fan, 24" - 35" Blade Diameter | Standard Speed Fan, 24" - 35" Blade Diameter | Commercial | Turnover | Restaurants | FL Zone 2 | Per Unit | 14% | 4629.178 | 4120.616 | 508.5618 | 0.10986 | 7 | 0.065938 | 0.055231 | 0 | Reference source included incremental cost only | 0 | 0 | 150 | Illinois 2018 Statewide TRM, Section 4.1.3 | 0 | 0 | 150 | fan |  | 150
Equipment | High Speed Fans | High Speed Fan, 24" - 35" Blade Diameter | Standard Speed Fan, 24" - 35" Blade Diameter | Commercial | Turnover | Retail | FL Zone 2 | Per Unit | 11% | 4629.178 | 4120.616 | 508.5618 | 0.10986 | 7 | 0.070783 | 0.006484 | 0 | Reference source included incremental cost only | 0 | 0 | 150 | Illinois 2018 Statewide TRM, Section 4.1.3 | 0 | 0 | 150 | fan |  | 150
Equipment | High Speed Fans | High Speed Fan, 24" - 35" Blade Diameter | Standard Speed Fan, 24" - 35" Blade Diameter | Commercial | Turnover | Schools K-12 | FL Zone 2 | Per Unit | 11% | 4629.178 | 4120.616 | 508.5618 | 0.10986 | 7 | 0.065938 | 0.055231 | 0 | Reference source included incremental cost only | 0 | 0 | 150 | Illinois 2018 Statewide TRM, Section 4.1.3 | 0 | 0 | 150 | fan |  | 150
Equipment | High Speed Fans | High Speed Fan, 24" - 35" Blade Diameter | Standard Speed Fan, 24" - 35" Blade Diameter | Commercial | Turnover | Warehouse | FL Zone 2 | Per Unit | 14% | 4629.178 | 4120.616 | 508.5618 | 0.10986 | 7 | 0.070783 | 0.006484 | 0 | Reference source included incremental cost only | 0 | 0 | 150 | Illinois 2018 Statewide TRM, Section 4.1.3 | 0 | 0 | 150 | fan |  | 150
Equipment | High Speed Fans | High Speed Fan, 24" - 35" Blade Diameter | Standard Speed Fan, 24" - 35" Blade Diameter | Commercial | New | Assembly | FL Zone 2 | Per Unit | 12% | 4629.178 | 4120.616 | 508.5618 | 0.10986 | 7 | 0.070783 | 0.006484 | 0 | Reference source included incremental cost only | 0 | 0 | 150 | Illinois 2018 Statewide TRM, Section 4.1.3 | 0 | 0 | 150 | fan |  | 150
Equipment | High Speed Fans | High Speed Fan, 24" - 35" Blade Diameter | Standard Speed Fan, 24" - 35" Blade Diameter | Commercial | New | College and University | FL Zone 2 | Per Unit | 11% | 4629.178 | 4120.616 | 508.5618 | 0.10986 | 7 | 0.065938 | 0.055231 | 0 | Reference source included incremental cost only | 0 | 0 | 150 | Illinois 2018 Statewide TRM, Section 4.1.3 | 0 | 0 | 150 | fan |  | 150
Equipment | High Speed Fans | High Speed Fan, 24" - 35" Blade Diameter | Standard Speed Fan, 24" - 35" Blade Diameter | Commercial | New | Grocery | FL Zone 2 | Per Unit | 9% | 4629.178 | 4120.616 | 508.5618 | 0.10986 | 7 | 0.070783 | 0.006484 | 0 | Reference source included incremental cost only | 0 | 0 | 150 | Illinois 2018 Statewide TRM, Section 4.1.3 | 0 | 0 | 150 | fan |  | 150
Equipment | High Speed Fans | High Speed Fan, 24" - 35" Blade Diameter | Standard Speed Fan, 24" - 35" Blade Diameter | Commercial | New | Healthcare | FL Zone 2 | Per Unit | 11% | 4629.178 | 4120.616 | 508.5618 | 0.10986 | 7 | 0.065938 | 0.055231 | 0 | Reference source included incremental cost only | 0 | 0 | 150 | Illinois 2018 Statewide TRM, Section 4.1.3 | 0 | 0 | 150 | fan |  | 150
Equipment | High Speed Fans | High Speed Fan, 24" - 35" Blade Diameter | Standard Speed Fan, 24" - 35" Blade Diameter | Commercial | New | Hospitals | FL Zone 2 | Per Unit | 12% | 4629.178 | 4120.616 | 508.5618 | 0.10986 | 7 | 0.065938 | 0.055231 | 0 | Reference source included incremental cost only | 0 | 0 | 150 | Illinois 2018 Statewide TRM, Section 4.1.3 | 0 | 0 | 150 | fan |  | 150
Equipment | High Speed Fans | High Speed Fan, 24" - 35" Blade Diameter | Standard Speed Fan, 24" - 35" Blade Diameter | Commercial | New | Institutional | FL Zone 2 | Per Unit | 18% | 4629.178 | 4120.616 | 508.5618 | 0.10986 | 7 | 0.070783 | 0.006484 | 0 | Reference source included incremental cost only | 0 | 0 | 150 | Illinois 2018 Statewide TRM, Section 4.1.3 | 0 | 0 | 150 | fan |  | 150
Equipment | High Speed Fans | High Speed Fan, 24" - 35" Blade Diameter | Standard Speed Fan, 24" - 35" Blade Diameter | Commercial | New | Lodging/Hospitality | FL Zone 2 | Per Unit | 14% | 4629.178 | 4120.616 | 508.5618 | 0.10986 | 7 | 0.065938 | 0.055231 | 0 | Reference source included incremental cost only | 0 | 0 | 150 | Illinois 2018 Statewide TRM, Section 4.1.3 | 0 | 0 | 150 | fan |  | 150
Equipment | High Speed Fans | High Speed Fan, 24" - 35" Blade Diameter | Standard Speed Fan, 24" - 35" Blade Diameter | Commercial | New | Miscellaneous | FL Zone 2 | Per Unit | 14% | 4629.178 | 4120.616 | 508.5618 | 0.10986 | 7 | 0.070783 | 0.006484 | 0 | Reference source included incremental cost only | 0 | 0 | 150 | Illinois 2018 Statewide TRM, Section 4.1.3 | 0 | 0 | 150 | fan |  | 150
Equipment | High Speed Fans | High Speed Fan, 24" - 35" Blade Diameter | Standard Speed Fan, 24" - 35" Blade Diameter | Commercial | New | Offices | FL Zone 2 | Per Unit | 12% | 4629.178 | 4120.616 | 508.5618 | 0.10986 | 7 | 0.070783 | 0.006484 | 0 | Reference source included incremental cost only | 0 | 0 | 150 | Illinois 2018 Statewide TRM, Section 4.1.3 | 0 | 0 | 150 | fan |  | 150
Equipment | High Speed Fans | High Speed Fan, 24" - 35" Blade Diameter | Standard Speed Fan, 24" - 35" Blade Diameter | Commercial | New | Restaurants | FL Zone 2 | Per Unit | 14% | 4629.178 | 4120.616 | 508.5618 | 0.10986 | 7 | 0.065938 | 0.055231 | 0 | Reference source included incremental cost only | 0 | 0 | 150 | Illinois 2018 Statewide TRM, Section 4.1.3 | 0 | 0 | 150 | fan |  | 150
Equipment | High Speed Fans | High Speed Fan, 24" - 35" Blade Diameter | Standard Speed Fan, 24" - 35" Blade Diameter | Commercial | New | Retail | FL Zone 2 | Per Unit | 11% | 4629.178 | 4120.616 | 508.5618 | 0.10986 | 7 | 0.070783 | 0.006484 | 0 | Reference source included incremental cost only | 0 | 0 | 150 | Illinois 2018 Statewide TRM, Section 4.1.3 | 0 | 0 | 150 | fan |  | 150
Equipment | High Speed Fans | High Speed Fan, 24" - 35" Blade Diameter | Standard Speed Fan, 24" - 35" Blade Diameter | Commercial | New | Schools K-12 | FL Zone 2 | Per Unit | 11% | 4629.178 | 4120.616 | 508.5618 | 0.10986 | 7 | 0.065938 | 0.055231 | 0 | Reference source included incremental cost only | 0 | 0 | 150 | Illinois 2018 Statewide TRM, Section 4.1.3 | 0 | 0 | 150 | fan |  | 150
Equipment | High Speed Fans | High Speed Fan, 24" - 35" Blade Diameter | Standard Speed Fan, 24" - 35" Blade Diameter | Commercial | New | Warehouse | FL Zone 2 | Per Unit | 14% | 4629.178 | 4120.616 | 508.5618 | 0.10986 | 7 | 0.070783 | 0.006484 | 0 | Reference source included incremental cost only | 0 | 0 | 150 | Illinois 2018 Statewide TRM, Section 4.1.3 | 0 | 0 | 150 | fan |  | 150
Nonequipment | Drain Water Heat Recovery | Hot Water Loop with 50 Gallon Electric Resistance Heater and Drain Water Heat Exchanger | Standard Hot Water Loop with 50 Gallon Electric Resistance Heater, No Drain Water Heat Recovery | Commercial | Existing | Assembly | FL Zone 2 | Per End Use Consumption | 3% | 7518.698 | 6595.949 | 922.7493 | 0.12273 | 15 | 0.22336 | 0.10621 | 0 | No equipment cost | 0 | 0 | 7592 | M2P4-60 http://gfxtechnology.com/contents.html Plus 2 Days Plumbers and 3 days Technician | 0 | 0 | 7592 | system | 1 | 7592
Nonequipment | Drain Water Heat Recovery | Hot Water Loop with 50 Gallon Electric Resistance Heater and Drain Water Heat Exchanger | Standard Hot Water Loop with 50 Gallon Electric Resistance Heater, No Drain Water Heat Recovery | Commercial | Existing | College and University | FL Zone 2 | Per End Use Consumption | 3% | 172930 | 151706.8 | 21223.23 | 0.12273 | 15 | 2.1673 | 4.8102 | 0 | No equipment cost | 0 | 0 | 7592 | M2P4-60 http://gfxtechnology.com/contents.html Plus 2 Days Plumbers and 3 days Technician | 0 | 0 | 7592 | system | 10 | 75920
Nonequipment | Drain Water Heat Recovery | Hot Water Loop with 50 Gallon Electric Resistance Heater and Drain Water Heat Exchanger | Standard Hot Water Loop with 50 Gallon Electric Resistance Heater, No Drain Water Heat Recovery | Commercial | Existing | Grocery | FL Zone 2 | Per End Use Consumption | 3% | 15037.4 | 13191.9 | 1845.499 | 0.12273 | 15 | 0.11154 | 0.77467 | 0 | No equipment cost | 0 | 0 | 7592 | M2P4-60 http://gfxtechnology.com/contents.html Plus 2 Days Plumbers and 3 days Technician | 0 | 0 | 7592 | system | 1 | 7592
Nonequipment | Drain Water Heat Recovery | Hot Water Loop with 50 Gallon Electric Resistance Heater and Drain Water Heat Exchanger | Standard Hot Water Loop with 50 Gallon Electric Resistance Heater, No Drain Water Heat Recovery | Commercial | Existing | Healthcare | FL Zone 2 | Per End Use Consumption | 3% | 10024.93 | 8794.598 | 1230.332 | 0.12273 | 15 | 0.29781 | 0.14162 | 0 | No equipment cost | 0 | 0 | 7592 | M2P4-60 http://gfxtechnology.com/contents.html Plus 2 Days Plumbers and 3 days Technician | 0 | 0 | 7592 | system | 1 | 7592
Nonequipment | Drain Water Heat Recovery | Hot Water Loop with 50 Gallon Electric Resistance Heater and Drain Water Heat Exchanger | Standard Hot Water Loop with 50 Gallon Electric Resistance Heater, No Drain Water Heat Recovery | Commercial | Existing | Hospitals | FL Zone 2 | Per End Use Consumption | 3% | 303254.1 | 266036.6 | 37217.55 | 0.12273 | 15 | 3.8005 | 8.4354 | 0 | No equipment cost | 0 | 0 | 7592 | M2P4-60 http://gfxtechnology.com/contents.html Plus 2 Days Plumbers and 3 days Technician | 0 | 0 | 7592 | system | 15 | 113880
Nonequipment | Drain Water Heat Recovery | Hot Water Loop with 50 Gallon Electric Resistance Heater and Drain Water Heat Exchanger | Standard Hot Water Loop with 50 Gallon Electric Resistance Heater, No Drain Water Heat Recovery | Commercial | Existing | Institutional | FL Zone 2 | Per End Use Consumption | 3% | 601495.8 | 527675.9 | 73819.94 | 0.12273 | 15 | 17.8685 | 8.497 | 0 | No equipment cost | 0 | 0 | 7592 | M2P4-60 http://gfxtechnology.com/contents.html Plus 2 Days Plumbers and 3 days Technician | 0 | 0 | 7592 | system | 25 | 189800
Nonequipment | Drain Water Heat Recovery | Hot Water Loop with 50 Gallon Electric Resistance Heater and Drain Water Heat Exchanger | Standard Hot Water Loop with 50 Gallon Electric Resistance Heater, No Drain Water Heat Recovery | Commercial | Existing | Lodging/Hospitality | FL Zone 2 | Per End Use Consumption | 3% | 72179.5 | 63321.11 | 8858.393 | 0.12273 | 15 | 0.53539 | 3.7184 | 0 | No equipment cost | 0 | 0 | 7592 | M2P4-60 http://gfxtechnology.com/contents.html Plus 2 Days Plumbers and 3 days Technician | 0 | 0 | 7592 | system | 3 | 22776
Nonequipment | Drain Water Heat Recovery | Hot Water Loop with 50 Gallon Electric Resistance Heater and Drain Water Heat Exchanger | Standard Hot Water Loop with 50 Gallon Electric Resistance Heater, No Drain Water Heat Recovery | Commercial | Existing | Miscellaneous | FL Zone 2 | Per End Use Consumption | 3% | 451121.9 | 395756.9 | 55364.96 | 0.12273 | 15 | 13.4014 | 6.3728 | 0 | No equipment cost | 0 | 0 | 7592 | M2P4-60 http://gfxtechnology.com/contents.html Plus 2 Days Plumbers and 3 days Technician | 0 | 0 | 7592 | system | 20 | 151840
Nonequipment | Drain Water Heat Recovery | Hot Water Loop with 50 Gallon Electric Resistance Heater and Drain Water Heat Exchanger | Standard Hot Water Loop with 50 Gallon Electric Resistance Heater, No Drain Water Heat Recovery | Commercial | Existing | Offices | FL Zone 2 | Per End Use Consumption | 3% | 62655.81 | 54966.24 | 7689.577 | 0.12273 | 15 | 1.8613 | 0.88511 | 0 | No equipment cost | 0 | 0 | 7592 | M2P4-60 http://gfxtechnology.com/contents.html Plus 2 Days Plumbers and 3 days Technician | 0 | 0 | 7592 | system | 3 | 22776
Nonequipment | Drain Water Heat Recovery | Hot Water Loop with 50 Gallon Electric Resistance Heater and Drain Water Heat Exchanger | Standard Hot Water Loop with 50 Gallon Electric Resistance Heater, No Drain Water Heat Recovery | Commercial | Existing | Restaurants | FL Zone 2 | Per End Use Consumption | 3% | 25062.33 | 21986.5 | 3075.831 | 0.12273 | 15 | 0.1859 | 1.2911 | 0 | No equipment cost | 0 | 0 | 7592 | M2P4-60 http://gfxtechnology.com/contents.html Plus 2 Days Plumbers and 3 days Technician | 0 | 0 | 7592 | system | 2 | 15184
Nonequipment | Drain Water Heat Recovery | Hot Water Loop with 50 Gallon Electric Resistance Heater and Drain Water Heat Exchanger | Standard Hot Water Loop with 50 Gallon Electric Resistance Heater, No Drain Water Heat Recovery | Commercial | Existing | Retail | FL Zone 2 | Per End Use Consumption | 3% | 44661.06 | 39179.93 | 5481.131 | 0.12273 | 15 | 0.33127 | 2.3008 | 0 | No equipment cost | 0 | 0 | 7592 | M2P4-60 http://gfxtechnology.com/contents.html Plus 2 Days Plumbers and 3 days Technician | 0 | 0 | 7592 | system | 3 | 22776
Nonequipment | Drain Water Heat Recovery | Hot Water Loop with 50 Gallon Electric Resistance Heater and Drain Water Heat Exchanger | Standard Hot Water Loop with 50 Gallon Electric Resistance Heater, No Drain Water Heat Recovery | Commercial | Existing | Schools K-12 | FL Zone 2 | Per End Use Consumption | 3% | 3132.859 | 2748.372 | 384.4873 | 0.12273 | 15 | 0.093067 | 0.044256 | 0 | No equipment cost | 0 | 0 | 7592 | M2P4-60 http://gfxtechnology.com/contents.html Plus 2 Days Plumbers and 3 days Technician | 0 | 0 | 7592 | system | 1 | 7592
Nonequipment | Drain Water Heat Recovery | Hot Water Loop with 50 Gallon Electric Resistance Heater and Drain Water Heat Exchanger | Standard Hot Water Loop with 50 Gallon Electric Resistance Heater, No Drain Water Heat Recovery | Commercial | Existing | Warehouse | FL Zone 2 | Per End Use Consumption | 3% | 15037.4 | 13191.9 | 1845.499 | 0.12273 | 15 | 0.44671 | 0.21243 | 0 | No equipment cost | 0 | 0 | 7592 | M2P4-60 http://gfxtechnology.com/contents.html Plus 2 Days Plumbers and 3 days Technician | 0 | 0 | 7592 | system | 1 | 7592
Nonequipment | Drain Water Heat Recovery | Hot Water Loop with 50 Gallon Electric Resistance Heater and Drain Water Heat Exchanger | Standard Hot Water Loop with 50 Gallon Electric Resistance Heater, No Drain Water Heat Recovery | Commercial | New | Assembly | FL Zone 2 | Per End Use Consumption | 22% | 7192.49 | 6309.775 | 882.7147 | 0.12273 | 15 | 0.21366 | 0.10161 | 0 | No equipment cost | 0 | 0 | 7592 | M2P4-60 http://gfxtechnology.com/contents.html Plus 2 Days Plumbers and 3 days Technician | 0 | 0 | 7592 | system | 1 | 7592
Nonequipment | Drain Water Heat Recovery | Hot Water Loop with 50 Gallon Electric Resistance Heater and Drain Water Heat Exchanger | Standard Hot Water Loop with 50 Gallon Electric Resistance Heater, No Drain Water Heat Recovery | Commercial | New | College and University | FL Zone 2 | Per End Use Consumption | 22% | 165427.3 | 145124.8 | 20302.44 | 0.12273 | 15 | 2.0732 | 4.6015 | 0 | No equipment cost | 0 | 0 | 7592 | M2P4-60 http://gfxtechnology.com/contents.html Plus 2 Days Plumbers and 3 days Technician | 0 | 0 | 7592 | system | 10 | 75920
Nonequipment | Drain Water Heat Recovery | Hot Water Loop with 50 Gallon Electric Resistance Heater and Drain Water Heat Exchanger | Standard Hot Water Loop with 50 Gallon Electric Resistance Heater, No Drain Water Heat Recovery | Commercial | New | Grocery | FL Zone 2 | Per End Use Consumption | 22% | 14384.98 | 12619.55 | 1765.429 | 0.12273 | 15 | 0.1067 | 0.74106 | 0 | No equipment cost | 0 | 0 | 7592 | M2P4-60 http://gfxtechnology.com/contents.html Plus 2 Days Plumbers and 3 days Technician | 0 | 0 | 7592 | system | 1 | 7592
Nonequipment | Drain Water Heat Recovery | Hot Water Loop with 50 Gallon Electric Resistance Heater and Drain Water Heat Exchanger | Standard Hot Water Loop with 50 Gallon Electric Resistance Heater, No Drain Water Heat Recovery | Commercial | New | Healthcare | FL Zone 2 | Per End Use Consumption | 22% | 9589.986 | 8413.033 | 1176.953 | 0.12273 | 15 | 0.28489 | 0.13547 | 0 | No equipment cost | 0 | 0 | 7592 | M2P4-60 http://gfxtechnology.com/contents.html Plus 2 Days Plumbers and 3 days Technician | 0 | 0 | 7592 | system | 1 | 7592
Nonequipment | Drain Water Heat Recovery | Hot Water Loop with 50 Gallon Electric Resistance Heater and Drain Water Heat Exchanger | Standard Hot Water Loop with 50 Gallon Electric Resistance Heater, No Drain Water Heat Recovery | Commercial | New | Hospitals | FL Zone 2 | Per End Use Consumption | 22% | 290097.1 | 254494.3 | 35602.82 | 0.12273 | 15 | 3.6357 | 8.0694 | 0 | No equipment cost | 0 | 0 | 7592 | M2P4-60 http://gfxtechnology.com/contents.html Plus 2 Days Plumbers and 3 days Technician | 0 | 0 | 7592 | system | 15 | 113880
Nonequipment | Drain Water Heat Recovery | Hot Water Loop with 50 Gallon Electric Resistance Heater and Drain Water Heat Exchanger | Standard Hot Water Loop with 50 Gallon Electric Resistance Heater, No Drain Water Heat Recovery | Commercial | New | Institutional | FL Zone 2 | Per End Use Consumption | 23% | 575399.2 | 504782 | 70617.17 | 0.12273 | 15 | 17.0932 | 8.1284 | 0 | No equipment cost | 0 | 0 | 7592 | M2P4-60 http://gfxtechnology.com/contents.html Plus 2 Days Plumbers and 3 days Technician | 0 | 0 | 7592 | system | 25 | 189800
Nonequipment | Drain Water Heat Recovery | Hot Water Loop with 50 Gallon Electric Resistance Heater and Drain Water Heat Exchanger | Standard Hot Water Loop with 50 Gallon Electric Resistance Heater, No Drain Water Heat Recovery | Commercial | New | Lodging/Hospitality | FL Zone 2 | Per End Use Consumption | 22% | 69047.9 | 60573.84 | 8474.061 | 0.12273 | 15 | 0.51216 | 3.5571 | 0 | No equipment cost | 0 | 0 | 7592 | M2P4-60 http://gfxtechnology.com/contents.html Plus 2 Days Plumbers and 3 days Technician | 0 | 0 | 7592 | system | 3 | 22776
Nonequipment | Drain Water Heat Recovery | Hot Water Loop with 50 Gallon Electric Resistance Heater and Drain Water Heat Exchanger | Standard Hot Water Loop with 50 Gallon Electric Resistance Heater, No Drain Water Heat Recovery | Commercial | New | Miscellaneous | FL Zone 2 | Per End Use Consumption | 23% | 431549.4 | 378586.5 | 52962.88 | 0.12273 | 15 | 12.8199 | 6.0963 | 0 | No equipment cost | 0 | 0 | 7592 | M2P4-60 http://gfxtechnology.com/contents.html Plus 2 Days Plumbers and 3 days Technician | 0 | 0 | 7592 | system | 20 | 151840
Nonequipment | Drain Water Heat Recovery | Hot Water Loop with 50 Gallon Electric Resistance Heater and Drain Water Heat Exchanger | Standard Hot Water Loop with 50 Gallon Electric Resistance Heater, No Drain Water Heat Recovery | Commercial | New | Offices | FL Zone 2 | Per End Use Consumption | 22% | 59937.41 | 52581.46 | 7355.955 | 0.12273 | 15 | 1.7805 | 0.84671 | 0 | No equipment cost | 0 | 0 | 7592 | M2P4-60 http://gfxtechnology.com/contents.html Plus 2 Days Plumbers and 3 days Technician | 0 | 0 | 7592 | system | 3 | 22776
Nonequipment | Drain Water Heat Recovery | Hot Water Loop with 50 Gallon Electric Resistance Heater and Drain Water Heat Exchanger | Standard Hot Water Loop with 50 Gallon Electric Resistance Heater, No Drain Water Heat Recovery | Commercial | New | Restaurants | FL Zone 2 | Per End Use Consumption | 22% | 23974.97 | 21032.58 | 2942.382 | 0.12273 | 15 | 0.17783 | 1.2351 | 0 | No equipment cost | 0 | 0 | 7592 | M2P4-60 http://gfxtechnology.com/contents.html Plus 2 Days Plumbers and 3 days Technician | 0 | 0 | 7592 | system | 2 | 15184
Nonequipment | Drain Water Heat Recovery | Hot Water Loop with 50 Gallon Electric Resistance Heater and Drain Water Heat Exchanger | Standard Hot Water Loop with 50 Gallon Electric Resistance Heater, No Drain Water Heat Recovery | Commercial | New | Retail | FL Zone 2 | Per End Use Consumption | 22% | 42723.39 | 37480.06 | 5243.325 | 0.12273 | 15 | 0.3169 | 2.201 | 0 | No equipment cost | 0 | 0 | 7592 | M2P4-60 http://gfxtechnology.com/contents.html Plus 2 Days Plumbers and 3 days Technician | 0 | 0 | 7592 | system | 3 | 22776
Nonequipment | Drain Water Heat Recovery | Hot Water Loop with 50 Gallon Electric Resistance Heater and Drain Water Heat Exchanger | Standard Hot Water Loop with 50 Gallon Electric Resistance Heater, No Drain Water Heat Recovery | Commercial | New | Schools K-12 | FL Zone 2 | Per End Use Consumption | 22% | 2996.936 | 2629.131 | 367.8058 | 0.12273 | 15 | 0.089029 | 0.042336 | 0 | No equipment cost | 0 | 0 | 7592 | M2P4-60 http://gfxtechnology.com/contents.html Plus 2 Days Plumbers and 3 days Technician | 0 | 0 | 7592 | system | 1 | 7592
Nonequipment | Drain Water Heat Recovery | Hot Water Loop with 50 Gallon Electric Resistance Heater and Drain Water Heat Exchanger | Standard Hot Water Loop with 50 Gallon Electric Resistance Heater, No Drain Water Heat Recovery | Commercial | New | Warehouse | FL Zone 2 | Per End Use Consumption | 22% | 14384.98 | 12619.55 | 1765.429 | 0.12273 | 15 | 0.42733 | 0.20321 | 0 | No equipment cost | 0 | 0 | 7592 | M2P4-60 http://gfxtechnology.com/contents.html Plus 2 Days Plumbers and 3 days Technician | 0 | 0 | 7592 | system | 1 | 7592
Nonequipment | Faucet Aerator | Aerators with "average" flow rate (assume 1.0 GPM) | Faucet Aerator with 10% Less Efficient Flow than Federal Standard | Commercial | Existing | Assembly | FL Zone 2 | Per End Use Consumption | 24% | 7518.698 | 7273.133 | 245.5646 | 0.032661 | 10 | 0.05118 | 0.030823 | 0 | No equipment cost | 0 | 0 | 3 | Illinois 2018 Statewide TRM, Section 5.4.4 | 3.55 | Assume 3 min per aerator install, http://www.serviskey.net/support/rate-estimator?s4=FL (Domestic Services rate) | 6.55 | aerator | 3 | 19.65
Nonequipment | Faucet Aerator | Aerators with "average" flow rate (assume 1.0 GPM) | Faucet Aerator with 10% Less Efficient Flow than Federal Standard | Commercial | Existing | College and University | FL Zone 2 | Per End Use Consumption | 24% | 172930 | 170147 | 2783.065 | 0.016094 | 10 | 0.25657 | 0.6707 | 0 | No equipment cost | 0 | 0 | 3 | Illinois 2018 Statewide TRM, Section 5.4.4 | 3.55 | Assume 3 min per aerator install, http://www.serviskey.net/support/rate-estimator?s4=FL (Domestic Services rate) | 6.55 | aerator | 34 | 222.7
Nonequipment | Faucet Aerator | Aerators with "average" flow rate (assume 1.0 GPM) | Faucet Aerator with 10% Less Efficient Flow than Federal Standard | Commercial | Existing | Grocery | FL Zone 2 | Per End Use Consumption | 24% | 15037.4 | 14791.83 | 245.5646 | 0.01633 | 10 | 0.013033 | 0.11121 | 0 | No equipment cost | 0 | 0 | 3 | Illinois 2018 Statewide TRM, Section 5.4.4 | 3.55 | Assume 3 min per aerator install, http://www.serviskey.net/support/rate-estimator?s4=FL (Domestic Services rate) | 6.55 | aerator | 3 | 19.65
Nonequipment | Faucet Aerator | Aerators with "average" flow rate (assume 1.0 GPM) | Faucet Aerator with 10% Less Efficient Flow than Federal Standard | Commercial | Existing | Healthcare | FL Zone 2 | Per End Use Consumption | 24% | 10024.93 | 9779.366 | 245.5646 | 0.024495 | 10 | 0.05118 | 0.030823 | 0 | No equipment cost | 0 | 0 | 3 | Illinois 2018 Statewide TRM, Section 5.4.4 | 3.55 | Assume 3 min per aerator install, http://www.serviskey.net/support/rate-estimator?s4=FL (Domestic Services rate) | 6.55 | aerator | 3 | 19.65
Nonequipment | Faucet Aerator | Aerators with "average" flow rate (assume 1.0 GPM) | Faucet Aerator with 10% Less Efficient Flow than Federal Standard | Commercial | Existing | Hospitals | FL Zone 2 | Per End Use Consumption | 24% | 303254.1 | 300061.8 | 3192.339 | 0.010527 | 10 | 0.2943 | 0.76934 | 0 | No equipment cost | 0 | 0 | 3 | Illinois 2018 Statewide TRM, Section 5.4.4 | 3.55 | Assume 3 min per aerator install, http://www.serviskey.net/support/rate-estimator?s4=FL (Domestic Services rate) | 6.55 | aerator | 39 | 255.45
Nonequipment | Faucet Aerator | Aerators with "average" flow rate (assume 1.0 GPM) | Faucet Aerator with 10% Less Efficient Flow than Federal Standard | Commercial | Existing | Institutional | FL Zone 2 | Per End Use Consumption | 24% | 601495.8 | 588235.3 | 13260.49 | 0.022046 | 10 | 2.7637 | 1.6644 | 0 | No equipment cost | 0 | 0 | 3 | Illinois 2018 Statewide TRM, Section 5.4.4 | 3.55 | Assume 3 min per aerator install, http://www.serviskey.net/support/rate-estimator?s4=FL (Domestic Services rate) | 6.55 | aerator | 162 | 1061.1
Nonequipment | Faucet Aerator | Aerators with "average" flow rate (assume 1.0 GPM) | Faucet Aerator with 10% Less Efficient Flow than Federal Standard | Commercial | Existing | Lodging/Hospitality | FL Zone 2 | Per End Use Consumption | 24% | 72179.5 | 71524.66 | 654.8388 | 0.009072 | 10 | 0.034753 | 0.29655 | 0 | No equipment cost | 0 | 0 | 3 | Illinois 2018 Statewide TRM, Section 5.4.4 | 3.55 | Assume 3 min per aerator install, http://www.serviskey.net/support/rate-estimator?s4=FL (Domestic Services rate) | 6.55 | aerator | 8 | 52.4
Nonequipment | Faucet Aerator | Aerators with "average" flow rate (assume 1.0 GPM) | Faucet Aerator with 10% Less Efficient Flow than Federal Standard | Commercial | Existing | Miscellaneous | FL Zone 2 | Per End Use Consumption | 24% | 451121.9 | 449157.4 | 1964.516 | 0.004355 | 10 | 0.40944 | 0.24658 | 0 | No equipment cost | 0 | 0 | 3 | Illinois 2018 Statewide TRM, Section 5.4.4 | 3.55 | Assume 3 min per aerator install, http://www.serviskey.net/support/rate-estimator?s4=FL (Domestic Services rate) | 6.55 | aerator | 24 | 157.2
Nonequipment | Faucet Aerator | Aerators with "average" flow rate (assume 1.0 GPM) | Faucet Aerator with 10% Less Efficient Flow than Federal Standard | Commercial | Existing | Offices | FL Zone 2 | Per End Use Consumption | 24% | 62655.81 | 62410.25 | 245.5646 | 0.003919 | 10 | 0.05118 | 0.030823 | 0 | No equipment cost | 0 | 0 | 3 | Illinois 2018 Statewide TRM, Section 5.4.4 | 3.55 | Assume 3 min per aerator install, http://www.serviskey.net/support/rate-estimator?s4=FL (Domestic Services rate) | 6.55 | aerator | 3 | 19.65
Nonequipment | Faucet Aerator | Aerators with "average" flow rate (assume 1.0 GPM) | Faucet Aerator with 10% Less Efficient Flow than Federal Standard | Commercial | Existing | Restaurants | FL Zone 2 | Per End Use Consumption | 24% | 25062.33 | 24980.47 | 81.8548 | 0.003266 | 10 | 0.004344 | 0.037069 | 0 | No equipment cost | 0 | 0 | 3 | Illinois 2018 Statewide TRM, Section 5.4.4 | 3.55 | Assume 3 min per aerator install, http://www.serviskey.net/support/rate-estimator?s4=FL (Domestic Services rate) | 6.55 | aerator | 1 | 6.55
Nonequipment | Faucet Aerator | Aerators with "average" flow rate (assume 1.0 GPM) | Faucet Aerator with 10% Less Efficient Flow than Federal Standard | Commercial | Existing | Retail | FL Zone 2 | Per End Use Consumption | 24% | 44661.06 | 44497.36 | 163.7097 | 0.003666 | 10 | 0.008688 | 0.074138 | 0 | No equipment cost | 0 | 0 | 3 | Illinois 2018 Statewide TRM, Section 5.4.4 | 3.55 | Assume 3 min per aerator install, http://www.serviskey.net/support/rate-estimator?s4=FL (Domestic Services rate) | 6.55 | aerator | 2 | 13.1
Nonequipment | Faucet Aerator | Aerators with "average" flow rate (assume 1.0 GPM) | Faucet Aerator with 10% Less Efficient Flow than Federal Standard | Commercial | Existing | Schools K-12 | FL Zone 2 | Per End Use Consumption | 24% | 3132.859 | 3051.005 | 81.8548 | 0.026128 | 10 | 0.01706 | 0.010274 | 0 | No equipment cost | 0 | 0 | 3 | Illinois 2018 Statewide TRM, Section 5.4.4 | 3.55 | Assume 3 min per aerator install, http://www.serviskey.net/support/rate-estimator?s4=FL (Domestic Services rate) | 6.55 | aerator | 1 | 6.55
Nonequipment | Faucet Aerator | Aerators with "average" flow rate (assume 1.0 GPM) | Faucet Aerator with 10% Less Efficient Flow than Federal Standard | Commercial | Existing | Warehouse | FL Zone 2 | Per End Use Consumption | 24% | 15037.4 | 14955.54 | 81.8548 | 0.005443 | 10 | 0.01706 | 0.010274 | 0 | No equipment cost | 0 | 0 | 3 | Illinois 2018 Statewide TRM, Section 5.4.4 | 3.55 | Assume 3 min per aerator install, http://www.serviskey.net/support/rate-estimator?s4=FL (Domestic Services rate) | 6.55 | aerator | 1 | 6.55
Nonequipment | Faucet Aerator | Aerators with "average" flow rate (assume 1.0 GPM) | Faucet Aerator with Federal Standard Flow Rate of 2.2 gpm | Commercial | New | Assembly | FL Zone 2 | Per End Use Consumption | 24% | 7192.49 | 6946.925 | 245.5646 | 0.034142 | 10 | 0.05118 | 0.030823 | 0 | No equipment cost | 0 | 0 | 3 | Illinois 2018 Statewide TRM, Section 5.4.4 | 3.55 | Assume 3 min per aerator install, http://www.serviskey.net/support/rate-estimator?s4=FL (Domestic Services rate) | 6.55 | aerator | 3 | 19.65
Nonequipment | Faucet Aerator | Aerators with "average" flow rate (assume 1.0 GPM) | Faucet Aerator with Federal Standard Flow Rate of 2.2 gpm | Commercial | New | College and University | FL Zone 2 | Per End Use Consumption | 24% | 165427.3 | 162644.2 | 2783.065 | 0.016823 | 10 | 0.25657 | 0.6707 | 0 | No equipment cost | 0 | 0 | 3 | Illinois 2018 Statewide TRM, Section 5.4.4 | 3.55 | Assume 3 min per aerator install, http://www.serviskey.net/support/rate-estimator?s4=FL (Domestic Services rate) | 6.55 | aerator | 34 | 222.7
Nonequipment | Faucet Aerator | Aerators with "average" flow rate (assume 1.0 GPM) | Faucet Aerator with Federal Standard Flow Rate of 2.2 gpm | Commercial | New | Grocery | FL Zone 2 | Per End Use Consumption | 24% | 14384.98 | 14139.41 | 245.5646 | 0.017071 | 10 | 0.013033 | 0.11121 | 0 | No equipment cost | 0 | 0 | 3 | Illinois 2018 Statewide TRM, Section 5.4.4 | 3.55 | Assume 3 min per aerator install, http://www.serviskey.net/support/rate-estimator?s4=FL (Domestic Services rate) | 6.55 | aerator | 3 | 19.65
Nonequipment | Faucet Aerator | Aerators with "average" flow rate (assume 1.0 GPM) | Faucet Aerator with Federal Standard Flow Rate of 2.2 gpm | Commercial | New | Healthcare | FL Zone 2 | Per End Use Consumption | 24% | 9589.986 | 9344.422 | 245.5646 | 0.025606 | 10 | 0.05118 | 0.030823 | 0 | No equipment cost | 0 | 0 | 3 | Illinois 2018 Statewide TRM, Section 5.4.4 | 3.55 | Assume 3 min per aerator install, http://www.serviskey.net/support/rate-estimator?s4=FL (Domestic Services rate) | 6.55 | aerator | 3 | 19.65
Nonequipment | Faucet Aerator | Aerators with "average" flow rate (assume 1.0 GPM) | Faucet Aerator with Federal Standard Flow Rate of 2.2 gpm | Commercial | New | Hospitals | FL Zone 2 | Per End Use Consumption | 24% | 290097.1 | 286904.7 | 3192.339 | 0.011004 | 10 | 0.2943 | 0.76934 | 0 | No equipment cost | 0 | 0 | 3 | Illinois 2018 Statewide TRM, Section 5.4.4 | 3.55 | Assume 3 min per aerator install, http://www.serviskey.net/support/rate-estimator?s4=FL (Domestic Services rate) | 6.55 | aerator | 39 | 255.45
Nonequipment | Faucet Aerator | Aerators with "average" flow rate (assume 1.0 GPM) | Faucet Aerator with Federal Standard Flow Rate of 2.2 gpm | Commercial | New | Institutional | FL Zone 2 | Per End Use Consumption | 24% | 575399.2 | 562138.7 | 13260.49 | 0.023046 | 10 | 2.7637 | 1.6644 | 0 | No equipment cost | 0 | 0 | 3 | Illinois 2018 Statewide TRM, Section 5.4.4 | 3.55 | Assume 3 min per aerator install, http://www.serviskey.net/support/rate-estimator?s4=FL (Domestic Services rate) | 6.55 | aerator | 162 | 1061.1
Nonequipment | Faucet Aerator | Aerators with "average" flow rate (assume 1.0 GPM) | Faucet Aerator with Federal Standard Flow Rate of 2.2 gpm | Commercial | New | Lodging/Hospitality | FL Zone 2 | Per End Use Consumption | 24% | 69047.9 | 68393.06 | 654.8388 | 0.009484 | 10 | 0.034753 | 0.29655 | 0 | No equipment cost | 0 | 0 | 3 | Illinois 2018 Statewide TRM, Section 5.4.4 | 3.55 | Assume 3 min per aerator install, http://www.serviskey.net/support/rate-estimator?s4=FL (Domestic Services rate) | 6.55 | aerator | 8 | 52.4
Nonequipment | Faucet Aerator | Aerators with "average" flow rate (assume 1.0 GPM) | Faucet Aerator with Federal Standard Flow Rate of 2.2 gpm | Commercial | New | Miscellaneous | FL Zone 2 | Per End Use Consumption | 24% | 431549.4 | 429584.9 | 1964.516 | 0.004552 | 10 | 0.40944 | 0.24658 | 0 | No equipment cost | 0 | 0 | 3 | Illinois 2018 Statewide TRM, Section 5.4.4 | 3.55 | Assume 3 min per aerator install, http://www.serviskey.net/support/rate-estimator?s4=FL (Domestic Services rate) | 6.55 | aerator | 24 | 157.2
Nonequipment | Faucet Aerator | Aerators with "average" flow rate (assume 1.0 GPM) | Faucet Aerator with Federal Standard Flow Rate of 2.2 gpm | Commercial | New | Offices | FL Zone 2 | Per End Use Consumption | 24% | 59937.41 | 59691.85 | 245.5646 | 0.004097 | 10 | 0.05118 | 0.030823 | 0 | No equipment cost | 0 | 0 | 3 | Illinois 2018 Statewide TRM, Section 5.4.4 | 3.55 | Assume 3 min per aerator install, http://www.serviskey.net/support/rate-estimator?s4=FL (Domestic Services rate) | 6.55 | aerator | 3 | 19.65
Nonequipment | Faucet Aerator | Aerators with "average" flow rate (assume 1.0 GPM) | Faucet Aerator with Federal Standard Flow Rate of 2.2 gpm | Commercial | New | Restaurants | FL Zone 2 | Per End Use Consumption | 24% | 23974.97 | 23893.11 | 81.8548 | 0.003414 | 10 | 0.004344 | 0.037069 | 0 | No equipment cost | 0 | 0 | 3 | Illinois 2018 Statewide TRM, Section 5.4.4 | 3.55 | Assume 3 min per aerator install, http://www.serviskey.net/support/rate-estimator?s4=FL (Domestic Services rate) | 6.55 | aerator | 1 | 6.55
Nonequipment | Faucet Aerator | Aerators with "average" flow rate (assume 1.0 GPM) | Faucet Aerator with Federal Standard Flow Rate of 2.2 gpm | Commercial | New | Retail | FL Zone 2 | Per End Use Consumption | 24% | 42723.39 | 42559.68 | 163.7097 | 0.003832 | 10 | 0.008688 | 0.074138 | 0 | No equipment cost | 0 | 0 | 3 | Illinois 2018 Statewide TRM, Section 5.4.4 | 3.55 | Assume 3 min per aerator install, http://www.serviskey.net/support/rate-estimator?s4=FL (Domestic Services rate) | 6.55 | aerator | 2 | 13.1
Nonequipment | Faucet Aerator | Aerators with "average" flow rate (assume 1.0 GPM) | Faucet Aerator with Federal Standard Flow Rate of 2.2 gpm | Commercial | New | Schools K-12 | FL Zone 2 | Per End Use Consumption | 24% | 2996.936 | 2915.082 | 81.8548 | 0.027313 | 10 | 0.01706 | 0.010274 | 0 | No equipment cost | 0 | 0 | 3 | Illinois 2018 Statewide TRM, Section 5.4.4 | 3.55 | Assume 3 min per aerator install, http://www.serviskey.net/support/rate-estimator?s4=FL (Domestic Services rate) | 6.55 | aerator | 1 | 6.55
Nonequipment | Faucet Aerator | Aerators with "average" flow rate (assume 1.0 GPM) | Faucet Aerator with Federal Standard Flow Rate of 2.2 gpm | Commercial | New | Warehouse | FL Zone 2 | Per End Use Consumption | 24% | 14384.98 | 14303.12 | 81.8548 | 0.00569 | 10 | 0.01706 | 0.010274 | 0 | No equipment cost | 0 | 0 | 3 | Illinois 2018 Statewide TRM, Section 5.4.4 | 3.55 | Assume 3 min per aerator install, http://www.serviskey.net/support/rate-estimator?s4=FL (Domestic Services rate) | 6.55 | aerator | 1 | 6.55
Nonequipment | Hot Water Circulation Pump Control | Recirculation Pump with Demand Control Mechanism | Uncontrolled Recirculation Pump | Commercial | Existing | Assembly | FL Zone 2 | Per Hot Water Circulation Pump | 70% | 7518.698 | 6867.698 | 651 | 0.086584 | 15 | 0.030962 | 0.032526 | 0 | No equipment cost | 0 | 0 | 249 | https://www.smartrecirculationcontrol.com/ | 210 | Estimate at $105 per labor hour, assume 2 hours work, reference: http://www.serviskey.net/support/rate-estimator?s4=FL | 459 | pump | 1 | 459
Nonequipment | Hot Water Circulation Pump Control | Recirculation Pump with Demand Control Mechanism | Uncontrolled Recirculation Pump | Commercial | Existing | College and University | FL Zone 2 | Per Hot Water Circulation Pump | 70% | 172930 | 166420 | 6510 | 0.037645 | 15 | 0.81071 | 0.81071 | 0 | No equipment cost | 0 | 0 | 249 | https://www.smartrecirculationcontrol.com/ | 210 | Estimate at $105 per labor hour, assume 2 hours work, reference: http://www.serviskey.net/support/rate-estimator?s4=FL | 459 | pump | 10 | 4590
Nonequipment | Hot Water Circulation Pump Control | Recirculation Pump with Demand Control Mechanism | Uncontrolled Recirculation Pump | Commercial | Existing | Grocery | FL Zone 2 | Per Hot Water Circulation Pump | 70% | 15037.4 | 14386.4 | 651 | 0.043292 | 15 | 0 | 0 | 0 | No equipment cost | 0 | 0 | 249 | https://www.smartrecirculationcontrol.com/ | 210 | Estimate at $105 per labor hour, assume 2 hours work, reference: http://www.serviskey.net/support/rate-estimator?s4=FL | 459 | pump | 1 | 459
Nonequipment | Hot Water Circulation Pump Control | Recirculation Pump with Demand Control Mechanism | Uncontrolled Recirculation Pump | Commercial | Existing | Healthcare | FL Zone 2 | Per Hot Water Circulation Pump | 70% | 10024.93 | 9373.93 | 651 | 0.064938 | 15 | 0.030962 | 0.032526 | 0 | No equipment cost | 0 | 0 | 249 | https://www.smartrecirculationcontrol.com/ | 210 | Estimate at $105 per labor hour, assume 2 hours work, reference: http://www.serviskey.net/support/rate-estimator?s4=FL | 459 | pump | 1 | 459
Nonequipment | Hot Water Circulation Pump Control | Recirculation Pump with Demand Control Mechanism | Uncontrolled Recirculation Pump | Commercial | Existing | Hospitals | FL Zone 2 | Per Hot Water Circulation Pump | 70% | 303254.1 | 293489.1 | 9765 | 0.032201 | 15 | 1.2161 | 1.2161 | 0 | No equipment cost | 0 | 0 | 249 | https://www.smartrecirculationcontrol.com/ | 210 | Estimate at $105 per labor hour, assume 2 hours work, reference: http://www.serviskey.net/support/rate-estimator?s4=FL | 459 | pump | 15 | 6885
Nonequipment | Hot Water Circulation Pump Control | Recirculation Pump with Demand Control Mechanism | Uncontrolled Recirculation Pump | Commercial | Existing | Institutional | FL Zone 2 | Per Hot Water Circulation Pump | 34% | 601495.8 | 585220.8 | 16275 | 0.027058 | 15 | 0.77405 | 0.81316 | 0 | No equipment cost | 0 | 0 | 249 | https://www.smartrecirculationcontrol.com/ | 210 | Estimate at $105 per labor hour, assume 2 hours work, reference: http://www.serviskey.net/support/rate-estimator?s4=FL | 459 | pump | 25 | 11475
Nonequipment | Hot Water Circulation Pump Control | Recirculation Pump with Demand Control Mechanism | Uncontrolled Recirculation Pump | Commercial | Existing | Lodging/Hospitality | FL Zone 2 | Per Hot Water Circulation Pump | 70% | 72179.5 | 70226.5 | 1953 | 0.027058 | 15 | 0 | 0 | 0 | No equipment cost | 0 | 0 | 249 | https://www.smartrecirculationcontrol.com/ | 210 | Estimate at $105 per labor hour, assume 2 hours work, reference: http://www.serviskey.net/support/rate-estimator?s4=FL | 459 | pump | 3 | 1377
Nonequipment | Hot Water Circulation Pump Control | Recirculation Pump with Demand Control Mechanism | Uncontrolled Recirculation Pump | Commercial | Existing | Miscellaneous | FL Zone 2 | Per Hot Water Circulation Pump | 34% | 451121.9 | 438101.9 | 13020 | 0.028861 | 15 | 0.61924 | 0.65053 | 0 | No equipment cost | 0 | 0 | 249 | https://www.smartrecirculationcontrol.com/ | 210 | Estimate at $105 per labor hour, assume 2 hours work, reference: http://www.serviskey.net/support/rate-estimator?s4=FL | 459 | pump | 20 | 9180
Nonequipment | Hot Water Circulation Pump Control | Recirculation Pump with Demand Control Mechanism | Uncontrolled Recirculation Pump | Commercial | Existing | Offices | FL Zone 2 | Per Hot Water Circulation Pump | 70% | 62655.81 | 60702.81 | 1953 | 0.03117 | 15 | 0.092886 | 0.097579 | 0 | No equipment cost | 0 | 0 | 249 | https://www.smartrecirculationcontrol.com/ | 210 | Estimate at $105 per labor hour, assume 2 hours work, reference: http://www.serviskey.net/support/rate-estimator?s4=FL | 459 | pump | 3 | 1377
Nonequipment | Hot Water Circulation Pump Control | Recirculation Pump with Demand Control Mechanism | Uncontrolled Recirculation Pump | Commercial | Existing | Restaurants | FL Zone 2 | Per Hot Water Circulation Pump | 70% | 25062.33 | 23760.33 | 1302 | 0.05195 | 15 | 0 | 0 | 0 | No equipment cost | 0 | 0 | 249 | https://www.smartrecirculationcontrol.com/ | 210 | Estimate at $105 per labor hour, assume 2 hours work, reference: http://www.serviskey.net/support/rate-estimator?s4=FL | 459 | pump | 2 | 918
Nonequipment | Hot Water Circulation Pump Control | Recirculation Pump with Demand Control Mechanism | Uncontrolled Recirculation Pump | Commercial | Existing | Retail | FL Zone 2 | Per Hot Water Circulation Pump | 70% | 44661.06 | 42708.06 | 1953 | 0.043729 | 15 | 0 | 0 | 0 | No equipment cost | 0 | 0 | 249 | https://www.smartrecirculationcontrol.com/ | 210 | Estimate at $105 per labor hour, assume 2 hours work, reference: http://www.serviskey.net/support/rate-estimator?s4=FL | 459 | pump | 3 | 1377
Nonequipment | Hot Water Circulation Pump Control | Recirculation Pump with Demand Control Mechanism | Uncontrolled Recirculation Pump | Commercial | Existing | Schools K-12 | FL Zone 2 | Per Hot Water Circulation Pump | 70% | 3132.859 | 2481.859 | 651 | 0.2078 | 15 | 0.030962 | 0.032526 | 0 | No equipment cost | 0 | 0 | 249 | https://www.smartrecirculationcontrol.com/ | 210 | Estimate at $105 per labor hour, assume 2 hours work, reference: http://www.serviskey.net/support/rate-estimator?s4=FL | 459 | pump | 1 | 459
Nonequipment | Hot Water Circulation Pump Control | Recirculation Pump with Demand Control Mechanism | Uncontrolled Recirculation Pump | Commercial | Existing | Warehouse | FL Zone 2 | Per Hot Water Circulation Pump | 70% | 15037.4 | 14386.4 | 651 | 0.043292 | 15 | 0.030962 | 0.032526 | 0 | No equipment cost | 0 | 0 | 249 | https://www.smartrecirculationcontrol.com/ | 210 | Estimate at $105 per labor hour, assume 2 hours work, reference: http://www.serviskey.net/support/rate-estimator?s4=FL | 459 | pump | 1 | 459
Nonequipment | Hot Water Circulation Pump Control | Recirculation Pump with Demand Control Mechanism | Uncontrolled Recirculation Pump | Commercial | New | Assembly | FL Zone 2 | Per Hot Water Circulation Pump | 0% | 7192.49 | 6541.49 | 651 | 0.090511 | 15 | 0.030962 | 0.032526 | 0 | No equipment cost | 0 | 0 | 249 | https://www.smartrecirculationcontrol.com/ | 210 | Estimate at $105 per labor hour, assume 2 hours work, reference: http://www.serviskey.net/support/rate-estimator?s4=FL | 459 | pump | 1 | 459
Nonequipment | Hot Water Circulation Pump Control | Recirculation Pump with Demand Control Mechanism | Uncontrolled Recirculation Pump | Commercial | New | College and University | FL Zone 2 | Per Hot Water Circulation Pump | 0% | 165427.3 | 158917.3 | 6510 | 0.039353 | 15 | 0.81071 | 0.81071 | 0 | No equipment cost | 0 | 0 | 249 | https://www.smartrecirculationcontrol.com/ | 210 | Estimate at $105 per labor hour, assume 2 hours work, reference: http://www.serviskey.net/support/rate-estimator?s4=FL | 459 | pump | 10 | 4590
Nonequipment | Hot Water Circulation Pump Control | Recirculation Pump with Demand Control Mechanism | Uncontrolled Recirculation Pump | Commercial | New | Grocery | FL Zone 2 | Per Hot Water Circulation Pump | 0% | 14384.98 | 13733.98 | 651 | 0.045256 | 15 | 0 | 0 | 0 | No equipment cost | 0 | 0 | 249 | https://www.smartrecirculationcontrol.com/ | 210 | Estimate at $105 per labor hour, assume 2 hours work, reference: http://www.serviskey.net/support/rate-estimator?s4=FL | 459 | pump | 1 | 459
Nonequipment | Hot Water Circulation Pump Control | Recirculation Pump with Demand Control Mechanism | Uncontrolled Recirculation Pump | Commercial | New | Healthcare | FL Zone 2 | Per Hot Water Circulation Pump | 0% | 9589.986 | 8938.986 | 651 | 0.067883 | 15 | 0.030962 | 0.032526 | 0 | No equipment cost | 0 | 0 | 249 | https://www.smartrecirculationcontrol.com/ | 210 | Estimate at $105 per labor hour, assume 2 hours work, reference: http://www.serviskey.net/support/rate-estimator?s4=FL | 459 | pump | 1 | 459
Nonequipment | Hot Water Circulation Pump Control | Recirculation Pump with Demand Control Mechanism | Uncontrolled Recirculation Pump | Commercial | New | Hospitals | FL Zone 2 | Per Hot Water Circulation Pump | 0% | 290097.1 | 280332.1 | 9765 | 0.033661 | 15 | 1.2161 | 1.2161 | 0 | No equipment cost | 0 | 0 | 249 | https://www.smartrecirculationcontrol.com/ | 210 | Estimate at $105 per labor hour, assume 2 hours work, reference: http://www.serviskey.net/support/rate-estimator?s4=FL | 459 | pump | 15 | 6885
Nonequipment | Hot Water Circulation Pump Control | Recirculation Pump with Demand Control Mechanism | Uncontrolled Recirculation Pump | Commercial | New | Institutional | FL Zone 2 | Per Hot Water Circulation Pump | 34% | 575399.2 | 559124.2 | 16275 | 0.028285 | 15 | 0.77405 | 0.81316 | 0 | No equipment cost | 0 | 0 | 249 | https://www.smartrecirculationcontrol.com/ | 210 | Estimate at $105 per labor hour, assume 2 hours work, reference: http://www.serviskey.net/support/rate-estimator?s4=FL | 459 | pump | 25 | 11475
Nonequipment | Hot Water Circulation Pump Control | Recirculation Pump with Demand Control Mechanism | Uncontrolled Recirculation Pump | Commercial | New | Lodging/Hospitality | FL Zone 2 | Per Hot Water Circulation Pump | 0% | 69047.9 | 67094.9 | 1953 | 0.028285 | 15 | 0 | 0 | 0 | No equipment cost | 0 | 0 | 249 | https://www.smartrecirculationcontrol.com/ | 210 | Estimate at $105 per labor hour, assume 2 hours work, reference: http://www.serviskey.net/support/rate-estimator?s4=FL | 459 | pump | 3 | 1377
Nonequipment | Hot Water Circulation Pump Control | Recirculation Pump with Demand Control Mechanism | Uncontrolled Recirculation Pump | Commercial | New | Miscellaneous | FL Zone 2 | Per Hot Water Circulation Pump | 34% | 431549.4 | 418529.4 | 13020 | 0.03017 | 15 | 0.61924 | 0.65053 | 0 | No equipment cost | 0 | 0 | 249 | https://www.smartrecirculationcontrol.com/ | 210 | Estimate at $105 per labor hour, assume 2 hours work, reference: http://www.serviskey.net/support/rate-estimator?s4=FL | 459 | pump | 20 | 9180
Nonequipment | Hot Water Circulation Pump Control | Recirculation Pump with Demand Control Mechanism | Uncontrolled Recirculation Pump | Commercial | New | Offices | FL Zone 2 | Per Hot Water Circulation Pump | 0% | 59937.41 | 57984.41 | 1953 | 0.032584 | 15 | 0.092886 | 0.097579 | 0 | No equipment cost | 0 | 0 | 249 | https://www.smartrecirculationcontrol.com/ | 210 | Estimate at $105 per labor hour, assume 2 hours work, reference: http://www.serviskey.net/support/rate-estimator?s4=FL | 459 | pump | 3 | 1377
Nonequipment | Hot Water Circulation Pump Control | Recirculation Pump with Demand Control Mechanism | Uncontrolled Recirculation Pump | Commercial | New | Restaurants | FL Zone 2 | Per Hot Water Circulation Pump | 0% | 23974.97 | 22672.97 | 1302 | 0.054307 | 15 | 0 | 0 | 0 | No equipment cost | 0 | 0 | 249 | https://www.smartrecirculationcontrol.com/ | 210 | Estimate at $105 per labor hour, assume 2 hours work, reference: http://www.serviskey.net/support/rate-estimator?s4=FL | 459 | pump | 2 | 918
Nonequipment | Hot Water Circulation Pump Control | Recirculation Pump with Demand Control Mechanism | Uncontrolled Recirculation Pump | Commercial | New | Retail | FL Zone 2 | Per Hot Water Circulation Pump | 0% | 42723.39 | 40770.39 | 1953 | 0.045713 | 15 | 0 | 0 | 0 | No equipment cost | 0 | 0 | 249 | https://www.smartrecirculationcontrol.com/ | 210 | Estimate at $105 per labor hour, assume 2 hours work, reference: http://www.serviskey.net/support/rate-estimator?s4=FL | 459 | pump | 3 | 1377
Nonequipment | Hot Water Circulation Pump Control | Recirculation Pump with Demand Control Mechanism | Uncontrolled Recirculation Pump | Commercial | New | Schools K-12 | FL Zone 2 | Per Hot Water Circulation Pump | 0% | 2996.936 | 2345.936 | 651 | 0.21722 | 15 | 0.030962 | 0.032526 | 0 | No equipment cost | 0 | 0 | 249 | https://www.smartrecirculationcontrol.com/ | 210 | Estimate at $105 per labor hour, assume 2 hours work, reference: http://www.serviskey.net/support/rate-estimator?s4=FL | 459 | pump | 1 | 459
Nonequipment | Hot Water Circulation Pump Control | Recirculation Pump with Demand Control Mechanism | Uncontrolled Recirculation Pump | Commercial | New | Warehouse | FL Zone 2 | Per Hot Water Circulation Pump | 0% | 14384.98 | 13733.98 | 651 | 0.045256 | 15 | 0.030962 | 0.032526 | 0 | No equipment cost | 0 | 0 | 249 | https://www.smartrecirculationcontrol.com/ | 210 | Estimate at $105 per labor hour, assume 2 hours work, reference: http://www.serviskey.net/support/rate-estimator?s4=FL | 459 | pump | 1 | 459
Nonequipment | Hot Water Pipe Insulation | 1' of Insulated Pipe in Unconditioned Spaces, Insulation of R-4 | 1' of Pipe in Unconditioned Spaces with Code Minimum of 1"of Insulation | Commercial | Existing | Assembly | FL Zone 2 | Per 60 linear ft | 4% | 7518.698 | 6163.106 | 1355.592 | 0.1803 | 13 | 0.15144 | 0.1702 | 0 | No equipment cost | 0 | 0 | 3 | Pennsylvania Public Utility Commission 2013 Incremental Cost Database | 0 | No Labor Cost | 3 | linear ft | 60 | 180
Nonequipment | Hot Water Pipe Insulation | 1' of Insulated Pipe in Unconditioned Spaces, Insulation of R-4 | 1' of Pipe in Unconditioned Spaces with Code Minimum of 1"of Insulation | Commercial | Existing | College and University | FL Zone 2 | Per 60 linear ft | 4% | 172930 | 159374.1 | 13555.92 | 0.07839 | 13 | 1.5475 | 1.5475 | 0 | No equipment cost | 0 | 0 | 3 | Pennsylvania Public Utility Commission 2013 Incremental Cost Database | 0 | No Labor Cost | 3 | linear ft | 600 | 1800
Nonequipment | Hot Water Pipe Insulation | 1' of Insulated Pipe in Unconditioned Spaces, Insulation of R-4 | 1' of Pipe in Unconditioned Spaces with Code Minimum of 1"of Insulation | Commercial | Existing | Grocery | FL Zone 2 | Per 60 linear ft | 4% | 15037.4 | 13681.8 | 1355.592 | 0.090148 | 13 | 0.10667 | 0.18442 | 0 | No equipment cost | 0 | 0 | 3 | Pennsylvania Public Utility Commission 2013 Incremental Cost Database | 0 | No Labor Cost | 3 | linear ft | 60 | 180
Nonequipment | Hot Water Pipe Insulation | 1' of Insulated Pipe in Unconditioned Spaces, Insulation of R-4 | 1' of Pipe in Unconditioned Spaces with Code Minimum of 1"of Insulation | Commercial | Existing | Healthcare | FL Zone 2 | Per 60 linear ft | 4% | 10024.93 | 8669.338 | 1355.592 | 0.13522 | 13 | 0.15144 | 0.1702 | 0 | No equipment cost | 0 | 0 | 3 | Pennsylvania Public Utility Commission 2013 Incremental Cost Database | 0 | No Labor Cost | 3 | linear ft | 60 | 180
Nonequipment | Hot Water Pipe Insulation | 1' of Insulated Pipe in Unconditioned Spaces, Insulation of R-4 | 1' of Pipe in Unconditioned Spaces with Code Minimum of 1"of Insulation | Commercial | Existing | Hospitals | FL Zone 2 | Per 60 linear ft | 4% | 303254.1 | 282920.3 | 20333.88 | 0.067052 | 13 | 2.3212 | 2.3212 | 0 | No equipment cost | 0 | 0 | 3 | Pennsylvania Public Utility Commission 2013 Incremental Cost Database | 0 | No Labor Cost | 3 | linear ft | 900 | 2700
Nonequipment | Hot Water Pipe Insulation | 1' of Insulated Pipe in Unconditioned Spaces, Insulation of R-4 | 1' of Pipe in Unconditioned Spaces with Code Minimum of 1"of Insulation | Commercial | Existing | Institutional | FL Zone 2 | Per 60 linear ft | 23% | 601495.8 | 567606 | 33889.8 | 0.056343 | 13 | 3.786 | 4.255 | 0 | No equipment cost | 0 | 0 | 3 | Pennsylvania Public Utility Commission 2013 Incremental Cost Database | 0 | No Labor Cost | 3 | linear ft | 1500 | 4500
Nonequipment | Hot Water Pipe Insulation | 1' of Insulated Pipe in Unconditioned Spaces, Insulation of R-4 | 1' of Pipe in Unconditioned Spaces with Code Minimum of 1"of Insulation | Commercial | Existing | Lodging/Hospitality | FL Zone 2 | Per 60 linear ft | 4% | 72179.5 | 68112.72 | 4066.776 | 0.056343 | 13 | 0.32002 | 0.55325 | 0 | No equipment cost | 0 | 0 | 3 | Pennsylvania Public Utility Commission 2013 Incremental Cost Database | 0 | No Labor Cost | 3 | linear ft | 180 | 540
Nonequipment | Hot Water Pipe Insulation | 1' of Insulated Pipe in Unconditioned Spaces, Insulation of R-4 | 1' of Pipe in Unconditioned Spaces with Code Minimum of 1"of Insulation | Commercial | Existing | Miscellaneous | FL Zone 2 | Per 60 linear ft | 23% | 451121.9 | 424010 | 27111.84 | 0.060099 | 13 | 3.0288 | 3.404 | 0 | No equipment cost | 0 | 0 | 3 | Pennsylvania Public Utility Commission 2013 Incremental Cost Database | 0 | No Labor Cost | 3 | linear ft | 1200 | 3600
Nonequipment | Hot Water Pipe Insulation | 1' of Insulated Pipe in Unconditioned Spaces, Insulation of R-4 | 1' of Pipe in Unconditioned Spaces with Code Minimum of 1"of Insulation | Commercial | Existing | Offices | FL Zone 2 | Per 60 linear ft | 4% | 62655.81 | 58589.04 | 4066.776 | 0.064907 | 13 | 0.45432 | 0.5106 | 0 | No equipment cost | 0 | 0 | 3 | Pennsylvania Public Utility Commission 2013 Incremental Cost Database | 0 | No Labor Cost | 3 | linear ft | 180 | 540
Nonequipment | Hot Water Pipe Insulation | 1' of Insulated Pipe in Unconditioned Spaces, Insulation of R-4 | 1' of Pipe in Unconditioned Spaces with Code Minimum of 1"of Insulation | Commercial | Existing | Restaurants | FL Zone 2 | Per 60 linear ft | 4% | 25062.33 | 22351.14 | 2711.184 | 0.10818 | 13 | 0.21335 | 0.36883 | 0 | No equipment cost | 0 | 0 | 3 | Pennsylvania Public Utility Commission 2013 Incremental Cost Database | 0 | No Labor Cost | 3 | linear ft | 120 | 360
Nonequipment | Hot Water Pipe Insulation | 1' of Insulated Pipe in Unconditioned Spaces, Insulation of R-4 | 1' of Pipe in Unconditioned Spaces with Code Minimum of 1"of Insulation | Commercial | Existing | Retail | FL Zone 2 | Per 60 linear ft | 4% | 44661.06 | 40594.29 | 4066.776 | 0.091059 | 13 | 0.32002 | 0.55325 | 0 | No equipment cost | 0 | 0 | 3 | Pennsylvania Public Utility Commission 2013 Incremental Cost Database | 0 | No Labor Cost | 3 | linear ft | 180 | 540
Nonequipment | Hot Water Pipe Insulation | 1' of Insulated Pipe in Unconditioned Spaces, Insulation of R-4 | 1' of Pipe in Unconditioned Spaces with Code Minimum of 1"of Insulation | Commercial | Existing | Schools K-12 | FL Zone 2 | Per 60 linear ft | 4% | 3132.859 | 1777.267 | 1355.592 | 0.4327 | 13 | 0.15144 | 0.1702 | 0 | No equipment cost | 0 | 0 | 3 | Pennsylvania Public Utility Commission 2013 Incremental Cost Database | 0 | No Labor Cost | 3 | linear ft | 60 | 180
Nonequipment | Hot Water Pipe Insulation | 1' of Insulated Pipe in Unconditioned Spaces, Insulation of R-4 | 1' of Pipe in Unconditioned Spaces with Code Minimum of 1"of Insulation | Commercial | Existing | Warehouse | FL Zone 2 | Per 60 linear ft | 4% | 15037.4 | 13681.8 | 1355.592 | 0.090148 | 13 | 0.15144 | 0.1702 | 0 | No equipment cost | 0 | 0 | 3 | Pennsylvania Public Utility Commission 2013 Incremental Cost Database | 0 | No Labor Cost | 3 | linear ft | 60 | 180
Nonequipment | Hot Water Pipe Insulation | 1' of Insulated Pipe in Unconditioned Spaces, Insulation of R-4 | N/A - Retrofit Only | Commercial | New | Assembly | FL Zone 2 | Per 60 linear ft | 22% | 7192.49 | 5836.898 | 1355.592 | 0.18847 | 13 | 0.15144 | 0.1702 | 0 | No equipment cost | 0 | 0 | 3 | Pennsylvania Public Utility Commission 2013 Incremental Cost Database | 0 | No Labor Cost | 3 | linear ft | 60 | 180
Nonequipment | Hot Water Pipe Insulation | 1' of Insulated Pipe in Unconditioned Spaces, Insulation of R-4 | N/A - Retrofit Only | Commercial | New | College and University | FL Zone 2 | Per 60 linear ft | 22% | 165427.3 | 151871.3 | 13555.92 | 0.081945 | 13 | 1.5475 | 1.5475 | 0 | No equipment cost | 0 | 0 | 3 | Pennsylvania Public Utility Commission 2013 Incremental Cost Database | 0 | No Labor Cost | 3 | linear ft | 600 | 1800
Nonequipment | Hot Water Pipe Insulation | 1' of Insulated Pipe in Unconditioned Spaces, Insulation of R-4 | N/A - Retrofit Only | Commercial | New | Grocery | FL Zone 2 | Per 60 linear ft | 22% | 14384.98 | 13029.39 | 1355.592 | 0.094237 | 13 | 0.10667 | 0.18442 | 0 | No equipment cost | 0 | 0 | 3 | Pennsylvania Public Utility Commission 2013 Incremental Cost Database | 0 | No Labor Cost | 3 | linear ft | 60 | 180
Nonequipment | Hot Water Pipe Insulation | 1' of Insulated Pipe in Unconditioned Spaces, Insulation of R-4 | N/A - Retrofit Only | Commercial | New | Healthcare | FL Zone 2 | Per 60 linear ft | 22% | 9589.986 | 8234.394 | 1355.592 | 0.14136 | 13 | 0.15144 | 0.1702 | 0 | No equipment cost | 0 | 0 | 3 | Pennsylvania Public Utility Commission 2013 Incremental Cost Database | 0 | No Labor Cost | 3 | linear ft | 60 | 180
Nonequipment | Hot Water Pipe Insulation | 1' of Insulated Pipe in Unconditioned Spaces, Insulation of R-4 | N/A - Retrofit Only | Commercial | New | Hospitals | FL Zone 2 | Per 60 linear ft | 22% | 290097.1 | 269763.2 | 20333.88 | 0.070093 | 13 | 2.3212 | 2.3212 | 0 | No equipment cost | 0 | 0 | 3 | Pennsylvania Public Utility Commission 2013 Incremental Cost Database | 0 | No Labor Cost | 3 | linear ft | 900 | 2700
Nonequipment | Hot Water Pipe Insulation | 1' of Insulated Pipe in Unconditioned Spaces, Insulation of R-4 | N/A - Retrofit Only | Commercial | New | Institutional | FL Zone 2 | Per 60 linear ft | 23% | 575399.2 | 541509.4 | 33889.8 | 0.058898 | 13 | 3.786 | 4.255 | 0 | No equipment cost | 0 | 0 | 3 | Pennsylvania Public Utility Commission 2013 Incremental Cost Database | 0 | No Labor Cost | 3 | linear ft | 1500 | 4500
Nonequipment | Hot Water Pipe Insulation | 1' of Insulated Pipe in Unconditioned Spaces, Insulation of R-4 | N/A - Retrofit Only | Commercial | New | Lodging/Hospitality | FL Zone 2 | Per 60 linear ft | 22% | 69047.9 | 64981.13 | 4066.776 | 0.058898 | 13 | 0.32002 | 0.55325 | 0 | No equipment cost | 0 | 0 | 3 | Pennsylvania Public Utility Commission 2013 Incremental Cost Database | 0 | No Labor Cost | 3 | linear ft | 180 | 540
Nonequipment | Hot Water Pipe Insulation | 1' of Insulated Pipe in Unconditioned Spaces, Insulation of R-4 | N/A - Retrofit Only | Commercial | New | Miscellaneous | FL Zone 2 | Per 60 linear ft | 23% | 431549.4 | 404437.5 | 27111.84 | 0.062824 | 13 | 3.0288 | 3.404 | 0 | No equipment cost | 0 | 0 | 3 | Pennsylvania Public Utility Commission 2013 Incremental Cost Database | 0 | No Labor Cost | 3 | linear ft | 1200 | 3600
Nonequipment | Hot Water Pipe Insulation | 1' of Insulated Pipe in Unconditioned Spaces, Insulation of R-4 | N/A - Retrofit Only | Commercial | New | Offices | FL Zone 2 | Per 60 linear ft | 22% | 59937.41 | 55870.64 | 4066.776 | 0.06785 | 13 | 0.45432 | 0.5106 | 0 | No equipment cost | 0 | 0 | 3 | Pennsylvania Public Utility Commission 2013 Incremental Cost Database | 0 | No Labor Cost | 3 | linear ft | 180 | 540
Nonequipment | Hot Water Pipe Insulation | 1' of Insulated Pipe in Unconditioned Spaces, Insulation of R-4 | N/A - Retrofit Only | Commercial | New | Restaurants | FL Zone 2 | Per 60 linear ft | 22% | 23974.97 | 21263.78 | 2711.184 | 0.11308 | 13 | 0.21335 | 0.36883 | 0 | No equipment cost | 0 | 0 | 3 | Pennsylvania Public Utility Commission 2013 Incremental Cost Database | 0 | No Labor Cost | 3 | linear ft | 120 | 360
Nonequipment | Hot Water Pipe Insulation | 1' of Insulated Pipe in Unconditioned Spaces, Insulation of R-4 | N/A - Retrofit Only | Commercial | New | Retail | FL Zone 2 | Per 60 linear ft | 22% | 42723.39 | 38656.61 | 4066.776 | 0.095189 | 13 | 0.32002 | 0.55325 | 0 | No equipment cost | 0 | 0 | 3 | Pennsylvania Public Utility Commission 2013 Incremental Cost Database | 0 | No Labor Cost | 3 | linear ft | 180 | 540
Nonequipment | Hot Water Pipe Insulation | 1' of Insulated Pipe in Unconditioned Spaces, Insulation of R-4 | N/A - Retrofit Only | Commercial | New | Schools K-12 | FL Zone 2 | Per 60 linear ft | 22% | 2996.936 | 1641.344 | 1355.592 | 0.45233 | 13 | 0.15144 | 0.1702 | 0 | No equipment cost | 0 | 0 | 3 | Pennsylvania Public Utility Commission 2013 Incremental Cost Database | 0 | No Labor Cost | 3 | linear ft | 60 | 180
Nonequipment | Hot Water Pipe Insulation | 1' of Insulated Pipe in Unconditioned Spaces, Insulation of R-4 | N/A - Retrofit Only | Commercial | New | Warehouse | FL Zone 2 | Per 60 linear ft | 22% | 14384.98 | 13029.39 | 1355.592 | 0.094237 | 13 | 0.15144 | 0.1702 | 0 | No equipment cost | 0 | 0 | 3 | Pennsylvania Public Utility Commission 2013 Incremental Cost Database | 0 | No Labor Cost | 3 | linear ft | 60 | 180
Nonequipment | Low Flow Shower Head | Low-Flow Showerhead with Flow Rate of 1.75 gpm | Showerhead with Federal Standard Flow Rate of 2.5 gpm | Commercial | Existing | Assembly | FL Zone 2 | Per Unit | 0% | 7518.698 | 7344.93 | 173.768 | 0.023111 | 10 | 0.029366 | 0.019532 | 0 | reference source included incremental cost only | 0 | 0 | 7 | Illinois 2018 Statewide TRM, Section 4.3.3 | 5 | Illinois 2018 Statewide TRM, Section 4.3.3 | 12 | shower head | 1 | 12
Nonequipment | Low Flow Shower Head | Low-Flow Showerhead with Flow Rate of 1.75 gpm | Showerhead with Federal Standard Flow Rate of 2.5 gpm | Commercial | Existing | College and University | FL Zone 2 | Per Unit | 75% | 172930 | 166153.1 | 6776.952 | 0.039189 | 10 | 0.47547 | 2.4944 | 0 | reference source included incremental cost only | 0 | 0 | 7 | Illinois 2018 Statewide TRM, Section 4.3.3 | 5 | Illinois 2018 Statewide TRM, Section 4.3.3 | 12 | shower head | 39 | 468
Nonequipment | Low Flow Shower Head | Low-Flow Showerhead with Flow Rate of 1.75 gpm | Showerhead with Federal Standard Flow Rate of 2.5 gpm | Commercial | Existing | Grocery | FL Zone 2 | Per Unit | 0% | 15037.4 | 14863.63 | 173.768 | 0.011556 | 10 | 0.012191 | 0.063959 | 0 | reference source included incremental cost only | 0 | 0 | 7 | Illinois 2018 Statewide TRM, Section 4.3.3 | 5 | Illinois 2018 Statewide TRM, Section 4.3.3 | 12 | shower head | 1 | 12
Nonequipment | Low Flow Shower Head | Low-Flow Showerhead with Flow Rate of 1.75 gpm | Showerhead with Federal Standard Flow Rate of 2.5 gpm | Commercial | Existing | Healthcare | FL Zone 2 | Per Unit | 75% | 10024.93 | 9851.162 | 173.768 | 0.017334 | 10 | 0.01602 | 0.041877 | 0 | reference source included incremental cost only | 0 | 0 | 7 | Illinois 2018 Statewide TRM, Section 4.3.3 | 5 | Illinois 2018 Statewide TRM, Section 4.3.3 | 12 | shower head | 1 | 12
Nonequipment | Low Flow Shower Head | Low-Flow Showerhead with Flow Rate of 1.75 gpm | Showerhead with Federal Standard Flow Rate of 2.5 gpm | Commercial | Existing | Hospitals | FL Zone 2 | Per Unit | 75% | 303254.1 | 298736.2 | 4517.968 | 0.014898 | 10 | 0.41652 | 1.0888 | 0 | reference source included incremental cost only | 0 | 0 | 7 | Illinois 2018 Statewide TRM, Section 4.3.3 | 5 | Illinois 2018 Statewide TRM, Section 4.3.3 | 12 | shower head | 26 | 312
Nonequipment | Low Flow Shower Head | Low-Flow Showerhead with Flow Rate of 1.75 gpm | Showerhead with Federal Standard Flow Rate of 2.5 gpm | Commercial | Existing | Institutional | FL Zone 2 | Per Unit | 0% | 601495.8 | 597672.9 | 3822.896 | 0.006356 | 10 | 0.64604 | 0.4297 | 0 | reference source included incremental cost only | 0 | 0 | 7 | Illinois 2018 Statewide TRM, Section 4.3.3 | 5 | Illinois 2018 Statewide TRM, Section 4.3.3 | 12 | shower head | 22 | 264
Nonequipment | Low Flow Shower Head | Low-Flow Showerhead with Flow Rate of 1.75 gpm | Showerhead with Federal Standard Flow Rate of 2.5 gpm | Commercial | Existing | Lodging/Hospitality | FL Zone 2 | Per Unit | 75% | 72179.5 | 70268.05 | 1911.448 | 0.026482 | 10 | 0.10115 | 0.86313 | 0 | reference source included incremental cost only | 0 | 0 | 7 | Illinois 2018 Statewide TRM, Section 4.3.3 | 5 | Illinois 2018 Statewide TRM, Section 4.3.3 | 12 | shower head | 11 | 132
Nonequipment | Low Flow Shower Head | Low-Flow Showerhead with Flow Rate of 1.75 gpm | Showerhead with Federal Standard Flow Rate of 2.5 gpm | Commercial | Existing | Miscellaneous | FL Zone 2 | Per Unit | 0% | 451121.9 | 448167.8 | 2954.056 | 0.006548 | 10 | 0.49922 | 0.33204 | 0 | reference source included incremental cost only | 0 | 0 | 7 | Illinois 2018 Statewide TRM, Section 4.3.3 | 5 | Illinois 2018 Statewide TRM, Section 4.3.3 | 12 | shower head | 17 | 204
Nonequipment | Low Flow Shower Head | Low-Flow Showerhead with Flow Rate of 1.75 gpm | Showerhead with Federal Standard Flow Rate of 2.5 gpm | Commercial | Existing | Offices | FL Zone 2 | Per Unit | 0% | 62655.81 | 62308.28 | 347.536 | 0.005547 | 10 | 0.058731 | 0.039063 | 0 | reference source included incremental cost only | 0 | 0 | 7 | Illinois 2018 Statewide TRM, Section 4.3.3 | 5 | Illinois 2018 Statewide TRM, Section 4.3.3 | 12 | shower head | 2 | 24
Nonequipment | Low Flow Shower Head | Low-Flow Showerhead with Flow Rate of 1.75 gpm | Showerhead with Federal Standard Flow Rate of 2.5 gpm | Commercial | Existing | Restaurants | FL Zone 2 | Per Unit | 0% | 25062.33 | 24888.56 | 173.768 | 0.006933 | 10 | 0.012191 | 0.063959 | 0 | reference source included incremental cost only | 0 | 0 | 7 | Illinois 2018 Statewide TRM, Section 4.3.3 | 5 | Illinois 2018 Statewide TRM, Section 4.3.3 | 12 | shower head | 1 | 12
Nonequipment | Low Flow Shower Head | Low-Flow Showerhead with Flow Rate of 1.75 gpm | Showerhead with Federal Standard Flow Rate of 2.5 gpm | Commercial | Existing | Retail | FL Zone 2 | Per Unit | 0% | 44661.06 | 44313.53 | 347.536 | 0.007782 | 10 | 0.024383 | 0.12792 | 0 | reference source included incremental cost only | 0 | 0 | 7 | Illinois 2018 Statewide TRM, Section 4.3.3 | 5 | Illinois 2018 Statewide TRM, Section 4.3.3 | 12 | shower head | 2 | 24
Nonequipment | Low Flow Shower Head | Low-Flow Showerhead with Flow Rate of 1.75 gpm | Showerhead with Federal Standard Flow Rate of 2.5 gpm | Commercial | Existing | Schools K-12 | FL Zone 2 | Per Unit | 0% | 3132.859 | 2959.091 | 173.768 | 0.055466 | 10 | 0.029366 | 0.019532 | 0 | reference source included incremental cost only | 0 | 0 | 7 | Illinois 2018 Statewide TRM, Section 4.3.3 | 5 | Illinois 2018 Statewide TRM, Section 4.3.3 | 12 | shower head | 1 | 12
Nonequipment | Low Flow Shower Head | Low-Flow Showerhead with Flow Rate of 1.75 gpm | Showerhead with Federal Standard Flow Rate of 2.5 gpm | Commercial | Existing | Warehouse | FL Zone 2 | Per Unit | 0% | 15037.4 | 14863.63 | 173.768 | 0.011556 | 10 | 0.029366 | 0.019532 | 0 | reference source included incremental cost only | 0 | 0 | 7 | Illinois 2018 Statewide TRM, Section 4.3.3 | 5 | Illinois 2018 Statewide TRM, Section 4.3.3 | 12 | shower head | 1 | 12
Nonequipment | Low Flow Shower Head | Low-Flow Showerhead with Flow Rate of 1.75 gpm | Showerhead with Market Average Flow Rate of 2.2 gpm | Commercial | New | Assembly | FL Zone 2 | Per Unit | 0% | 7192.49 | 7018.722 | 173.768 | 0.02416 | 10 | 0.029366 | 0.019532 | 0 | reference source included incremental cost only | 0 | 0 | 7 | Illinois 2018 Statewide TRM, Section 4.3.3 | 5 | Illinois 2018 Statewide TRM, Section 4.3.3 | 12 | shower head | 1 | 12
Nonequipment | Low Flow Shower Head | Low-Flow Showerhead with Flow Rate of 1.75 gpm | Showerhead with Market Average Flow Rate of 2.2 gpm | Commercial | New | College and University | FL Zone 2 | Per Unit | 75% | 165427.3 | 158650.3 | 6776.952 | 0.040966 | 10 | 0.47547 | 2.4944 | 0 | reference source included incremental cost only | 0 | 0 | 7 | Illinois 2018 Statewide TRM, Section 4.3.3 | 5 | Illinois 2018 Statewide TRM, Section 4.3.3 | 12 | shower head | 39 | 468
Nonequipment | Low Flow Shower Head | Low-Flow Showerhead with Flow Rate of 1.75 gpm | Showerhead with Market Average Flow Rate of 2.2 gpm | Commercial | New | Grocery | FL Zone 2 | Per Unit | 0% | 14384.98 | 14211.21 | 173.768 | 0.01208 | 10 | 0.012191 | 0.063959 | 0 | reference source included incremental cost only | 0 | 0 | 7 | Illinois 2018 Statewide TRM, Section 4.3.3 | 5 | Illinois 2018 Statewide TRM, Section 4.3.3 | 12 | shower head | 1 | 12
Nonequipment | Low Flow Shower Head | Low-Flow Showerhead with Flow Rate of 1.75 gpm | Showerhead with Market Average Flow Rate of 2.2 gpm | Commercial | New | Healthcare | FL Zone 2 | Per Unit | 75% | 9589.986 | 9416.218 | 173.768 | 0.01812 | 10 | 0.01602 | 0.041877 | 0 | reference source included incremental cost only | 0 | 0 | 7 | Illinois 2018 Statewide TRM, Section 4.3.3 | 5 | Illinois 2018 Statewide TRM, Section 4.3.3 | 12 | shower head | 1 | 12
Nonequipment | Low Flow Shower Head | Low-Flow Showerhead with Flow Rate of 1.75 gpm | Showerhead with Market Average Flow Rate of 2.2 gpm | Commercial | New | Hospitals | FL Zone 2 | Per Unit | 75% | 290097.1 | 285579.1 | 4517.968 | 0.015574 | 10 | 0.41652 | 1.0888 | 0 | reference source included incremental cost only | 0 | 0 | 7 | Illinois 2018 Statewide TRM, Section 4.3.3 | 5 | Illinois 2018 Statewide TRM, Section 4.3.3 | 12 | shower head | 26 | 312
Nonequipment | Low Flow Shower Head | Low-Flow Showerhead with Flow Rate of 1.75 gpm | Showerhead with Market Average Flow Rate of 2.2 gpm | Commercial | New | Institutional | FL Zone 2 | Per Unit | 0% | 575399.2 | 571576.3 | 3822.896 | 0.006644 | 10 | 0.64604 | 0.4297 | 0 | reference source included incremental cost only | 0 | 0 | 7 | Illinois 2018 Statewide TRM, Section 4.3.3 | 5 | Illinois 2018 Statewide TRM, Section 4.3.3 | 12 | shower head | 22 | 264
Nonequipment | Low Flow Shower Head | Low-Flow Showerhead with Flow Rate of 1.75 gpm | Showerhead with Market Average Flow Rate of 2.2 gpm | Commercial | New | Lodging/Hospitality | FL Zone 2 | Per Unit | 75% | 69047.9 | 67136.45 | 1911.448 | 0.027683 | 10 | 0.10115 | 0.86313 | 0 | reference source included incremental cost only | 0 | 0 | 7 | Illinois 2018 Statewide TRM, Section 4.3.3 | 5 | Illinois 2018 Statewide TRM, Section 4.3.3 | 12 | shower head | 11 | 132
Nonequipment | Low Flow Shower Head | Low-Flow Showerhead with Flow Rate of 1.75 gpm | Showerhead with Market Average Flow Rate of 2.2 gpm | Commercial | New | Miscellaneous | FL Zone 2 | Per Unit | 0% | 431549.4 | 428595.3 | 2954.056 | 0.006845 | 10 | 0.49922 | 0.33204 | 0 | reference source included incremental cost only | 0 | 0 | 7 | Illinois 2018 Statewide TRM, Section 4.3.3 | 5 | Illinois 2018 Statewide TRM, Section 4.3.3 | 12 | shower head | 17 | 204
Nonequipment | Low Flow Shower Head | Low-Flow Showerhead with Flow Rate of 1.75 gpm | Showerhead with Market Average Flow Rate of 2.2 gpm | Commercial | New | Offices | FL Zone 2 | Per Unit | 0% | 59937.41 | 59589.88 | 347.536 | 0.005798 | 10 | 0.058731 | 0.039063 | 0 | reference source included incremental cost only | 0 | 0 | 7 | Illinois 2018 Statewide TRM, Section 4.3.3 | 5 | Illinois 2018 Statewide TRM, Section 4.3.3 | 12 | shower head | 2 | 24
Nonequipment | Low Flow Shower Head | Low-Flow Showerhead with Flow Rate of 1.75 gpm | Showerhead with Market Average Flow Rate of 2.2 gpm | Commercial | New | Restaurants | FL Zone 2 | Per Unit | 0% | 23974.97 | 23801.2 | 173.768 | 0.007248 | 10 | 0.012191 | 0.063959 | 0 | reference source included incremental cost only | 0 | 0 | 7 | Illinois 2018 Statewide TRM, Section 4.3.3 | 5 | Illinois 2018 Statewide TRM, Section 4.3.3 | 12 | shower head | 1 | 12
Nonequipment | Low Flow Shower Head | Low-Flow Showerhead with Flow Rate of 1.75 gpm | Showerhead with Market Average Flow Rate of 2.2 gpm | Commercial | New | Retail | FL Zone 2 | Per Unit | 0% | 42723.39 | 42375.85 | 347.536 | 0.008135 | 10 | 0.024383 | 0.12792 | 0 | reference source included incremental cost only | 0 | 0 | 7 | Illinois 2018 Statewide TRM, Section 4.3.3 | 5 | Illinois 2018 Statewide TRM, Section 4.3.3 | 12 | shower head | 2 | 24
Nonequipment | Low Flow Shower Head | Low-Flow Showerhead with Flow Rate of 1.75 gpm | Showerhead with Market Average Flow Rate of 2.2 gpm | Commercial | New | Schools K-12 | FL Zone 2 | Per Unit | 0% | 2996.936 | 2823.168 | 173.768 | 0.057982 | 10 | 0.029366 | 0.019532 | 0 | reference source included incremental cost only | 0 | 0 | 7 | Illinois 2018 Statewide TRM, Section 4.3.3 | 5 | Illinois 2018 Statewide TRM, Section 4.3.3 | 12 | shower head | 1 | 12
Nonequipment | Low Flow Shower Head | Low-Flow Showerhead with Flow Rate of 1.75 gpm | Showerhead with Market Average Flow Rate of 2.2 gpm | Commercial | New | Warehouse | FL Zone 2 | Per Unit | 0% | 14384.98 | 14211.21 | 173.768 | 0.01208 | 10 | 0.029366 | 0.019532 | 0 | reference source included incremental cost only | 0 | 0 | 7 | Illinois 2018 Statewide TRM, Section 4.3.3 | 5 | Illinois 2018 Statewide TRM, Section 4.3.3 | 12 | shower head | 1 | 12
Nonequipment | Low-Flow Pre-Rinse Sprayers | Low-Flow Pre-Rinse Sprayer with Flow Rate of 1.6 gpm | Pre-Rinse Sprayer 10% Less Efficient than Federal Standard | Commercial | Existing | Assembly | FL Zone 2 | Per End Use Consumption | 0% | 7518.698 | 5256.724 | 2261.974 | 0.30085 | 5 | 0.20853 | 0.54512 | 0 | No equipment cost | 0 | 0 | 92.9 | Illinois 2018 Statewide TRM, Section 4.2.11 | 0 | 0 | 92.9 | sprayer | 2 | 185.8
Nonequipment | Low-Flow Pre-Rinse Sprayers | Low-Flow Pre-Rinse Sprayer with Flow Rate of 1.6 gpm | Pre-Rinse Sprayer 10% Less Efficient than Federal Standard | Commercial | Existing | College and University | FL Zone 2 | Per End Use Consumption | 27% | 172930 | 170668.1 | 2261.974 | 0.01308 | 5 | 0.20853 | 0.54512 | 0 | No equipment cost | 0 | 0 | 92.9 | Illinois 2018 Statewide TRM, Section 4.2.11 | 0 | 0 | 92.9 | sprayer | 2 | 185.8
Nonequipment | Low-Flow Pre-Rinse Sprayers | Low-Flow Pre-Rinse Sprayer with Flow Rate of 1.6 gpm | Pre-Rinse Sprayer 10% Less Efficient than Federal Standard | Commercial | Existing | Grocery | FL Zone 2 | Per End Use Consumption | 27% | 15037.4 | 12775.42 | 2261.974 | 0.15042 | 5 | 0.20853 | 0.54512 | 0 | No equipment cost | 0 | 0 | 92.9 | Illinois 2018 Statewide TRM, Section 4.2.11 | 0 | 0 | 92.9 | sprayer | 2 | 185.8
Nonequipment | Low-Flow Pre-Rinse Sprayers | Low-Flow Pre-Rinse Sprayer with Flow Rate of 1.6 gpm | Pre-Rinse Sprayer 10% Less Efficient than Federal Standard | Commercial | Existing | Healthcare | FL Zone 2 | Per End Use Consumption | 0% | 10024.93 | 7762.956 | 2261.974 | 0.22564 | 5 | 0.20853 | 0.54512 | 0 | No equipment cost | 0 | 0 | 92.9 | Illinois 2018 Statewide TRM, Section 4.2.11 | 0 | 0 | 92.9 | sprayer | 2 | 185.8
Nonequipment | Low-Flow Pre-Rinse Sprayers | Low-Flow Pre-Rinse Sprayer with Flow Rate of 1.6 gpm | Pre-Rinse Sprayer 10% Less Efficient than Federal Standard | Commercial | Existing | Hospitals | FL Zone 2 | Per End Use Consumption | 25% | 303254.1 | 300992.2 | 2261.974 | 0.007459 | 5 | 0.20853 | 0.54512 | 0 | No equipment cost | 0 | 0 | 92.9 | Illinois 2018 Statewide TRM, Section 4.2.11 | 0 | 0 | 92.9 | sprayer | 2 | 185.8
Nonequipment | Low-Flow Pre-Rinse Sprayers | Low-Flow Pre-Rinse Sprayer with Flow Rate of 1.6 gpm | Pre-Rinse Sprayer 10% Less Efficient than Federal Standard | Commercial | Existing | Institutional | FL Zone 2 | Per End Use Consumption | 0% | 601495.8 | 599233.8 | 2261.974 | 0.003761 | 5 | 0.20853 | 0.54512 | 0 | No equipment cost | 0 | 0 | 92.9 | Illinois 2018 Statewide TRM, Section 4.2.11 | 0 | 0 | 92.9 | sprayer | 2 | 185.8
Nonequipment | Low-Flow Pre-Rinse Sprayers | Low-Flow Pre-Rinse Sprayer with Flow Rate of 1.6 gpm | Pre-Rinse Sprayer 10% Less Efficient than Federal Standard | Commercial | Existing | Lodging/Hospitality | FL Zone 2 | Per End Use Consumption | 27% | 72179.5 | 69917.52 | 2261.974 | 0.031338 | 5 | 0.12005 | 1.0244 | 0 | No equipment cost | 0 | 0 | 92.9 | Illinois 2018 Statewide TRM, Section 4.2.11 | 0 | 0 | 92.9 | sprayer | 2 | 185.8
Nonequipment | Low-Flow Pre-Rinse Sprayers | Low-Flow Pre-Rinse Sprayer with Flow Rate of 1.6 gpm | Pre-Rinse Sprayer 10% Less Efficient than Federal Standard | Commercial | Existing | Miscellaneous | FL Zone 2 | Per End Use Consumption | 0% | 451121.9 | 448859.9 | 2261.974 | 0.005014 | 5 | 0.20853 | 0.54512 | 0 | No equipment cost | 0 | 0 | 92.9 | Illinois 2018 Statewide TRM, Section 4.2.11 | 0 | 0 | 92.9 | sprayer | 2 | 185.8
Nonequipment | Low-Flow Pre-Rinse Sprayers | Low-Flow Pre-Rinse Sprayer with Flow Rate of 1.6 gpm | Pre-Rinse Sprayer 10% Less Efficient than Federal Standard | Commercial | Existing | Offices | FL Zone 2 | Per End Use Consumption | 0% | 62655.81 | 60393.84 | 2261.974 | 0.036102 | 5 | 0.20853 | 0.54512 | 0 | No equipment cost | 0 | 0 | 92.9 | Illinois 2018 Statewide TRM, Section 4.2.11 | 0 | 0 | 92.9 | sprayer | 2 | 185.8
Nonequipment | Low-Flow Pre-Rinse Sprayers | Low-Flow Pre-Rinse Sprayer with Flow Rate of 1.6 gpm | Pre-Rinse Sprayer 10% Less Efficient than Federal Standard | Commercial | Existing | Restaurants | FL Zone 2 | Per End Use Consumption | 25% | 25062.33 | 22800.35 | 2261.974 | 0.090254 | 5 | 0.35603 | 0.19768 | 0 | No equipment cost | 0 | 0 | 92.9 | Illinois 2018 Statewide TRM, Section 4.2.11 | 0 | 0 | 92.9 | sprayer | 2 | 185.8
Nonequipment | Low-Flow Pre-Rinse Sprayers | Low-Flow Pre-Rinse Sprayer with Flow Rate of 1.6 gpm | Pre-Rinse Sprayer 10% Less Efficient than Federal Standard | Commercial | Existing | Retail | FL Zone 2 | Per End Use Consumption | 0% | 44661.06 | 42399.09 | 2261.974 | 0.050648 | 5 | 0.20853 | 0.54512 | 0 | No equipment cost | 0 | 0 | 92.9 | Illinois 2018 Statewide TRM, Section 4.2.11 | 0 | 0 | 92.9 | sprayer | 2 | 185.8
Nonequipment | Low-Flow Pre-Rinse Sprayers | Low-Flow Pre-Rinse Sprayer with Flow Rate of 1.6 gpm | Pre-Rinse Sprayer 10% Less Efficient than Federal Standard | Commercial | Existing | Schools K-12 | FL Zone 2 | Per End Use Consumption | 0% | 3132.859 | 2001.872 | 1130.987 | 0.36101 | 5 | 0.10427 | 0.27256 | 0 | No equipment cost | 0 | 0 | 92.9 | Illinois 2018 Statewide TRM, Section 4.2.11 | 0 | 0 | 92.9 | sprayer | 1 | 92.9
Nonequipment | Low-Flow Pre-Rinse Sprayers | Low-Flow Pre-Rinse Sprayer with Flow Rate of 1.6 gpm | Pre-Rinse Sprayer 10% Less Efficient than Federal Standard | Commercial | Existing | Warehouse | FL Zone 2 | Per End Use Consumption | 0% | 15037.4 | 12775.42 | 2261.974 | 0.15042 | 5 | 0.20853 | 0.54512 | 0 | No equipment cost | 0 | 0 | 92.9 | Illinois 2018 Statewide TRM, Section 4.2.11 | 0 | 0 | 92.9 | sprayer | 2 | 185.8
Nonequipment | Low-Flow Pre-Rinse Sprayers | Low-Flow Pre-Rinse Sprayer with Flow Rate of 1.6 gpm | Pre-Rinse Sprayer with Federal Standard Flow Rate of 2.25 gpm | Commercial | New | Assembly | FL Zone 2 | Per End Use Consumption | 0% | 7169.729 | 4907.755 | 2261.974 | 0.31549 | 5 | 0.20853 | 0.54512 | 0 | No equipment cost | 0 | 0 | 92.9 | Illinois 2018 Statewide TRM, Section 4.2.11 | 0 | 0 | 92.9 | sprayer | 2 | 185.8
Nonequipment | Low-Flow Pre-Rinse Sprayers | Low-Flow Pre-Rinse Sprayer with Flow Rate of 1.6 gpm | Pre-Rinse Sprayer with Federal Standard Flow Rate of 2.25 gpm | Commercial | New | College and University | FL Zone 2 | Per End Use Consumption | 27% | 164903.8 | 162641.8 | 2261.974 | 0.013717 | 5 | 0.20853 | 0.54512 | 0 | No equipment cost | 0 | 0 | 92.9 | Illinois 2018 Statewide TRM, Section 4.2.11 | 0 | 0 | 92.9 | sprayer | 2 | 185.8
Nonequipment | Low-Flow Pre-Rinse Sprayers | Low-Flow Pre-Rinse Sprayer with Flow Rate of 1.6 gpm | Pre-Rinse Sprayer with Federal Standard Flow Rate of 2.25 gpm | Commercial | New | Grocery | FL Zone 2 | Per End Use Consumption | 27% | 14339.46 | 12077.48 | 2261.974 | 0.15774 | 5 | 0.20853 | 0.54512 | 0 | No equipment cost | 0 | 0 | 92.9 | Illinois 2018 Statewide TRM, Section 4.2.11 | 0 | 0 | 92.9 | sprayer | 2 | 185.8
Nonequipment | Low-Flow Pre-Rinse Sprayers | Low-Flow Pre-Rinse Sprayer with Flow Rate of 1.6 gpm | Pre-Rinse Sprayer with Federal Standard Flow Rate of 2.25 gpm | Commercial | New | Healthcare | FL Zone 2 | Per End Use Consumption | 0% | 9559.638 | 7297.664 | 2261.974 | 0.23662 | 5 | 0.20853 | 0.54512 | 0 | No equipment cost | 0 | 0 | 92.9 | Illinois 2018 Statewide TRM, Section 4.2.11 | 0 | 0 | 92.9 | sprayer | 2 | 185.8
Nonequipment | Low-Flow Pre-Rinse Sprayers | Low-Flow Pre-Rinse Sprayer with Flow Rate of 1.6 gpm | Pre-Rinse Sprayer with Federal Standard Flow Rate of 2.25 gpm | Commercial | New | Hospitals | FL Zone 2 | Per End Use Consumption | 25% | 289179.1 | 286917.1 | 2261.974 | 0.007822 | 5 | 0.20853 | 0.54512 | 0 | No equipment cost | 0 | 0 | 92.9 | Illinois 2018 Statewide TRM, Section 4.2.11 | 0 | 0 | 92.9 | sprayer | 2 | 185.8
Nonequipment | Low-Flow Pre-Rinse Sprayers | Low-Flow Pre-Rinse Sprayer with Flow Rate of 1.6 gpm | Pre-Rinse Sprayer with Federal Standard Flow Rate of 2.25 gpm | Commercial | New | Institutional | FL Zone 2 | Per End Use Consumption | 0% | 573578.3 | 571316.3 | 2261.974 | 0.003944 | 5 | 0.20853 | 0.54512 | 0 | No equipment cost | 0 | 0 | 92.9 | Illinois 2018 Statewide TRM, Section 4.2.11 | 0 | 0 | 92.9 | sprayer | 2 | 185.8
Nonequipment | Low-Flow Pre-Rinse Sprayers | Low-Flow Pre-Rinse Sprayer with Flow Rate of 1.6 gpm | Pre-Rinse Sprayer with Federal Standard Flow Rate of 2.25 gpm | Commercial | New | Lodging/Hospitality | FL Zone 2 | Per End Use Consumption | 27% | 68829.4 | 66567.42 | 2261.974 | 0.032863 | 5 | 0.12005 | 1.0244 | 0 | No equipment cost | 0 | 0 | 92.9 | Illinois 2018 Statewide TRM, Section 4.2.11 | 0 | 0 | 92.9 | sprayer | 2 | 185.8
Nonequipment | Low-Flow Pre-Rinse Sprayers | Low-Flow Pre-Rinse Sprayer with Flow Rate of 1.6 gpm | Pre-Rinse Sprayer with Federal Standard Flow Rate of 2.25 gpm | Commercial | New | Miscellaneous | FL Zone 2 | Per End Use Consumption | 0% | 430183.7 | 427921.7 | 2261.974 | 0.005258 | 5 | 0.20853 | 0.54512 | 0 | No equipment cost | 0 | 0 | 92.9 | Illinois 2018 Statewide TRM, Section 4.2.11 | 0 | 0 | 92.9 | sprayer | 2 | 185.8
Nonequipment | Low-Flow Pre-Rinse Sprayers | Low-Flow Pre-Rinse Sprayer with Flow Rate of 1.6 gpm | Pre-Rinse Sprayer with Federal Standard Flow Rate of 2.25 gpm | Commercial | New | Offices | FL Zone 2 | Per End Use Consumption | 0% | 59747.74 | 57485.77 | 2261.974 | 0.037859 | 5 | 0.20853 | 0.54512 | 0 | No equipment cost | 0 | 0 | 92.9 | Illinois 2018 Statewide TRM, Section 4.2.11 | 0 | 0 | 92.9 | sprayer | 2 | 185.8
Nonequipment | Low-Flow Pre-Rinse Sprayers | Low-Flow Pre-Rinse Sprayer with Flow Rate of 1.6 gpm | Pre-Rinse Sprayer with Federal Standard Flow Rate of 2.25 gpm | Commercial | New | Restaurants | FL Zone 2 | Per End Use Consumption | 25% | 23899.1 | 21637.12 | 2261.974 | 0.094647 | 5 | 0.35603 | 0.19768 | 0 | No equipment cost | 0 | 0 | 92.9 | Illinois 2018 Statewide TRM, Section 4.2.11 | 0 | 0 | 92.9 | sprayer | 2 | 185.8
Nonequipment | Low-Flow Pre-Rinse Sprayers | Low-Flow Pre-Rinse Sprayer with Flow Rate of 1.6 gpm | Pre-Rinse Sprayer with Federal Standard Flow Rate of 2.25 gpm | Commercial | New | Retail | FL Zone 2 | Per End Use Consumption | 0% | 42588.19 | 40326.21 | 2261.974 | 0.053113 | 5 | 0.20853 | 0.54512 | 0 | No equipment cost | 0 | 0 | 92.9 | Illinois 2018 Statewide TRM, Section 4.2.11 | 0 | 0 | 92.9 | sprayer | 2 | 185.8
Nonequipment | Low-Flow Pre-Rinse Sprayers | Low-Flow Pre-Rinse Sprayer with Flow Rate of 1.6 gpm | Pre-Rinse Sprayer with Federal Standard Flow Rate of 2.25 gpm | Commercial | New | Schools K-12 | FL Zone 2 | Per End Use Consumption | 0% | 2987.452 | 1856.465 | 1130.987 | 0.37858 | 5 | 0.10427 | 0.27256 | 0 | No equipment cost | 0 | 0 | 92.9 | Illinois 2018 Statewide TRM, Section 4.2.11 | 0 | 0 | 92.9 | sprayer | 1 | 92.9
Nonequipment | Low-Flow Pre-Rinse Sprayers | Low-Flow Pre-Rinse Sprayer with Flow Rate of 1.6 gpm | Pre-Rinse Sprayer with Federal Standard Flow Rate of 2.25 gpm | Commercial | New | Warehouse | FL Zone 2 | Per End Use Consumption | 0% | 14339.46 | 12077.48 | 2261.974 | 0.15774 | 5 | 0.20853 | 0.54512 | 0 | No equipment cost | 0 | 0 | 92.9 | Illinois 2018 Statewide TRM, Section 4.2.11 | 0 | 0 | 92.9 | sprayer | 2 | 185.8
Nonequipment | Tank Wrap on Water Heater | 50 Gallon Electric Resistance Water Heater with Insulated Tank Wrap (R-11) | Market Average 50 Gallon Electric Resistance Water Heater (EF = 0.9), No Tank Wrap | Commercial | Existing | Assembly | FL Zone 2 | Per End Use Consumption | 56% | 7518.698 | 7254.752 | 263.9459 | 0.035105 | 7 | 0.026439 | 0.026975 | 0 | No equipment cost | 0 | 0 | 27.92 | Market Research, 2016 | 140 | rate at $70/per labor hour, assume 2 hours work, reference: https://www.homewyse.com/costs/cost_of_water_heater_blanket.html | 167.92 | blanket | 1 | 167.92
Nonequipment | Tank Wrap on Water Heater | 50 Gallon Electric Resistance Water Heater with Insulated Tank Wrap (R-11) | Market Average 50 Gallon Electric Resistance Water Heater (EF = 0.9), No Tank Wrap | Commercial | Existing | College and University | FL Zone 2 | Per End Use Consumption | 0% | 172930 | 170290.6 | 2639.459 | 0.015263 | 7 | 0.26439 | 0.26975 | 0 | No equipment cost | 0 | 0 | 27.92 | Market Research, 2016 | 140 | rate at $70/per labor hour, assume 2 hours work, reference: https://www.homewyse.com/costs/cost_of_water_heater_blanket.html | 167.92 | blanket | 10 | 1679.2
Nonequipment | Tank Wrap on Water Heater | 50 Gallon Electric Resistance Water Heater with Insulated Tank Wrap (R-11) | Market Average 50 Gallon Electric Resistance Water Heater (EF = 0.9), No Tank Wrap | Commercial | Existing | Grocery | FL Zone 2 | Per End Use Consumption | 56% | 15037.4 | 14773.45 | 263.9459 | 0.017553 | 7 | 0.026439 | 0.026975 | 0 | No equipment cost | 0 | 0 | 27.92 | Market Research, 2016 | 140 | rate at $70/per labor hour, assume 2 hours work, reference: https://www.homewyse.com/costs/cost_of_water_heater_blanket.html | 167.92 | blanket | 1 | 167.92
Nonequipment | Tank Wrap on Water Heater | 50 Gallon Electric Resistance Water Heater with Insulated Tank Wrap (R-11) | Market Average 50 Gallon Electric Resistance Water Heater (EF = 0.9), No Tank Wrap | Commercial | Existing | Healthcare | FL Zone 2 | Per End Use Consumption | 56% | 10024.93 | 9760.984 | 263.9459 | 0.026329 | 7 | 0.026439 | 0.026975 | 0 | No equipment cost | 0 | 0 | 27.92 | Market Research, 2016 | 140 | rate at $70/per labor hour, assume 2 hours work, reference: https://www.homewyse.com/costs/cost_of_water_heater_blanket.html | 167.92 | blanket | 1 | 167.92
Nonequipment | Tank Wrap on Water Heater | 50 Gallon Electric Resistance Water Heater with Insulated Tank Wrap (R-11) | Market Average 50 Gallon Electric Resistance Water Heater (EF = 0.9), No Tank Wrap | Commercial | Existing | Hospitals | FL Zone 2 | Per End Use Consumption | 56% | 303254.1 | 299295 | 3959.189 | 0.013056 | 7 | 0.39659 | 0.40463 | 0 | No equipment cost | 0 | 0 | 27.92 | Market Research, 2016 | 140 | rate at $70/per labor hour, assume 2 hours work, reference: https://www.homewyse.com/costs/cost_of_water_heater_blanket.html | 167.92 | blanket | 15 | 2518.8
Nonequipment | Tank Wrap on Water Heater | 50 Gallon Electric Resistance Water Heater with Insulated Tank Wrap (R-11) | Market Average 50 Gallon Electric Resistance Water Heater (EF = 0.9), No Tank Wrap | Commercial | Existing | Institutional | FL Zone 2 | Per End Use Consumption | 56% | 601495.8 | 594897.2 | 6598.648 | 0.01097 | 7 | 0.66098 | 0.67439 | 0 | No equipment cost | 0 | 0 | 27.92 | Market Research, 2016 | 140 | rate at $70/per labor hour, assume 2 hours work, reference: https://www.homewyse.com/costs/cost_of_water_heater_blanket.html | 167.92 | blanket | 25 | 4198
Nonequipment | Tank Wrap on Water Heater | 50 Gallon Electric Resistance Water Heater with Insulated Tank Wrap (R-11) | Market Average 50 Gallon Electric Resistance Water Heater (EF = 0.9), No Tank Wrap | Commercial | Existing | Lodging/Hospitality | FL Zone 2 | Per End Use Consumption | 56% | 72179.5 | 71387.66 | 791.8378 | 0.01097 | 7 | 0.079318 | 0.080926 | 0 | No equipment cost | 0 | 0 | 27.92 | Market Research, 2016 | 140 | rate at $70/per labor hour, assume 2 hours work, reference: https://www.homewyse.com/costs/cost_of_water_heater_blanket.html | 167.92 | blanket | 3 | 503.76
Nonequipment | Tank Wrap on Water Heater | 50 Gallon Electric Resistance Water Heater with Insulated Tank Wrap (R-11) | Market Average 50 Gallon Electric Resistance Water Heater (EF = 0.9), No Tank Wrap | Commercial | Existing | Miscellaneous | FL Zone 2 | Per End Use Consumption | 56% | 451121.9 | 445842.9 | 5278.919 | 0.011702 | 7 | 0.52878 | 0.53951 | 0 | No equipment cost | 0 | 0 | 27.92 | Market Research, 2016 | 140 | rate at $70/per labor hour, assume 2 hours work, reference: https://www.homewyse.com/costs/cost_of_water_heater_blanket.html | 167.92 | blanket | 20 | 3358.4
Nonequipment | Tank Wrap on Water Heater | 50 Gallon Electric Resistance Water Heater with Insulated Tank Wrap (R-11) | Market Average 50 Gallon Electric Resistance Water Heater (EF = 0.9), No Tank Wrap | Commercial | Existing | Offices | FL Zone 2 | Per End Use Consumption | 56% | 62655.81 | 61863.98 | 791.8378 | 0.012638 | 7 | 0.079318 | 0.080926 | 0 | No equipment cost | 0 | 0 | 27.92 | Market Research, 2016 | 140 | rate at $70/per labor hour, assume 2 hours work, reference: https://www.homewyse.com/costs/cost_of_water_heater_blanket.html | 167.92 | blanket | 3 | 503.76
Nonequipment | Tank Wrap on Water Heater | 50 Gallon Electric Resistance Water Heater with Insulated Tank Wrap (R-11) | Market Average 50 Gallon Electric Resistance Water Heater (EF = 0.9), No Tank Wrap | Commercial | Existing | Restaurants | FL Zone 2 | Per End Use Consumption | 56% | 25062.33 | 24534.43 | 527.8919 | 0.021063 | 7 | 0.052878 | 0.053951 | 0 | No equipment cost | 0 | 0 | 27.92 | Market Research, 2016 | 140 | rate at $70/per labor hour, assume 2 hours work, reference: https://www.homewyse.com/costs/cost_of_water_heater_blanket.html | 167.92 | blanket | 2 | 335.84
Nonequipment | Tank Wrap on Water Heater | 50 Gallon Electric Resistance Water Heater with Insulated Tank Wrap (R-11) | Market Average 50 Gallon Electric Resistance Water Heater (EF = 0.9), No Tank Wrap | Commercial | Existing | Retail | FL Zone 2 | Per End Use Consumption | 56% | 44661.06 | 43869.23 | 791.8378 | 0.01773 | 7 | 0.079318 | 0.080926 | 0 | No equipment cost | 0 | 0 | 27.92 | Market Research, 2016 | 140 | rate at $70/per labor hour, assume 2 hours work, reference: https://www.homewyse.com/costs/cost_of_water_heater_blanket.html | 167.92 | blanket | 3 | 503.76
Nonequipment | Tank Wrap on Water Heater | 50 Gallon Electric Resistance Water Heater with Insulated Tank Wrap (R-11) | Market Average 50 Gallon Electric Resistance Water Heater (EF = 0.9), No Tank Wrap | Commercial | Existing | Schools K-12 | FL Zone 2 | Per End Use Consumption | 0% | 3132.859 | 2868.913 | 263.9459 | 0.084251 | 7 | 0.026439 | 0.026975 | 0 | No equipment cost | 0 | 0 | 27.92 | Market Research, 2016 | 140 | rate at $70/per labor hour, assume 2 hours work, reference: https://www.homewyse.com/costs/cost_of_water_heater_blanket.html | 167.92 | blanket | 1 | 167.92
Nonequipment | Tank Wrap on Water Heater | 50 Gallon Electric Resistance Water Heater with Insulated Tank Wrap (R-11) | Market Average 50 Gallon Electric Resistance Water Heater (EF = 0.9), No Tank Wrap | Commercial | Existing | Warehouse | FL Zone 2 | Per End Use Consumption | 56% | 15037.4 | 14773.45 | 263.9459 | 0.017553 | 7 | 0.026439 | 0.026975 | 0 | No equipment cost | 0 | 0 | 27.92 | Market Research, 2016 | 140 | rate at $70/per labor hour, assume 2 hours work, reference: https://www.homewyse.com/costs/cost_of_water_heater_blanket.html | 167.92 | blanket | 1 | 167.92
Nonequipment | Tank Wrap on Water Heater | 50 Gallon Electric Resistance Water Heater with Insulated Tank Wrap (R-11) | Code-Compliant 50 Gallon Electric Resistance Water Heater (EF = 0.95), No Tank Wrap | Commercial | New | Assembly | FL Zone 2 | Per End Use Consumption | 56% | 7192.49 | 6939.995 | 252.4943 | 0.035105 | 7 | 0.025292 | 0.025805 | 0 | No equipment cost | 0 | 0 | 27.92 | Market Research, 2016 | 140 | rate at $70/per labor hour, assume 2 hours work, reference: https://www.homewyse.com/costs/cost_of_water_heater_blanket.html | 167.92 | blanket | 1 | 167.92
Nonequipment | Tank Wrap on Water Heater | 50 Gallon Electric Resistance Water Heater with Insulated Tank Wrap (R-11) | Code-Compliant 50 Gallon Electric Resistance Water Heater (EF = 0.95), No Tank Wrap | Commercial | New | College and University | FL Zone 2 | Per End Use Consumption | 0% | 165427.3 | 162902.3 | 2524.943 | 0.015263 | 7 | 0.25292 | 0.25805 | 0 | No equipment cost | 0 | 0 | 27.92 | Market Research, 2016 | 140 | rate at $70/per labor hour, assume 2 hours work, reference: https://www.homewyse.com/costs/cost_of_water_heater_blanket.html | 167.92 | blanket | 10 | 1679.2
Nonequipment | Tank Wrap on Water Heater | 50 Gallon Electric Resistance Water Heater with Insulated Tank Wrap (R-11) | Code-Compliant 50 Gallon Electric Resistance Water Heater (EF = 0.95), No Tank Wrap | Commercial | New | Grocery | FL Zone 2 | Per End Use Consumption | 56% | 14384.98 | 14132.49 | 252.4943 | 0.017553 | 7 | 0.025292 | 0.025805 | 0 | No equipment cost | 0 | 0 | 27.92 | Market Research, 2016 | 140 | rate at $70/per labor hour, assume 2 hours work, reference: https://www.homewyse.com/costs/cost_of_water_heater_blanket.html | 167.92 | blanket | 1 | 167.92
Nonequipment | Tank Wrap on Water Heater | 50 Gallon Electric Resistance Water Heater with Insulated Tank Wrap (R-11) | Code-Compliant 50 Gallon Electric Resistance Water Heater (EF = 0.95), No Tank Wrap | Commercial | New | Healthcare | FL Zone 2 | Per End Use Consumption | 56% | 9589.986 | 9337.492 | 252.4943 | 0.026329 | 7 | 0.025292 | 0.025805 | 0 | No equipment cost | 0 | 0 | 27.92 | Market Research, 2016 | 140 | rate at $70/per labor hour, assume 2 hours work, reference: https://www.homewyse.com/costs/cost_of_water_heater_blanket.html | 167.92 | blanket | 1 | 167.92
Nonequipment | Tank Wrap on Water Heater | 50 Gallon Electric Resistance Water Heater with Insulated Tank Wrap (R-11) | Code-Compliant 50 Gallon Electric Resistance Water Heater (EF = 0.95), No Tank Wrap | Commercial | New | Hospitals | FL Zone 2 | Per End Use Consumption | 56% | 290097.1 | 286309.7 | 3787.415 | 0.013056 | 7 | 0.37938 | 0.38708 | 0 | No equipment cost | 0 | 0 | 27.92 | Market Research, 2016 | 140 | rate at $70/per labor hour, assume 2 hours work, reference: https://www.homewyse.com/costs/cost_of_water_heater_blanket.html | 167.92 | blanket | 15 | 2518.8
Nonequipment | Tank Wrap on Water Heater | 50 Gallon Electric Resistance Water Heater with Insulated Tank Wrap (R-11) | Code-Compliant 50 Gallon Electric Resistance Water Heater (EF = 0.95), No Tank Wrap | Commercial | New | Institutional | FL Zone 2 | Per End Use Consumption | 56% | 575399.2 | 569086.8 | 6312.358 | 0.01097 | 7 | 0.6323 | 0.64513 | 0 | No equipment cost | 0 | 0 | 27.92 | Market Research, 2016 | 140 | rate at $70/per labor hour, assume 2 hours work, reference: https://www.homewyse.com/costs/cost_of_water_heater_blanket.html | 167.92 | blanket | 25 | 4198
Nonequipment | Tank Wrap on Water Heater | 50 Gallon Electric Resistance Water Heater with Insulated Tank Wrap (R-11) | Code-Compliant 50 Gallon Electric Resistance Water Heater (EF = 0.95), No Tank Wrap | Commercial | New | Lodging/Hospitality | FL Zone 2 | Per End Use Consumption | 56% | 69047.9 | 68290.42 | 757.4829 | 0.01097 | 7 | 0.075876 | 0.077415 | 0 | No equipment cost | 0 | 0 | 27.92 | Market Research, 2016 | 140 | rate at $70/per labor hour, assume 2 hours work, reference: https://www.homewyse.com/costs/cost_of_water_heater_blanket.html | 167.92 | blanket | 3 | 503.76
Nonequipment | Tank Wrap on Water Heater | 50 Gallon Electric Resistance Water Heater with Insulated Tank Wrap (R-11) | Code-Compliant 50 Gallon Electric Resistance Water Heater (EF = 0.95), No Tank Wrap | Commercial | New | Miscellaneous | FL Zone 2 | Per End Use Consumption | 56% | 431549.4 | 426499.5 | 5049.886 | 0.011702 | 7 | 0.50584 | 0.5161 | 0 | No equipment cost | 0 | 0 | 27.92 | Market Research, 2016 | 140 | rate at $70/per labor hour, assume 2 hours work, reference: https://www.homewyse.com/costs/cost_of_water_heater_blanket.html | 167.92 | blanket | 20 | 3358.4
Nonequipment | Tank Wrap on Water Heater | 50 Gallon Electric Resistance Water Heater with Insulated Tank Wrap (R-11) | Code-Compliant 50 Gallon Electric Resistance Water Heater (EF = 0.95), No Tank Wrap | Commercial | New | Offices | FL Zone 2 | Per End Use Consumption | 56% | 59937.41 | 59179.93 | 757.4829 | 0.012638 | 7 | 0.075876 | 0.077415 | 0 | No equipment cost | 0 | 0 | 27.92 | Market Research, 2016 | 140 | rate at $70/per labor hour, assume 2 hours work, reference: https://www.homewyse.com/costs/cost_of_water_heater_blanket.html | 167.92 | blanket | 3 | 503.76
Nonequipment | Tank Wrap on Water Heater | 50 Gallon Electric Resistance Water Heater with Insulated Tank Wrap (R-11) | Code-Compliant 50 Gallon Electric Resistance Water Heater (EF = 0.95), No Tank Wrap | Commercial | New | Restaurants | FL Zone 2 | Per End Use Consumption | 56% | 23974.97 | 23469.98 | 504.9886 | 0.021063 | 7 | 0.050584 | 0.05161 | 0 | No equipment cost | 0 | 0 | 27.92 | Market Research, 2016 | 140 | rate at $70/per labor hour, assume 2 hours work, reference: https://www.homewyse.com/costs/cost_of_water_heater_blanket.html | 167.92 | blanket | 2 | 335.84
Nonequipment | Tank Wrap on Water Heater | 50 Gallon Electric Resistance Water Heater with Insulated Tank Wrap (R-11) | Code-Compliant 50 Gallon Electric Resistance Water Heater (EF = 0.95), No Tank Wrap | Commercial | New | Retail | FL Zone 2 | Per End Use Consumption | 56% | 42723.39 | 41965.91 | 757.4829 | 0.01773 | 7 | 0.075876 | 0.077415 | 0 | No equipment cost | 0 | 0 | 27.92 | Market Research, 2016 | 140 | rate at $70/per labor hour, assume 2 hours work, reference: https://www.homewyse.com/costs/cost_of_water_heater_blanket.html | 167.92 | blanket | 3 | 503.76
Nonequipment | Tank Wrap on Water Heater | 50 Gallon Electric Resistance Water Heater with Insulated Tank Wrap (R-11) | Code-Compliant 50 Gallon Electric Resistance Water Heater (EF = 0.95), No Tank Wrap | Commercial | New | Schools K-12 | FL Zone 2 | Per End Use Consumption | 0% | 2996.936 | 2744.442 | 252.4943 | 0.084251 | 7 | 0.025292 | 0.025805 | 0 | No equipment cost | 0 | 0 | 27.92 | Market Research, 2016 | 140 | rate at $70/per labor hour, assume 2 hours work, reference: https://www.homewyse.com/costs/cost_of_water_heater_blanket.html | 167.92 | blanket | 1 | 167.92
Nonequipment | Tank Wrap on Water Heater | 50 Gallon Electric Resistance Water Heater with Insulated Tank Wrap (R-11) | Code-Compliant 50 Gallon Electric Resistance Water Heater (EF = 0.95), No Tank Wrap | Commercial | New | Warehouse | FL Zone 2 | Per End Use Consumption | 56% | 14384.98 | 14132.49 | 252.4943 | 0.017553 | 7 | 0.025292 | 0.025805 | 0 | No equipment cost | 0 | 0 | 27.92 | Market Research, 2016 | 140 | rate at $70/per labor hour, assume 2 hours work, reference: https://www.homewyse.com/costs/cost_of_water_heater_blanket.html | 167.92 | blanket | 1 | 167.92
Nonequipment | Thermostatic Shower Restriction Valve | Hot Water Loop with 50 Gallon Electric Resistance Heater and Pressure Balance Shower Valves | Standard Hot Water Loop with 50 Gallon Electric Resistance Heater and Standard Shower Valves | Commercial | Existing | Assembly | FL Zone 2 | Per Valve | 0% | 7518.698 | 6661.047 | 857.6505 | 0.11407 | 10 | 0.14494 | 0.096401 | 0 | No equipment cost | 0 | No Labor Cost | 29.95 | http://thinkevolve.com/shop/showerstart-tsv/ | 0 | No Labor Cost | 29.95 | unit | 1 | 29.95
Nonequipment | Thermostatic Shower Restriction Valve | Hot Water Loop with 50 Gallon Electric Resistance Heater and Pressure Balance Shower Valves | Standard Hot Water Loop with 50 Gallon Electric Resistance Heater and Standard Shower Valves | Commercial | Existing | College and University | FL Zone 2 | Per Valve | 75% | 172930 | 139481.7 | 33448.37 | 0.19342 | 10 | 2.3467 | 12.3114 | 0 | No equipment cost | 0 | No Labor Cost | 29.95 | http://thinkevolve.com/shop/showerstart-tsv/ | 0 | No Labor Cost | 29.95 | unit | 39 | 1168.05
Nonequipment | Thermostatic Shower Restriction Valve | Hot Water Loop with 50 Gallon Electric Resistance Heater and Pressure Balance Shower Valves | Standard Hot Water Loop with 50 Gallon Electric Resistance Heater and Standard Shower Valves | Commercial | Existing | Grocery | FL Zone 2 | Per Valve | 0% | 15037.4 | 14179.75 | 857.6505 | 0.057035 | 10 | 0.060172 | 0.31568 | 0 | No equipment cost | 0 | No Labor Cost | 29.95 | http://thinkevolve.com/shop/showerstart-tsv/ | 0 | No Labor Cost | 29.95 | unit | 1 | 29.95
Nonequipment | Thermostatic Shower Restriction Valve | Hot Water Loop with 50 Gallon Electric Resistance Heater and Pressure Balance Shower Valves | Standard Hot Water Loop with 50 Gallon Electric Resistance Heater and Standard Shower Valves | Commercial | Existing | Healthcare | FL Zone 2 | Per Valve | 75% | 10024.93 | 9167.28 | 857.6505 | 0.085552 | 10 | 0.079067 | 0.20669 | 0 | No equipment cost | 0 | No Labor Cost | 29.95 | http://thinkevolve.com/shop/showerstart-tsv/ | 0 | No Labor Cost | 29.95 | unit | 1 | 29.95
Nonequipment | Thermostatic Shower Restriction Valve | Hot Water Loop with 50 Gallon Electric Resistance Heater and Pressure Balance Shower Valves | Standard Hot Water Loop with 50 Gallon Electric Resistance Heater and Standard Shower Valves | Commercial | Existing | Hospitals | FL Zone 2 | Per Valve | 75% | 303254.1 | 280955.2 | 22298.91 | 0.073532 | 10 | 2.0558 | 5.3739 | 0 | No equipment cost | 0 | No Labor Cost | 29.95 | http://thinkevolve.com/shop/showerstart-tsv/ | 0 | No Labor Cost | 29.95 | unit | 26 | 778.7
Nonequipment | Thermostatic Shower Restriction Valve | Hot Water Loop with 50 Gallon Electric Resistance Heater and Pressure Balance Shower Valves | Standard Hot Water Loop with 50 Gallon Electric Resistance Heater and Standard Shower Valves | Commercial | Existing | Institutional | FL Zone 2 | Per Valve | 0% | 601495.8 | 582627.5 | 18868.31 | 0.031369 | 10 | 3.1886 | 2.1208 | 0 | No equipment cost | 0 | No Labor Cost | 29.95 | http://thinkevolve.com/shop/showerstart-tsv/ | 0 | No Labor Cost | 29.95 | unit | 22 | 658.9
Nonequipment | Thermostatic Shower Restriction Valve | Hot Water Loop with 50 Gallon Electric Resistance Heater and Pressure Balance Shower Valves | Standard Hot Water Loop with 50 Gallon Electric Resistance Heater and Standard Shower Valves | Commercial | Existing | Lodging/Hospitality | FL Zone 2 | Per Valve | 75% | 72179.5 | 62745.34 | 9434.155 | 0.1307 | 10 | 0.49923 | 4.2601 | 0 | No equipment cost | 0 | No Labor Cost | 29.95 | http://thinkevolve.com/shop/showerstart-tsv/ | 0 | No Labor Cost | 29.95 | unit | 11 | 329.45
Nonequipment | Thermostatic Shower Restriction Valve | Hot Water Loop with 50 Gallon Electric Resistance Heater and Pressure Balance Shower Valves | Standard Hot Water Loop with 50 Gallon Electric Resistance Heater and Standard Shower Valves | Commercial | Existing | Miscellaneous | FL Zone 2 | Per Valve | 0% | 451121.9 | 436541.8 | 14580.06 | 0.03232 | 10 | 2.4639 | 1.6388 | 0 | No equipment cost | 0 | No Labor Cost | 29.95 | http://thinkevolve.com/shop/showerstart-tsv/ | 0 | No Labor Cost | 29.95 | unit | 17 | 509.15
Nonequipment | Thermostatic Shower Restriction Valve | Hot Water Loop with 50 Gallon Electric Resistance Heater and Pressure Balance Shower Valves | Standard Hot Water Loop with 50 Gallon Electric Resistance Heater and Standard Shower Valves | Commercial | Existing | Offices | FL Zone 2 | Per Valve | 0% | 62655.81 | 60940.51 | 1715.301 | 0.027377 | 10 | 0.28987 | 0.1928 | 0 | No equipment cost | 0 | No Labor Cost | 29.95 | http://thinkevolve.com/shop/showerstart-tsv/ | 0 | No Labor Cost | 29.95 | unit | 2 | 59.9
Nonequipment | Thermostatic Shower Restriction Valve | Hot Water Loop with 50 Gallon Electric Resistance Heater and Pressure Balance Shower Valves | Standard Hot Water Loop with 50 Gallon Electric Resistance Heater and Standard Shower Valves | Commercial | Existing | Restaurants | FL Zone 2 | Per Valve | 0% | 25062.33 | 24204.68 | 857.6505 | 0.034221 | 10 | 0.060172 | 0.31568 | 0 | No equipment cost | 0 | No Labor Cost | 29.95 | http://thinkevolve.com/shop/showerstart-tsv/ | 0 | No Labor Cost | 29.95 | unit | 1 | 29.95
Nonequipment | Thermostatic Shower Restriction Valve | Hot Water Loop with 50 Gallon Electric Resistance Heater and Pressure Balance Shower Valves | Standard Hot Water Loop with 50 Gallon Electric Resistance Heater and Standard Shower Valves | Commercial | Existing | Retail | FL Zone 2 | Per Valve | 0% | 44661.06 | 42945.76 | 1715.301 | 0.038407 | 10 | 0.12034 | 0.63135 | 0 | No equipment cost | 0 | No Labor Cost | 29.95 | http://thinkevolve.com/shop/showerstart-tsv/ | 0 | No Labor Cost | 29.95 | unit | 2 | 59.9
Nonequipment | Thermostatic Shower Restriction Valve | Hot Water Loop with 50 Gallon Electric Resistance Heater and Pressure Balance Shower Valves | Standard Hot Water Loop with 50 Gallon Electric Resistance Heater and Standard Shower Valves | Commercial | Existing | Schools K-12 | FL Zone 2 | Per Valve | 0% | 3132.859 | 2275.209 | 857.6505 | 0.27376 | 10 | 0.14494 | 0.096401 | 0 | No equipment cost | 0 | No Labor Cost | 29.95 | http://thinkevolve.com/shop/showerstart-tsv/ | 0 | No Labor Cost | 29.95 | unit | 1 | 29.95
Nonequipment | Thermostatic Shower Restriction Valve | Hot Water Loop with 50 Gallon Electric Resistance Heater and Pressure Balance Shower Valves | Standard Hot Water Loop with 50 Gallon Electric Resistance Heater and Standard Shower Valves | Commercial | Existing | Warehouse | FL Zone 2 | Per Valve | 0% | 15037.4 | 14179.75 | 857.6505 | 0.057035 | 10 | 0.14494 | 0.096401 | 0 | No equipment cost | 0 | No Labor Cost | 29.95 | http://thinkevolve.com/shop/showerstart-tsv/ | 0 | No Labor Cost | 29.95 | unit | 1 | 29.95
Nonequipment | Thermostatic Shower Restriction Valve | Hot Water Loop with 50 Gallon Electric Resistance Heater and Pressure Balance Shower Valves | Standard Hot Water Loop with 50 Gallon Electric Resistance Heater and Standard Shower Valves | Commercial | New | Assembly | FL Zone 2 | Per Valve | 0% | 7192.49 | 6334.839 | 857.6505 | 0.11924 | 10 | 0.14494 | 0.096401 | 0 | No equipment cost | 0 | No Labor Cost | 29.95 | http://thinkevolve.com/shop/showerstart-tsv/ | 0 | No Labor Cost | 29.95 | unit | 1 | 29.95
Nonequipment | Thermostatic Shower Restriction Valve | Hot Water Loop with 50 Gallon Electric Resistance Heater and Pressure Balance Shower Valves | Standard Hot Water Loop with 50 Gallon Electric Resistance Heater and Standard Shower Valves | Commercial | New | College and University | FL Zone 2 | Per Valve | 0% | 165427.3 | 131978.9 | 33448.37 | 0.20219 | 10 | 2.3467 | 12.3114 | 0 | No equipment cost | 0 | No Labor Cost | 29.95 | http://thinkevolve.com/shop/showerstart-tsv/ | 0 | No Labor Cost | 29.95 | unit | 39 | 1168.05
Nonequipment | Thermostatic Shower Restriction Valve | Hot Water Loop with 50 Gallon Electric Resistance Heater and Pressure Balance Shower Valves | Standard Hot Water Loop with 50 Gallon Electric Resistance Heater and Standard Shower Valves | Commercial | New | Grocery | FL Zone 2 | Per Valve | 0% | 14384.98 | 13527.33 | 857.6505 | 0.059621 | 10 | 0.060172 | 0.31568 | 0 | No equipment cost | 0 | No Labor Cost | 29.95 | http://thinkevolve.com/shop/showerstart-tsv/ | 0 | No Labor Cost | 29.95 | unit | 1 | 29.95
Nonequipment | Thermostatic Shower Restriction Valve | Hot Water Loop with 50 Gallon Electric Resistance Heater and Pressure Balance Shower Valves | Standard Hot Water Loop with 50 Gallon Electric Resistance Heater and Standard Shower Valves | Commercial | New | Healthcare | FL Zone 2 | Per Valve | 0% | 9589.986 | 8732.336 | 857.6505 | 0.089432 | 10 | 0.079067 | 0.20669 | 0 | No equipment cost | 0 | No Labor Cost | 29.95 | http://thinkevolve.com/shop/showerstart-tsv/ | 0 | No Labor Cost | 29.95 | unit | 1 | 29.95
Nonequipment | Thermostatic Shower Restriction Valve | Hot Water Loop with 50 Gallon Electric Resistance Heater and Pressure Balance Shower Valves | Standard Hot Water Loop with 50 Gallon Electric Resistance Heater and Standard Shower Valves | Commercial | New | Hospitals | FL Zone 2 | Per Valve | 0% | 290097.1 | 267798.2 | 22298.91 | 0.076867 | 10 | 2.0558 | 5.3739 | 0 | No equipment cost | 0 | No Labor Cost | 29.95 | http://thinkevolve.com/shop/showerstart-tsv/ | 0 | No Labor Cost | 29.95 | unit | 26 | 778.7
Nonequipment | Thermostatic Shower Restriction Valve | Hot Water Loop with 50 Gallon Electric Resistance Heater and Pressure Balance Shower Valves | Standard Hot Water Loop with 50 Gallon Electric Resistance Heater and Standard Shower Valves | Commercial | New | Institutional | FL Zone 2 | Per Valve | 0% | 575399.2 | 556530.9 | 18868.31 | 0.032792 | 10 | 3.1886 | 2.1208 | 0 | No equipment cost | 0 | No Labor Cost | 29.95 | http://thinkevolve.com/shop/showerstart-tsv/ | 0 | No Labor Cost | 29.95 | unit | 22 | 658.9
Nonequipment | Thermostatic Shower Restriction Valve | Hot Water Loop with 50 Gallon Electric Resistance Heater and Pressure Balance Shower Valves | Standard Hot Water Loop with 50 Gallon Electric Resistance Heater and Standard Shower Valves | Commercial | New | Lodging/Hospitality | FL Zone 2 | Per Valve | 0% | 69047.9 | 59613.75 | 9434.155 | 0.13663 | 10 | 0.49923 | 4.2601 | 0 | No equipment cost | 0 | No Labor Cost | 29.95 | http://thinkevolve.com/shop/showerstart-tsv/ | 0 | No Labor Cost | 29.95 | unit | 11 | 329.45
Nonequipment | Thermostatic Shower Restriction Valve | Hot Water Loop with 50 Gallon Electric Resistance Heater and Pressure Balance Shower Valves | Standard Hot Water Loop with 50 Gallon Electric Resistance Heater and Standard Shower Valves | Commercial | New | Miscellaneous | FL Zone 2 | Per Valve | 0% | 431549.4 | 416969.3 | 14580.06 | 0.033785 | 10 | 2.4639 | 1.6388 | 0 | No equipment cost | 0 | No Labor Cost | 29.95 | http://thinkevolve.com/shop/showerstart-tsv/ | 0 | No Labor Cost | 29.95 | unit | 17 | 509.15
Nonequipment | Thermostatic Shower Restriction Valve | Hot Water Loop with 50 Gallon Electric Resistance Heater and Pressure Balance Shower Valves | Standard Hot Water Loop with 50 Gallon Electric Resistance Heater and Standard Shower Valves | Commercial | New | Offices | FL Zone 2 | Per Valve | 0% | 59937.41 | 58222.11 | 1715.301 | 0.028618 | 10 | 0.28987 | 0.1928 | 0 | No equipment cost | 0 | No Labor Cost | 29.95 | http://thinkevolve.com/shop/showerstart-tsv/ | 0 | No Labor Cost | 29.95 | unit | 2 | 59.9
Nonequipment | Thermostatic Shower Restriction Valve | Hot Water Loop with 50 Gallon Electric Resistance Heater and Pressure Balance Shower Valves | Standard Hot Water Loop with 50 Gallon Electric Resistance Heater and Standard Shower Valves | Commercial | New | Restaurants | FL Zone 2 | Per Valve | 0% | 23974.97 | 23117.32 | 857.6505 | 0.035773 | 10 | 0.060172 | 0.31568 | 0 | No equipment cost | 0 | No Labor Cost | 29.95 | http://thinkevolve.com/shop/showerstart-tsv/ | 0 | No Labor Cost | 29.95 | unit | 1 | 29.95
Nonequipment | Thermostatic Shower Restriction Valve | Hot Water Loop with 50 Gallon Electric Resistance Heater and Pressure Balance Shower Valves | Standard Hot Water Loop with 50 Gallon Electric Resistance Heater and Standard Shower Valves | Commercial | New | Retail | FL Zone 2 | Per Valve | 0% | 42723.39 | 41008.09 | 1715.301 | 0.040149 | 10 | 0.12034 | 0.63135 | 0 | No equipment cost | 0 | No Labor Cost | 29.95 | http://thinkevolve.com/shop/showerstart-tsv/ | 0 | No Labor Cost | 29.95 | unit | 2 | 59.9
Nonequipment | Thermostatic Shower Restriction Valve | Hot Water Loop with 50 Gallon Electric Resistance Heater and Pressure Balance Shower Valves | Standard Hot Water Loop with 50 Gallon Electric Resistance Heater and Standard Shower Valves | Commercial | New | Schools K-12 | FL Zone 2 | Per Valve | 0% | 2996.936 | 2139.286 | 857.6505 | 0.28618 | 10 | 0.14494 | 0.096401 | 0 | No equipment cost | 0 | No Labor Cost | 29.95 | http://thinkevolve.com/shop/showerstart-tsv/ | 0 | No Labor Cost | 29.95 | unit | 1 | 29.95
Nonequipment | Thermostatic Shower Restriction Valve | Hot Water Loop with 50 Gallon Electric Resistance Heater and Pressure Balance Shower Valves | Standard Hot Water Loop with 50 Gallon Electric Resistance Heater and Standard Shower Valves | Commercial | New | Warehouse | FL Zone 2 | Per Valve | 0% | 14384.98 | 13527.33 | 857.6505 | 0.059621 | 10 | 0.14494 | 0.096401 | 0 | No equipment cost | 0 | No Labor Cost | 29.95 | http://thinkevolve.com/shop/showerstart-tsv/ | 0 | No Labor Cost | 29.95 | unit | 1 | 29.95
Nonequipment | Bi-Level Lighting Control (Exterior) | Bi-Level Controls on Exterior Lighting, 500 Watts Controlled | 500 Watts of Lighting, Manually Controlled | Commercial | Existing | Assembly | FL Zone 2 | Per 500W Controlled | 9% | 4380 | 3022.2 | 1357.8 | 0.31 | 9 | 0 | 0 | 0 | no equipment cost | 0 | 0 | 300 | Michigan 2018 Statewide Master Measure Database, Exterior Lighting BiLevel Control w Override, and wattage assumed in measure workbook | 99 | Michigan 2018 Statewide Master Measure Database, Exterior Lighting BiLevel Control w Override, and wattage assumed in measure workbook | 399 | 500-watts controlled |  | 399
Nonequipment | Bi-Level Lighting Control (Exterior) | Bi-Level Controls on Exterior Lighting, 500 Watts Controlled | 500 Watts of Lighting, Manually Controlled | Commercial | Existing | College and University | FL Zone 2 | Per 500W Controlled | 14% | 4380 | 3022.2 | 1357.8 | 0.31 | 9 | 0 | 0 | 0 | no equipment cost | 0 | 0 | 300 | Michigan 2018 Statewide Master Measure Database, Exterior Lighting BiLevel Control w Override, and wattage assumed in measure workbook | 99 | Michigan 2018 Statewide Master Measure Database, Exterior Lighting BiLevel Control w Override, and wattage assumed in measure workbook | 399 | 500-watts controlled |  | 399
Nonequipment | Bi-Level Lighting Control (Exterior) | Bi-Level Controls on Exterior Lighting, 500 Watts Controlled | 500 Watts of Lighting, Manually Controlled | Commercial | Existing | Grocery | FL Zone 2 | Per 500W Controlled | 9% | 4380 | 3022.2 | 1357.8 | 0.31 | 9 | 0 | 0 | 0 | no equipment cost | 0 | 0 | 300 | Michigan 2018 Statewide Master Measure Database, Exterior Lighting BiLevel Control w Override, and wattage assumed in measure workbook | 99 | Michigan 2018 Statewide Master Measure Database, Exterior Lighting BiLevel Control w Override, and wattage assumed in measure workbook | 399 | 500-watts controlled |  | 399
Nonequipment | Bi-Level Lighting Control (Exterior) | Bi-Level Controls on Exterior Lighting, 500 Watts Controlled | 500 Watts of Lighting, Manually Controlled | Commercial | Existing | Healthcare | FL Zone 2 | Per 500W Controlled | 14% | 4380 | 3022.2 | 1357.8 | 0.31 | 9 | 0 | 0 | 0 | no equipment cost | 0 | 0 | 300 | Michigan 2018 Statewide Master Measure Database, Exterior Lighting BiLevel Control w Override, and wattage assumed in measure workbook | 99 | Michigan 2018 Statewide Master Measure Database, Exterior Lighting BiLevel Control w Override, and wattage assumed in measure workbook | 399 | 500-watts controlled |  | 399
Nonequipment | Bi-Level Lighting Control (Exterior) | Bi-Level Controls on Exterior Lighting, 500 Watts Controlled | 500 Watts of Lighting, Manually Controlled | Commercial | Existing | Hospitals | FL Zone 2 | Per 500W Controlled | 14% | 4380 | 3022.2 | 1357.8 | 0.31 | 9 | 0 | 0 | 0 | no equipment cost | 0 | 0 | 300 | Michigan 2018 Statewide Master Measure Database, Exterior Lighting BiLevel Control w Override, and wattage assumed in measure workbook | 99 | Michigan 2018 Statewide Master Measure Database, Exterior Lighting BiLevel Control w Override, and wattage assumed in measure workbook | 399 | 500-watts controlled |  | 399
Nonequipment | Bi-Level Lighting Control (Exterior) | Bi-Level Controls on Exterior Lighting, 500 Watts Controlled | 500 Watts of Lighting, Manually Controlled | Commercial | Existing | Institutional | FL Zone 2 | Per 500W Controlled | 9% | 4380 | 3022.2 | 1357.8 | 0.31 | 9 | 0 | 0 | 0 | no equipment cost | 0 | 0 | 300 | Michigan 2018 Statewide Master Measure Database, Exterior Lighting BiLevel Control w Override, and wattage assumed in measure workbook | 99 | Michigan 2018 Statewide Master Measure Database, Exterior Lighting BiLevel Control w Override, and wattage assumed in measure workbook | 399 | 500-watts controlled |  | 399
Nonequipment | Bi-Level Lighting Control (Exterior) | Bi-Level Controls on Exterior Lighting, 500 Watts Controlled | 500 Watts of Lighting, Manually Controlled | Commercial | Existing | Lodging/Hospitality | FL Zone 2 | Per 500W Controlled | 14% | 4380 | 3022.2 | 1357.8 | 0.31 | 9 | 0 | 0 | 0 | no equipment cost | 0 | 0 | 300 | Michigan 2018 Statewide Master Measure Database, Exterior Lighting BiLevel Control w Override, and wattage assumed in measure workbook | 99 | Michigan 2018 Statewide Master Measure Database, Exterior Lighting BiLevel Control w Override, and wattage assumed in measure workbook | 399 | 500-watts controlled |  | 399
Nonequipment | Bi-Level Lighting Control (Exterior) | Bi-Level Controls on Exterior Lighting, 500 Watts Controlled | 500 Watts of Lighting, Manually Controlled | Commercial | Existing | Miscellaneous | FL Zone 2 | Per 500W Controlled | 9% | 4380 | 3022.2 | 1357.8 | 0.31 | 9 | 0 | 0 | 0 | no equipment cost | 0 | 0 | 300 | Michigan 2018 Statewide Master Measure Database, Exterior Lighting BiLevel Control w Override, and wattage assumed in measure workbook | 99 | Michigan 2018 Statewide Master Measure Database, Exterior Lighting BiLevel Control w Override, and wattage assumed in measure workbook | 399 | 500-watts controlled |  | 399
Nonequipment | Bi-Level Lighting Control (Exterior) | Bi-Level Controls on Exterior Lighting, 500 Watts Controlled | 500 Watts of Lighting, Manually Controlled | Commercial | Existing | Offices | FL Zone 2 | Per 500W Controlled | 14% | 4380 | 3022.2 | 1357.8 | 0.31 | 9 | 0 | 0 | 0 | no equipment cost | 0 | 0 | 300 | Michigan 2018 Statewide Master Measure Database, Exterior Lighting BiLevel Control w Override, and wattage assumed in measure workbook | 99 | Michigan 2018 Statewide Master Measure Database, Exterior Lighting BiLevel Control w Override, and wattage assumed in measure workbook | 399 | 500-watts controlled |  | 399
Nonequipment | Bi-Level Lighting Control (Exterior) | Bi-Level Controls on Exterior Lighting, 500 Watts Controlled | 500 Watts of Lighting, Manually Controlled | Commercial | Existing | Restaurants | FL Zone 2 | Per 500W Controlled | 3% | 4380 | 3022.2 | 1357.8 | 0.31 | 9 | 0 | 0 | 0 | no equipment cost | 0 | 0 | 300 | Michigan 2018 Statewide Master Measure Database, Exterior Lighting BiLevel Control w Override, and wattage assumed in measure workbook | 99 | Michigan 2018 Statewide Master Measure Database, Exterior Lighting BiLevel Control w Override, and wattage assumed in measure workbook | 399 | 500-watts controlled |  | 399
Nonequipment | Bi-Level Lighting Control (Exterior) | Bi-Level Controls on Exterior Lighting, 500 Watts Controlled | 500 Watts of Lighting, Manually Controlled | Commercial | Existing | Retail | FL Zone 2 | Per 500W Controlled | 14% | 4380 | 3022.2 | 1357.8 | 0.31 | 9 | 0 | 0 | 0 | no equipment cost | 0 | 0 | 300 | Michigan 2018 Statewide Master Measure Database, Exterior Lighting BiLevel Control w Override, and wattage assumed in measure workbook | 99 | Michigan 2018 Statewide Master Measure Database, Exterior Lighting BiLevel Control w Override, and wattage assumed in measure workbook | 399 | 500-watts controlled |  | 399
Nonequipment | Bi-Level Lighting Control (Exterior) | Bi-Level Controls on Exterior Lighting, 500 Watts Controlled | 500 Watts of Lighting, Manually Controlled | Commercial | Existing | Schools K-12 | FL Zone 2 | Per 500W Controlled | 9% | 4380 | 3022.2 | 1357.8 | 0.31 | 9 | 0 | 0 | 0 | no equipment cost | 0 | 0 | 300 | Michigan 2018 Statewide Master Measure Database, Exterior Lighting BiLevel Control w Override, and wattage assumed in measure workbook | 99 | Michigan 2018 Statewide Master Measure Database, Exterior Lighting BiLevel Control w Override, and wattage assumed in measure workbook | 399 | 500-watts controlled |  | 399
Nonequipment | Bi-Level Lighting Control (Exterior) | Bi-Level Controls on Exterior Lighting, 500 Watts Controlled | 500 Watts of Lighting, Manually Controlled | Commercial | Existing | Warehouse | FL Zone 2 | Per 500W Controlled | 14% | 4380 | 3022.2 | 1357.8 | 0.31 | 9 | 0 | 0 | 0 | no equipment cost | 0 | 0 | 300 | Michigan 2018 Statewide Master Measure Database, Exterior Lighting BiLevel Control w Override, and wattage assumed in measure workbook | 99 | Michigan 2018 Statewide Master Measure Database, Exterior Lighting BiLevel Control w Override, and wattage assumed in measure workbook | 399 | 500-watts controlled |  | 399
Nonequipment | Bi-Level Lighting Control (Exterior) | Bi-Level Controls on Exterior Lighting, 500 Watts Controlled | 500 Watts of Lighting, Controlled either Manually or by Sensor as Specified by Code | Commercial | New | Assembly | FL Zone 2 | Per 500W Controlled | 9% | 4380 | 3022.2 | 1357.8 | 0.31 | 9 | 0 | 0 | 0 | no equipment cost | 0 | 0 | 300 | Michigan 2018 Statewide Master Measure Database, Exterior Lighting BiLevel Control w Override, and wattage assumed in measure workbook | 99 | Michigan 2018 Statewide Master Measure Database, Exterior Lighting BiLevel Control w Override, and wattage assumed in measure workbook | 399 | 500-watts controlled |  | 399
Nonequipment | Bi-Level Lighting Control (Exterior) | Bi-Level Controls on Exterior Lighting, 500 Watts Controlled | 500 Watts of Lighting, Controlled either Manually or by Sensor as Specified by Code | Commercial | New | College and University | FL Zone 2 | Per 500W Controlled | 14% | 4380 | 3022.2 | 1357.8 | 0.31 | 9 | 0 | 0 | 0 | no equipment cost | 0 | 0 | 300 | Michigan 2018 Statewide Master Measure Database, Exterior Lighting BiLevel Control w Override, and wattage assumed in measure workbook | 99 | Michigan 2018 Statewide Master Measure Database, Exterior Lighting BiLevel Control w Override, and wattage assumed in measure workbook | 399 | 500-watts controlled |  | 399
Nonequipment | Bi-Level Lighting Control (Exterior) | Bi-Level Controls on Exterior Lighting, 500 Watts Controlled | 500 Watts of Lighting, Controlled either Manually or by Sensor as Specified by Code | Commercial | New | Grocery | FL Zone 2 | Per 500W Controlled | 9% | 4380 | 3022.2 | 1357.8 | 0.31 | 9 | 0 | 0 | 0 | no equipment cost | 0 | 0 | 300 | Michigan 2018 Statewide Master Measure Database, Exterior Lighting BiLevel Control w Override, and wattage assumed in measure workbook | 99 | Michigan 2018 Statewide Master Measure Database, Exterior Lighting BiLevel Control w Override, and wattage assumed in measure workbook | 399 | 500-watts controlled |  | 399
Nonequipment | Bi-Level Lighting Control (Exterior) | Bi-Level Controls on Exterior Lighting, 500 Watts Controlled | 500 Watts of Lighting, Controlled either Manually or by Sensor as Specified by Code | Commercial | New | Healthcare | FL Zone 2 | Per 500W Controlled | 14% | 4380 | 3022.2 | 1357.8 | 0.31 | 9 | 0 | 0 | 0 | no equipment cost | 0 | 0 | 300 | Michigan 2018 Statewide Master Measure Database, Exterior Lighting BiLevel Control w Override, and wattage assumed in measure workbook | 99 | Michigan 2018 Statewide Master Measure Database, Exterior Lighting BiLevel Control w Override, and wattage assumed in measure workbook | 399 | 500-watts controlled |  | 399
Nonequipment | Bi-Level Lighting Control (Exterior) | Bi-Level Controls on Exterior Lighting, 500 Watts Controlled | 500 Watts of Lighting, Controlled either Manually or by Sensor as Specified by Code | Commercial | New | Hospitals | FL Zone 2 | Per 500W Controlled | 14% | 4380 | 3022.2 | 1357.8 | 0.31 | 9 | 0 | 0 | 0 | no equipment cost | 0 | 0 | 300 | Michigan 2018 Statewide Master Measure Database, Exterior Lighting BiLevel Control w Override, and wattage assumed in measure workbook | 99 | Michigan 2018 Statewide Master Measure Database, Exterior Lighting BiLevel Control w Override, and wattage assumed in measure workbook | 399 | 500-watts controlled |  | 399
Nonequipment | Bi-Level Lighting Control (Exterior) | Bi-Level Controls on Exterior Lighting, 500 Watts Controlled | 500 Watts of Lighting, Controlled either Manually or by Sensor as Specified by Code | Commercial | New | Institutional | FL Zone 2 | Per 500W Controlled | 9% | 4380 | 3022.2 | 1357.8 | 0.31 | 9 | 0 | 0 | 0 | no equipment cost | 0 | 0 | 300 | Michigan 2018 Statewide Master Measure Database, Exterior Lighting BiLevel Control w Override, and wattage assumed in measure workbook | 99 | Michigan 2018 Statewide Master Measure Database, Exterior Lighting BiLevel Control w Override, and wattage assumed in measure workbook | 399 | 500-watts controlled |  | 399
Nonequipment | Bi-Level Lighting Control (Exterior) | Bi-Level Controls on Exterior Lighting, 500 Watts Controlled | 500 Watts of Lighting, Controlled either Manually or by Sensor as Specified by Code | Commercial | New | Lodging/Hospitality | FL Zone 2 | Per 500W Controlled | 14% | 4380 | 3022.2 | 1357.8 | 0.31 | 9 | 0 | 0 | 0 | no equipment cost | 0 | 0 | 300 | Michigan 2018 Statewide Master Measure Database, Exterior Lighting BiLevel Control w Override, and wattage assumed in measure workbook | 99 | Michigan 2018 Statewide Master Measure Database, Exterior Lighting BiLevel Control w Override, and wattage assumed in measure workbook | 399 | 500-watts controlled |  | 399
Nonequipment | Bi-Level Lighting Control (Exterior) | Bi-Level Controls on Exterior Lighting, 500 Watts Controlled | 500 Watts of Lighting, Controlled either Manually or by Sensor as Specified by Code | Commercial | New | Miscellaneous | FL Zone 2 | Per 500W Controlled | 9% | 4380 | 3022.2 | 1357.8 | 0.31 | 9 | 0 | 0 | 0 | no equipment cost | 0 | 0 | 300 | Michigan 2018 Statewide Master Measure Database, Exterior Lighting BiLevel Control w Override, and wattage assumed in measure workbook | 99 | Michigan 2018 Statewide Master Measure Database, Exterior Lighting BiLevel Control w Override, and wattage assumed in measure workbook | 399 | 500-watts controlled |  | 399
Nonequipment | Bi-Level Lighting Control (Exterior) | Bi-Level Controls on Exterior Lighting, 500 Watts Controlled | 500 Watts of Lighting, Controlled either Manually or by Sensor as Specified by Code | Commercial | New | Offices | FL Zone 2 | Per 500W Controlled | 14% | 4380 | 3022.2 | 1357.8 | 0.31 | 9 | 0 | 0 | 0 | no equipment cost | 0 | 0 | 300 | Michigan 2018 Statewide Master Measure Database, Exterior Lighting BiLevel Control w Override, and wattage assumed in measure workbook | 99 | Michigan 2018 Statewide Master Measure Database, Exterior Lighting BiLevel Control w Override, and wattage assumed in measure workbook | 399 | 500-watts controlled |  | 399
Nonequipment | Bi-Level Lighting Control (Exterior) | Bi-Level Controls on Exterior Lighting, 500 Watts Controlled | 500 Watts of Lighting, Controlled either Manually or by Sensor as Specified by Code | Commercial | New | Restaurants | FL Zone 2 | Per 500W Controlled | 3% | 4380 | 3022.2 | 1357.8 | 0.31 | 9 | 0 | 0 | 0 | no equipment cost | 0 | 0 | 300 | Michigan 2018 Statewide Master Measure Database, Exterior Lighting BiLevel Control w Override, and wattage assumed in measure workbook | 99 | Michigan 2018 Statewide Master Measure Database, Exterior Lighting BiLevel Control w Override, and wattage assumed in measure workbook | 399 | 500-watts controlled |  | 399
Nonequipment | Bi-Level Lighting Control (Exterior) | Bi-Level Controls on Exterior Lighting, 500 Watts Controlled | 500 Watts of Lighting, Controlled either Manually or by Sensor as Specified by Code | Commercial | New | Retail | FL Zone 2 | Per 500W Controlled | 14% | 4380 | 3022.2 | 1357.8 | 0.31 | 9 | 0 | 0 | 0 | no equipment cost | 0 | 0 | 300 | Michigan 2018 Statewide Master Measure Database, Exterior Lighting BiLevel Control w Override, and wattage assumed in measure workbook | 99 | Michigan 2018 Statewide Master Measure Database, Exterior Lighting BiLevel Control w Override, and wattage assumed in measure workbook | 399 | 500-watts controlled |  | 399
Nonequipment | Bi-Level Lighting Control (Exterior) | Bi-Level Controls on Exterior Lighting, 500 Watts Controlled | 500 Watts of Lighting, Controlled either Manually or by Sensor as Specified by Code | Commercial | New | Schools K-12 | FL Zone 2 | Per 500W Controlled | 9% | 4380 | 3022.2 | 1357.8 | 0.31 | 9 | 0 | 0 | 0 | no equipment cost | 0 | 0 | 300 | Michigan 2018 Statewide Master Measure Database, Exterior Lighting BiLevel Control w Override, and wattage assumed in measure workbook | 99 | Michigan 2018 Statewide Master Measure Database, Exterior Lighting BiLevel Control w Override, and wattage assumed in measure workbook | 399 | 500-watts controlled |  | 399
Nonequipment | Bi-Level Lighting Control (Exterior) | Bi-Level Controls on Exterior Lighting, 500 Watts Controlled | 500 Watts of Lighting, Controlled either Manually or by Sensor as Specified by Code | Commercial | New | Warehouse | FL Zone 2 | Per 500W Controlled | 14% | 4380 | 3022.2 | 1357.8 | 0.31 | 9 | 0 | 0 | 0 | no equipment cost | 0 | 0 | 300 | Michigan 2018 Statewide Master Measure Database, Exterior Lighting BiLevel Control w Override, and wattage assumed in measure workbook | 99 | Michigan 2018 Statewide Master Measure Database, Exterior Lighting BiLevel Control w Override, and wattage assumed in measure workbook | 399 | 500-watts controlled |  | 399
Nonequipment | Outdoor Lighting Controls | Install Exterior Photocell Dimming Controls, 500 Watts Controlled | 500 Watts of Lighting, Manually Controlled | Commercial | Existing | Assembly | FL Zone 2 | Per End Use Consumption | 31% | 2009 | 1446.48 | 562.52 | 0.28 | 8 | 0 | 0 | 0 | no equipment cost | 0 | 0 | 60 | Michigan 2018 Statewide Master Measure Database, Exterior Occupancy Sensor, and wattage assumed in measure workbook | 70 | Michigan 2018 Statewide Master Measure Database, Exterior Occupancy Sensor, and wattage assumed in measure workbook | 130 | 500-watts controlled |  | 130
Nonequipment | Outdoor Lighting Controls | Install Exterior Photocell Dimming Controls, 500 Watts Controlled | 500 Watts of Lighting, Manually Controlled | Commercial | Existing | College and University | FL Zone 2 | Per End Use Consumption | 31% | 2009 | 1446.48 | 562.52 | 0.28 | 8 | 0 | 0 | 0 | no equipment cost | 0 | 0 | 60 | Michigan 2018 Statewide Master Measure Database, Exterior Occupancy Sensor, and wattage assumed in measure workbook | 70 | Michigan 2018 Statewide Master Measure Database, Exterior Occupancy Sensor, and wattage assumed in measure workbook | 130 | 500-watts controlled |  | 130
Nonequipment | Outdoor Lighting Controls | Install Exterior Photocell Dimming Controls, 500 Watts Controlled | 500 Watts of Lighting, Manually Controlled | Commercial | Existing | Grocery | FL Zone 2 | Per End Use Consumption | 31% | 2009 | 1446.48 | 562.52 | 0.28 | 8 | 0 | 0 | 0 | no equipment cost | 0 | 0 | 60 | Michigan 2018 Statewide Master Measure Database, Exterior Occupancy Sensor, and wattage assumed in measure workbook | 70 | Michigan 2018 Statewide Master Measure Database, Exterior Occupancy Sensor, and wattage assumed in measure workbook | 130 | 500-watts controlled |  | 130
Nonequipment | Outdoor Lighting Controls | Install Exterior Photocell Dimming Controls, 500 Watts Controlled | 500 Watts of Lighting, Manually Controlled | Commercial | Existing | Healthcare | FL Zone 2 | Per End Use Consumption | 31% | 2009 | 1446.48 | 562.52 | 0.28 | 8 | 0 | 0 | 0 | no equipment cost | 0 | 0 | 60 | Michigan 2018 Statewide Master Measure Database, Exterior Occupancy Sensor, and wattage assumed in measure workbook | 70 | Michigan 2018 Statewide Master Measure Database, Exterior Occupancy Sensor, and wattage assumed in measure workbook | 130 | 500-watts controlled |  | 130
Nonequipment | Outdoor Lighting Controls | Install Exterior Photocell Dimming Controls, 500 Watts Controlled | 500 Watts of Lighting, Manually Controlled | Commercial | Existing | Hospitals | FL Zone 2 | Per End Use Consumption | 31% | 2009 | 1446.48 | 562.52 | 0.28 | 8 | 0 | 0 | 0 | no equipment cost | 0 | 0 | 60 | Michigan 2018 Statewide Master Measure Database, Exterior Occupancy Sensor, and wattage assumed in measure workbook | 70 | Michigan 2018 Statewide Master Measure Database, Exterior Occupancy Sensor, and wattage assumed in measure workbook | 130 | 500-watts controlled |  | 130
Nonequipment | Outdoor Lighting Controls | Install Exterior Photocell Dimming Controls, 500 Watts Controlled | 500 Watts of Lighting, Manually Controlled | Commercial | Existing | Institutional | FL Zone 2 | Per End Use Consumption | 31% | 2009 | 1446.48 | 562.52 | 0.28 | 8 | 0 | 0 | 0 | no equipment cost | 0 | 0 | 60 | Michigan 2018 Statewide Master Measure Database, Exterior Occupancy Sensor, and wattage assumed in measure workbook | 70 | Michigan 2018 Statewide Master Measure Database, Exterior Occupancy Sensor, and wattage assumed in measure workbook | 130 | 500-watts controlled |  | 130
Nonequipment | Outdoor Lighting Controls | Install Exterior Photocell Dimming Controls, 500 Watts Controlled | 500 Watts of Lighting, Manually Controlled | Commercial | Existing | Lodging/Hospitality | FL Zone 2 | Per End Use Consumption | 31% | 2009 | 1446.48 | 562.52 | 0.28 | 8 | 0 | 0 | 0 | no equipment cost | 0 | 0 | 60 | Michigan 2018 Statewide Master Measure Database, Exterior Occupancy Sensor, and wattage assumed in measure workbook | 70 | Michigan 2018 Statewide Master Measure Database, Exterior Occupancy Sensor, and wattage assumed in measure workbook | 130 | 500-watts controlled |  | 130
Nonequipment | Outdoor Lighting Controls | Install Exterior Photocell Dimming Controls, 500 Watts Controlled | 500 Watts of Lighting, Manually Controlled | Commercial | Existing | Miscellaneous | FL Zone 2 | Per End Use Consumption | 31% | 2009 | 1446.48 | 562.52 | 0.28 | 8 | 0 | 0 | 0 | no equipment cost | 0 | 0 | 60 | Michigan 2018 Statewide Master Measure Database, Exterior Occupancy Sensor, and wattage assumed in measure workbook | 70 | Michigan 2018 Statewide Master Measure Database, Exterior Occupancy Sensor, and wattage assumed in measure workbook | 130 | 500-watts controlled |  | 130
Nonequipment | Outdoor Lighting Controls | Install Exterior Photocell Dimming Controls, 500 Watts Controlled | 500 Watts of Lighting, Manually Controlled | Commercial | Existing | Offices | FL Zone 2 | Per End Use Consumption | 31% | 2009 | 1446.48 | 562.52 | 0.28 | 8 | 0 | 0 | 0 | no equipment cost | 0 | 0 | 60 | Michigan 2018 Statewide Master Measure Database, Exterior Occupancy Sensor, and wattage assumed in measure workbook | 70 | Michigan 2018 Statewide Master Measure Database, Exterior Occupancy Sensor, and wattage assumed in measure workbook | 130 | 500-watts controlled |  | 130
Nonequipment | Outdoor Lighting Controls | Install Exterior Photocell Dimming Controls, 500 Watts Controlled | 500 Watts of Lighting, Manually Controlled | Commercial | Existing | Restaurants | FL Zone 2 | Per End Use Consumption | 31% | 2009 | 1446.48 | 562.52 | 0.28 | 8 | 0 | 0 | 0 | no equipment cost | 0 | 0 | 60 | Michigan 2018 Statewide Master Measure Database, Exterior Occupancy Sensor, and wattage assumed in measure workbook | 70 | Michigan 2018 Statewide Master Measure Database, Exterior Occupancy Sensor, and wattage assumed in measure workbook | 130 | 500-watts controlled |  | 130
Nonequipment | Outdoor Lighting Controls | Install Exterior Photocell Dimming Controls, 500 Watts Controlled | 500 Watts of Lighting, Manually Controlled | Commercial | Existing | Retail | FL Zone 2 | Per End Use Consumption | 31% | 2009 | 1446.48 | 562.52 | 0.28 | 8 | 0 | 0 | 0 | no equipment cost | 0 | 0 | 60 | Michigan 2018 Statewide Master Measure Database, Exterior Occupancy Sensor, and wattage assumed in measure workbook | 70 | Michigan 2018 Statewide Master Measure Database, Exterior Occupancy Sensor, and wattage assumed in measure workbook | 130 | 500-watts controlled |  | 130
Nonequipment | Outdoor Lighting Controls | Install Exterior Photocell Dimming Controls, 500 Watts Controlled | 500 Watts of Lighting, Manually Controlled | Commercial | Existing | Schools K-12 | FL Zone 2 | Per End Use Consumption | 31% | 2009 | 1446.48 | 562.52 | 0.28 | 8 | 0 | 0 | 0 | no equipment cost | 0 | 0 | 60 | Michigan 2018 Statewide Master Measure Database, Exterior Occupancy Sensor, and wattage assumed in measure workbook | 70 | Michigan 2018 Statewide Master Measure Database, Exterior Occupancy Sensor, and wattage assumed in measure workbook | 130 | 500-watts controlled |  | 130
Nonequipment | Outdoor Lighting Controls | Install Exterior Photocell Dimming Controls, 500 Watts Controlled | 500 Watts of Lighting, Manually Controlled | Commercial | Existing | Warehouse | FL Zone 2 | Per End Use Consumption | 31% | 2009 | 1446.48 | 562.52 | 0.28 | 8 | 0 | 0 | 0 | no equipment cost | 0 | 0 | 60 | Michigan 2018 Statewide Master Measure Database, Exterior Occupancy Sensor, and wattage assumed in measure workbook | 70 | Michigan 2018 Statewide Master Measure Database, Exterior Occupancy Sensor, and wattage assumed in measure workbook | 130 | 500-watts controlled |  | 130
Nonequipment | Outdoor Lighting Controls | Install Exterior Photocell Dimming Controls, 500 Watts Controlled | 500 Watts of Lighting, Controlled Manually | Commercial | New | Assembly | FL Zone 2 | Per End Use Consumption | 31% | 2009 | 1446.48 | 562.52 | 0.28 | 8 | 0 | 0 | 0 | no equipment cost | 0 | 0 | 60 | Michigan 2018 Statewide Master Measure Database, Exterior Occupancy Sensor, and wattage assumed in measure workbook | 70 | Michigan 2018 Statewide Master Measure Database, Exterior Occupancy Sensor, and wattage assumed in measure workbook | 130 | 500-watts controlled |  | 130
Nonequipment | Outdoor Lighting Controls | Install Exterior Photocell Dimming Controls, 500 Watts Controlled | 500 Watts of Lighting, Controlled Manually | Commercial | New | College and University | FL Zone 2 | Per End Use Consumption | 31% | 2009 | 1446.48 | 562.52 | 0.28 | 8 | 0 | 0 | 0 | no equipment cost | 0 | 0 | 60 | Michigan 2018 Statewide Master Measure Database, Exterior Occupancy Sensor, and wattage assumed in measure workbook | 70 | Michigan 2018 Statewide Master Measure Database, Exterior Occupancy Sensor, and wattage assumed in measure workbook | 130 | 500-watts controlled |  | 130
Nonequipment | Outdoor Lighting Controls | Install Exterior Photocell Dimming Controls, 500 Watts Controlled | 500 Watts of Lighting, Controlled Manually | Commercial | New | Grocery | FL Zone 2 | Per End Use Consumption | 31% | 2009 | 1446.48 | 562.52 | 0.28 | 8 | 0 | 0 | 0 | no equipment cost | 0 | 0 | 60 | Michigan 2018 Statewide Master Measure Database, Exterior Occupancy Sensor, and wattage assumed in measure workbook | 70 | Michigan 2018 Statewide Master Measure Database, Exterior Occupancy Sensor, and wattage assumed in measure workbook | 130 | 500-watts controlled |  | 130
Nonequipment | Outdoor Lighting Controls | Install Exterior Photocell Dimming Controls, 500 Watts Controlled | 500 Watts of Lighting, Controlled Manually | Commercial | New | Healthcare | FL Zone 2 | Per End Use Consumption | 31% | 2009 | 1446.48 | 562.52 | 0.28 | 8 | 0 | 0 | 0 | no equipment cost | 0 | 0 | 60 | Michigan 2018 Statewide Master Measure Database, Exterior Occupancy Sensor, and wattage assumed in measure workbook | 70 | Michigan 2018 Statewide Master Measure Database, Exterior Occupancy Sensor, and wattage assumed in measure workbook | 130 | 500-watts controlled |  | 130
Nonequipment | Outdoor Lighting Controls | Install Exterior Photocell Dimming Controls, 500 Watts Controlled | 500 Watts of Lighting, Controlled Manually | Commercial | New | Hospitals | FL Zone 2 | Per End Use Consumption | 31% | 2009 | 1446.48 | 562.52 | 0.28 | 8 | 0 | 0 | 0 | no equipment cost | 0 | 0 | 60 | Michigan 2018 Statewide Master Measure Database, Exterior Occupancy Sensor, and wattage assumed in measure workbook | 70 | Michigan 2018 Statewide Master Measure Database, Exterior Occupancy Sensor, and wattage assumed in measure workbook | 130 | 500-watts controlled |  | 130
Nonequipment | Outdoor Lighting Controls | Install Exterior Photocell Dimming Controls, 500 Watts Controlled | 500 Watts of Lighting, Controlled Manually | Commercial | New | Institutional | FL Zone 2 | Per End Use Consumption | 31% | 2009 | 1446.48 | 562.52 | 0.28 | 8 | 0 | 0 | 0 | no equipment cost | 0 | 0 | 60 | Michigan 2018 Statewide Master Measure Database, Exterior Occupancy Sensor, and wattage assumed in measure workbook | 70 | Michigan 2018 Statewide Master Measure Database, Exterior Occupancy Sensor, and wattage assumed in measure workbook | 130 | 500-watts controlled |  | 130
Nonequipment | Outdoor Lighting Controls | Install Exterior Photocell Dimming Controls, 500 Watts Controlled | 500 Watts of Lighting, Controlled Manually | Commercial | New | Lodging/Hospitality | FL Zone 2 | Per End Use Consumption | 31% | 2009 | 1446.48 | 562.52 | 0.28 | 8 | 0 | 0 | 0 | no equipment cost | 0 | 0 | 60 | Michigan 2018 Statewide Master Measure Database, Exterior Occupancy Sensor, and wattage assumed in measure workbook | 70 | Michigan 2018 Statewide Master Measure Database, Exterior Occupancy Sensor, and wattage assumed in measure workbook | 130 | 500-watts controlled |  | 130
Nonequipment | Outdoor Lighting Controls | Install Exterior Photocell Dimming Controls, 500 Watts Controlled | 500 Watts of Lighting, Controlled Manually | Commercial | New | Miscellaneous | FL Zone 2 | Per End Use Consumption | 31% | 2009 | 1446.48 | 562.52 | 0.28 | 8 | 0 | 0 | 0 | no equipment cost | 0 | 0 | 60 | Michigan 2018 Statewide Master Measure Database, Exterior Occupancy Sensor, and wattage assumed in measure workbook | 70 | Michigan 2018 Statewide Master Measure Database, Exterior Occupancy Sensor, and wattage assumed in measure workbook | 130 | 500-watts controlled |  | 130
Nonequipment | Outdoor Lighting Controls | Install Exterior Photocell Dimming Controls, 500 Watts Controlled | 500 Watts of Lighting, Controlled Manually | Commercial | New | Offices | FL Zone 2 | Per End Use Consumption | 31% | 2009 | 1446.48 | 562.52 | 0.28 | 8 | 0 | 0 | 0 | no equipment cost | 0 | 0 | 60 | Michigan 2018 Statewide Master Measure Database, Exterior Occupancy Sensor, and wattage assumed in measure workbook | 70 | Michigan 2018 Statewide Master Measure Database, Exterior Occupancy Sensor, and wattage assumed in measure workbook | 130 | 500-watts controlled |  | 130
Nonequipment | Outdoor Lighting Controls | Install Exterior Photocell Dimming Controls, 500 Watts Controlled | 500 Watts of Lighting, Controlled Manually | Commercial | New | Restaurants | FL Zone 2 | Per End Use Consumption | 31% | 2009 | 1446.48 | 562.52 | 0.28 | 8 | 0 | 0 | 0 | no equipment cost | 0 | 0 | 60 | Michigan 2018 Statewide Master Measure Database, Exterior Occupancy Sensor, and wattage assumed in measure workbook | 70 | Michigan 2018 Statewide Master Measure Database, Exterior Occupancy Sensor, and wattage assumed in measure workbook | 130 | 500-watts controlled |  | 130
Nonequipment | Outdoor Lighting Controls | Install Exterior Photocell Dimming Controls, 500 Watts Controlled | 500 Watts of Lighting, Controlled Manually | Commercial | New | Retail | FL Zone 2 | Per End Use Consumption | 31% | 2009 | 1446.48 | 562.52 | 0.28 | 8 | 0 | 0 | 0 | no equipment cost | 0 | 0 | 60 | Michigan 2018 Statewide Master Measure Database, Exterior Occupancy Sensor, and wattage assumed in measure workbook | 70 | Michigan 2018 Statewide Master Measure Database, Exterior Occupancy Sensor, and wattage assumed in measure workbook | 130 | 500-watts controlled |  | 130
Nonequipment | Outdoor Lighting Controls | Install Exterior Photocell Dimming Controls, 500 Watts Controlled | 500 Watts of Lighting, Controlled Manually | Commercial | New | Schools K-12 | FL Zone 2 | Per End Use Consumption | 31% | 2009 | 1446.48 | 562.52 | 0.28 | 8 | 0 | 0 | 0 | no equipment cost | 0 | 0 | 60 | Michigan 2018 Statewide Master Measure Database, Exterior Occupancy Sensor, and wattage assumed in measure workbook | 70 | Michigan 2018 Statewide Master Measure Database, Exterior Occupancy Sensor, and wattage assumed in measure workbook | 130 | 500-watts controlled |  | 130
Nonequipment | Outdoor Lighting Controls | Install Exterior Photocell Dimming Controls, 500 Watts Controlled | 500 Watts of Lighting, Controlled Manually | Commercial | New | Warehouse | FL Zone 2 | Per End Use Consumption | 31% | 2009 | 1446.48 | 562.52 | 0.28 | 8 | 0 | 0 | 0 | no equipment cost | 0 | 0 | 60 | Michigan 2018 Statewide Master Measure Database, Exterior Occupancy Sensor, and wattage assumed in measure workbook | 70 | Michigan 2018 Statewide Master Measure Database, Exterior Occupancy Sensor, and wattage assumed in measure workbook | 130 | 500-watts controlled |  | 130
Nonequipment | Air Curtains | Air Curtains | 0 | Commercial | Existing | Assembly | FL Zone 2 | Square feet | 33% | 48078.24 | 47997.15 | 81.081 | 0.001686 | 8 | 0.011723 | 0.003229 | 0 | no base cost | 0 | 0 | 3600 | Illinois 2018 Statewide TRM, Section 4.4.33 | 0 | 0 | 3600 | door |  | 3600
Nonequipment | Air Curtains | Air Curtains | 0 | Commercial | Existing | College and University | FL Zone 2 | Square feet | 33% | 287152.3 | 287071.2 | 81.081 | 0.000282 | 8 | 0.010513 | 0.008806 | 0 | no base cost | 0 | 0 | 3600 | Illinois 2018 Statewide TRM, Section 4.4.33 | 0 | 0 | 3600 | door |  | 3600
Nonequipment | Air Curtains | Air Curtains | 0 | Commercial | Existing | Grocery | FL Zone 2 | Square feet | 28% | 115753 | 115671.9 | 81.081 | 0.0007 | 8 | 0.011723 | 0.003229 | 0 | no base cost | 0 | 0 | 3600 | Illinois 2018 Statewide TRM, Section 4.4.33 | 0 | 0 | 3600 | door |  | 3600
Nonequipment | Air Curtains | Air Curtains | 0 | Commercial | Existing | Healthcare | FL Zone 2 | Square feet | 33% | 202047.4 | 201966.3 | 81.081 | 0.000401 | 8 | 0.010513 | 0.008806 | 0 | no base cost | 0 | 0 | 3600 | Illinois 2018 Statewide TRM, Section 4.4.33 | 0 | 0 | 3600 | door |  | 3600
Nonequipment | Air Curtains | Air Curtains | 0 | Commercial | Existing | Hospitals | FL Zone 2 | Square feet | 33% | 2105302 | 2105221 | 81.081 | 3.85e-05 | 8 | 0.010513 | 0.008806 | 0 | no base cost | 0 | 0 | 3600 | Illinois 2018 Statewide TRM, Section 4.4.33 | 0 | 0 | 3600 | door |  | 3600
Nonequipment | Air Curtains | Air Curtains | 0 | Commercial | Existing | Institutional | FL Zone 2 | Square feet | 0% | 233568.9 | 233487.8 | 81.081 | 0.000347 | 8 | 0.011723 | 0.003229 | 0 | no base cost | 0 | 0 | 3600 | Illinois 2018 Statewide TRM, Section 4.4.33 | 0 | 0 | 3600 | door |  | 3600
Nonequipment | Air Curtains | Air Curtains | 0 | Commercial | Existing | Lodging/Hospitality | FL Zone 2 | Square feet | 33% | 191602.2 | 191521.1 | 81.081 | 0.000423 | 8 | 0.010513 | 0.008806 | 0 | no base cost | 0 | 0 | 3600 | Illinois 2018 Statewide TRM, Section 4.4.33 | 0 | 0 | 3600 | door |  | 3600
Nonequipment | Air Curtains | Air Curtains | 0 | Commercial | Existing | Miscellaneous | FL Zone 2 | Square feet | 0% | 2226772 | 2226691 | 81.081 | 3.64e-05 | 8 | 0.011723 | 0.003229 | 0 | no base cost | 0 | 0 | 3600 | Illinois 2018 Statewide TRM, Section 4.4.33 | 0 | 0 | 3600 | door |  | 3600
Nonequipment | Air Curtains | Air Curtains | 0 | Commercial | Existing | Offices | FL Zone 2 | Square feet | 0% | 166452.1 | 166371 | 81.081 | 0.000487 | 8 | 0.011723 | 0.003229 | 0 | no base cost | 0 | 0 | 3600 | Illinois 2018 Statewide TRM, Section 4.4.33 | 0 | 0 | 3600 | door |  | 3600
Nonequipment | Air Curtains | Air Curtains | 0 | Commercial | Existing | Restaurants | FL Zone 2 | Square feet | 32% | 120615.3 | 120534.3 | 81.081 | 0.000672 | 8 | 0.010513 | 0.008806 | 0 | no base cost | 0 | 0 | 3600 | Illinois 2018 Statewide TRM, Section 4.4.33 | 0 | 0 | 3600 | door |  | 3600
Nonequipment | Air Curtains | Air Curtains | 0 | Commercial | Existing | Retail | FL Zone 2 | Square feet | 33% | 52681.84 | 52600.76 | 81.081 | 0.001539 | 8 | 0.011723 | 0.003229 | 0 | no base cost | 0 | 0 | 3600 | Illinois 2018 Statewide TRM, Section 4.4.33 | 0 | 0 | 3600 | door |  | 3600
Nonequipment | Air Curtains | Air Curtains | 0 | Commercial | Existing | Schools K-12 | FL Zone 2 | Square feet | 33% | 196877 | 196795.9 | 81.081 | 0.000412 | 8 | 0.010513 | 0.008806 | 0 | no base cost | 0 | 0 | 3600 | Illinois 2018 Statewide TRM, Section 4.4.33 | 0 | 0 | 3600 | door |  | 3600
Nonequipment | Air Curtains | Air Curtains | 0 | Commercial | Existing | Warehouse | FL Zone 2 | Square feet | 0% | 19557.83 | 19476.75 | 81.081 | 0.004146 | 8 | 0.011723 | 0.003229 | 0 | no base cost | 0 | 0 | 3600 | Illinois 2018 Statewide TRM, Section 4.4.33 | 0 | 0 | 3600 | door |  | 3600
Nonequipment | Air Curtains | Air Curtains | 0 | Commercial | New | Assembly | FL Zone 2 | Square feet | 33% | 48078.24 | 47997.15 | 81.081 | 0.001686 | 8 | 0.011723 | 0.003229 | 0 | no base cost | 0 | 0 | 3600 | Illinois 2018 Statewide TRM, Section 4.4.33 | 0 | 0 | 3600 | door |  | 3600
Nonequipment | Air Curtains | Air Curtains | 0 | Commercial | New | College and University | FL Zone 2 | Square feet | 28% | 287152.3 | 287071.2 | 81.081 | 0.000282 | 8 | 0.010513 | 0.008806 | 0 | no base cost | 0 | 0 | 3600 | Illinois 2018 Statewide TRM, Section 4.4.33 | 0 | 0 | 3600 | door |  | 3600
Nonequipment | Air Curtains | Air Curtains | 0 | Commercial | New | Grocery | FL Zone 2 | Square feet | 48% | 115753 | 115671.9 | 81.081 | 0.0007 | 8 | 0.011723 | 0.003229 | 0 | no base cost | 0 | 0 | 3600 | Illinois 2018 Statewide TRM, Section 4.4.33 | 0 | 0 | 3600 | door |  | 3600
Nonequipment | Air Curtains | Air Curtains | 0 | Commercial | New | Healthcare | FL Zone 2 | Square feet | 28% | 202047.4 | 201966.3 | 81.081 | 0.000401 | 8 | 0.010513 | 0.008806 | 0 | no base cost | 0 | 0 | 3600 | Illinois 2018 Statewide TRM, Section 4.4.33 | 0 | 0 | 3600 | door |  | 3600
Nonequipment | Air Curtains | Air Curtains | 0 | Commercial | New | Hospitals | FL Zone 2 | Square feet | 28% | 2105302 | 2105221 | 81.081 | 3.85e-05 | 8 | 0.010513 | 0.008806 | 0 | no base cost | 0 | 0 | 3600 | Illinois 2018 Statewide TRM, Section 4.4.33 | 0 | 0 | 3600 | door |  | 3600
Nonequipment | Air Curtains | Air Curtains | 0 | Commercial | New | Institutional | FL Zone 2 | Square feet | 0% | 233568.9 | 233487.8 | 81.081 | 0.000347 | 8 | 0.011723 | 0.003229 | 0 | no base cost | 0 | 0 | 3600 | Illinois 2018 Statewide TRM, Section 4.4.33 | 0 | 0 | 3600 | door |  | 3600
Nonequipment | Air Curtains | Air Curtains | 0 | Commercial | New | Lodging/Hospitality | FL Zone 2 | Square feet | 28% | 191602.2 | 191521.1 | 81.081 | 0.000423 | 8 | 0.010513 | 0.008806 | 0 | no base cost | 0 | 0 | 3600 | Illinois 2018 Statewide TRM, Section 4.4.33 | 0 | 0 | 3600 | door |  | 3600
Nonequipment | Air Curtains | Air Curtains | 0 | Commercial | New | Miscellaneous | FL Zone 2 | Square feet | 0% | 2226772 | 2226691 | 81.081 | 3.64e-05 | 8 | 0.011723 | 0.003229 | 0 | no base cost | 0 | 0 | 3600 | Illinois 2018 Statewide TRM, Section 4.4.33 | 0 | 0 | 3600 | door |  | 3600
Nonequipment | Air Curtains | Air Curtains | 0 | Commercial | New | Offices | FL Zone 2 | Square feet | 0% | 166452.1 | 166371 | 81.081 | 0.000487 | 8 | 0.011723 | 0.003229 | 0 | no base cost | 0 | 0 | 3600 | Illinois 2018 Statewide TRM, Section 4.4.33 | 0 | 0 | 3600 | door |  | 3600
Nonequipment | Air Curtains | Air Curtains | 0 | Commercial | New | Restaurants | FL Zone 2 | Square feet | 27% | 120615.3 | 120534.3 | 81.081 | 0.000672 | 8 | 0.010513 | 0.008806 | 0 | no base cost | 0 | 0 | 3600 | Illinois 2018 Statewide TRM, Section 4.4.33 | 0 | 0 | 3600 | door |  | 3600
Nonequipment | Air Curtains | Air Curtains | 0 | Commercial | New | Retail | FL Zone 2 | Square feet | 28% | 52681.84 | 52600.76 | 81.081 | 0.001539 | 8 | 0.011723 | 0.003229 | 0 | no base cost | 0 | 0 | 3600 | Illinois 2018 Statewide TRM, Section 4.4.33 | 0 | 0 | 3600 | door |  | 3600
Nonequipment | Air Curtains | Air Curtains | 0 | Commercial | New | Schools K-12 | FL Zone 2 | Square feet | 28% | 196877 | 196795.9 | 81.081 | 0.000412 | 8 | 0.010513 | 0.008806 | 0 | no base cost | 0 | 0 | 3600 | Illinois 2018 Statewide TRM, Section 4.4.33 | 0 | 0 | 3600 | door |  | 3600
Nonequipment | Air Curtains | Air Curtains | 0 | Commercial | New | Warehouse | FL Zone 2 | Square feet | 0% | 19557.83 | 19476.75 | 81.081 | 0.004146 | 8 | 0.011723 | 0.003229 | 0 | no base cost | 0 | 0 | 3600 | Illinois 2018 Statewide TRM, Section 4.4.33 | 0 | 0 | 3600 | door |  | 3600
Nonequipment | Airside Economizer | Airside Economizer | 0 | Commercial | Existing | Assembly | FL Zone 2 | Per End Use Consumption | 5% | 40558.16 | 38304.93 | 2253.231 | 0.055556 | 10 | -0.46324 | 2.04e-05 | 0 | no base cost | 0 | 0 | 144.6333 | Mid-Atlantic TRM, v7.0, 2017; average per ton incremental cost of economizers on 5-ton and 15-ton units | 0 | 0 | 144.6333 | ton | 0.38583 | 55.8035
Nonequipment | Airside Economizer | Airside Economizer | 0 | Commercial | Existing | College and University | FL Zone 2 | Per End Use Consumption | 5% | 242237.9 | 228780.2 | 13457.66 | 0.055556 | 10 | -1.6012 | 1.8007 | 0 | no base cost | 0 | 0 | 144.6333 | Mid-Atlantic TRM, v7.0, 2017; average per ton incremental cost of economizers on 5-ton and 15-ton units | 0 | 0 | 144.6333 | ton | 2.3044 | 333.2922
Nonequipment | Airside Economizer | Airside Economizer | 0 | Commercial | Existing | Grocery | FL Zone 2 | Per End Use Consumption | 5% | 97647.71 | 92222.83 | 5424.873 | 0.055556 | 10 | -1.2116 | 0.036509 | 0 | no base cost | 0 | 0 | 144.6333 | Mid-Atlantic TRM, v7.0, 2017; average per ton incremental cost of economizers on 5-ton and 15-ton units | 0 | 0 | 144.6333 | ton | 0.92892 | 134.3523
Nonequipment | Airside Economizer | Airside Economizer | 0 | Commercial | Existing | Healthcare | FL Zone 2 | Per End Use Consumption | 5% | 170444.5 | 160975.4 | 9469.139 | 0.055556 | 10 | -1.9468 | 8.59e-05 | 0 | no base cost | 0 | 0 | 144.6333 | Mid-Atlantic TRM, v7.0, 2017; average per ton incremental cost of economizers on 5-ton and 15-ton units | 0 | 0 | 144.6333 | ton | 1.6214 | 234.5125
Nonequipment | Airside Economizer | Airside Economizer | 0 | Commercial | Existing | Hospitals | FL Zone 2 | Per End Use Consumption | 5% | 1776005 | 1677338 | 98666.94 | 0.055556 | 10 | -11.7391 | 13.202 | 0 | no base cost | 0 | 0 | 144.6333 | Mid-Atlantic TRM, v7.0, 2017; average per ton incremental cost of economizers on 5-ton and 15-ton units | 0 | 0 | 144.6333 | ton | 16.895 | 2443.584
Nonequipment | Airside Economizer | Airside Economizer | 0 | Commercial | Existing | Institutional | FL Zone 2 | Per End Use Consumption | 5% | 197035.7 | 186089.2 | 10946.43 | 0.055556 | 10 | -2.2505 | 9.93e-05 | 0 | no base cost | 0 | 0 | 144.6333 | Mid-Atlantic TRM, v7.0, 2017; average per ton incremental cost of economizers on 5-ton and 15-ton units | 0 | 0 | 144.6333 | ton | 1.8744 | 271.099
Nonequipment | Airside Economizer | Airside Economizer | 0 | Commercial | Existing | Lodging/Hospitality | FL Zone 2 | Per End Use Consumption | 5% | 161633.1 | 152653.4 | 8979.614 | 0.055556 | 10 | -2.0055 | 0.060432 | 0 | no base cost | 0 | 0 | 144.6333 | Mid-Atlantic TRM, v7.0, 2017; average per ton incremental cost of economizers on 5-ton and 15-ton units | 0 | 0 | 144.6333 | ton | 1.5376 | 222.389
Nonequipment | Airside Economizer | Airside Economizer | 0 | Commercial | Existing | Miscellaneous | FL Zone 2 | Per End Use Consumption | 3% | 1878476 | 1774116 | 104359.8 | 0.055556 | 10 | -21.4554 | 0.000947 | 0 | no base cost | 0 | 0 | 144.6333 | Mid-Atlantic TRM, v7.0, 2017; average per ton incremental cost of economizers on 5-ton and 15-ton units | 0 | 0 | 144.6333 | ton | 17.8698 | 2584.572
Nonequipment | Airside Economizer | Airside Economizer | 0 | Commercial | Existing | Offices | FL Zone 2 | Per End Use Consumption | 3% | 140416.8 | 132615.8 | 7800.932 | 0.055556 | 10 | -1.6038 | 7.08e-05 | 0 | no base cost | 0 | 0 | 144.6333 | Mid-Atlantic TRM, v7.0, 2017; average per ton incremental cost of economizers on 5-ton and 15-ton units | 0 | 0 | 144.6333 | ton | 1.3358 | 193.1977
Nonequipment | Airside Economizer | Airside Economizer | 0 | Commercial | Existing | Restaurants | FL Zone 2 | Per End Use Consumption | 5% | 101749.5 | 96096.76 | 5652.75 | 0.055556 | 10 | -1.2625 | 0.038043 | 0 | no base cost | 0 | 0 | 144.6333 | Mid-Atlantic TRM, v7.0, 2017; average per ton incremental cost of economizers on 5-ton and 15-ton units | 0 | 0 | 144.6333 | ton | 0.96794 | 139.9959
Nonequipment | Airside Economizer | Airside Economizer | 0 | Commercial | Existing | Retail | FL Zone 2 | Per End Use Consumption | 5% | 44441.71 | 41972.72 | 2468.984 | 0.055556 | 10 | -0.55142 | 0.016616 | 0 | no base cost | 0 | 0 | 144.6333 | Mid-Atlantic TRM, v7.0, 2017; average per ton incremental cost of economizers on 5-ton and 15-ton units | 0 | 0 | 144.6333 | ton | 0.42277 | 61.1468
Nonequipment | Airside Economizer | Airside Economizer | 0 | Commercial | Existing | Schools K-12 | FL Zone 2 | Per End Use Consumption | 5% | 166082.8 | 156856 | 9226.823 | 0.055556 | 10 | -1.8969 | 8.37e-05 | 0 | no base cost | 0 | 0 | 144.6333 | Mid-Atlantic TRM, v7.0, 2017; average per ton incremental cost of economizers on 5-ton and 15-ton units | 0 | 0 | 144.6333 | ton | 1.5799 | 228.5113
Nonequipment | Airside Economizer | Airside Economizer | 0 | Commercial | Existing | Warehouse | FL Zone 2 | Per End Use Consumption | 5% | 16498.73 | 15582.13 | 916.5961 | 0.055556 | 10 | -0.18844 | 8.31e-06 | 0 | no base cost | 0 | 0 | 144.6333 | Mid-Atlantic TRM, v7.0, 2017; average per ton incremental cost of economizers on 5-ton and 15-ton units | 0 | 0 | 144.6333 | ton | 0.15695 | 22.7004
Nonequipment | Airside Economizer | Airside Economizer | N/A - Retrofit Only | Commercial | New | Assembly | FL Zone 2 | Per End Use Consumption | 5% | 40558.16 | 38304.93 | 2253.231 | 0.055556 | 10 | -0.46324 | 2.04e-05 | 0 | no base cost | 0 | 0 | 144.6333 | Mid-Atlantic TRM, v7.0, 2017; average per ton incremental cost of economizers on 5-ton and 15-ton units | 0 | 0 | 144.6333 | ton | 0.38583 | 55.8035
Nonequipment | Airside Economizer | Airside Economizer | N/A - Retrofit Only | Commercial | New | College and University | FL Zone 2 | Per End Use Consumption | 5% | 242237.9 | 228780.2 | 13457.66 | 0.055556 | 10 | -1.6012 | 1.8007 | 0 | no base cost | 0 | 0 | 144.6333 | Mid-Atlantic TRM, v7.0, 2017; average per ton incremental cost of economizers on 5-ton and 15-ton units | 0 | 0 | 144.6333 | ton | 2.3044 | 333.2922
Nonequipment | Airside Economizer | Airside Economizer | N/A - Retrofit Only | Commercial | New | Grocery | FL Zone 2 | Per End Use Consumption | 5% | 97647.71 | 92222.83 | 5424.873 | 0.055556 | 10 | -1.2116 | 0.036509 | 0 | no base cost | 0 | 0 | 144.6333 | Mid-Atlantic TRM, v7.0, 2017; average per ton incremental cost of economizers on 5-ton and 15-ton units | 0 | 0 | 144.6333 | ton | 0.92892 | 134.3523
Nonequipment | Airside Economizer | Airside Economizer | N/A - Retrofit Only | Commercial | New | Healthcare | FL Zone 2 | Per End Use Consumption | 5% | 170444.5 | 160975.4 | 9469.139 | 0.055556 | 10 | -1.9468 | 8.59e-05 | 0 | no base cost | 0 | 0 | 144.6333 | Mid-Atlantic TRM, v7.0, 2017; average per ton incremental cost of economizers on 5-ton and 15-ton units | 0 | 0 | 144.6333 | ton | 1.6214 | 234.5125
Nonequipment | Airside Economizer | Airside Economizer | N/A - Retrofit Only | Commercial | New | Hospitals | FL Zone 2 | Per End Use Consumption | 5% | 1776005 | 1677338 | 98666.94 | 0.055556 | 10 | -11.7391 | 13.202 | 0 | no base cost | 0 | 0 | 144.6333 | Mid-Atlantic TRM, v7.0, 2017; average per ton incremental cost of economizers on 5-ton and 15-ton units | 0 | 0 | 144.6333 | ton | 16.895 | 2443.584
Nonequipment | Airside Economizer | Airside Economizer | N/A - Retrofit Only | Commercial | New | Institutional | FL Zone 2 | Per End Use Consumption | 5% | 197035.7 | 186089.2 | 10946.43 | 0.055556 | 10 | -2.2505 | 9.93e-05 | 0 | no base cost | 0 | 0 | 144.6333 | Mid-Atlantic TRM, v7.0, 2017; average per ton incremental cost of economizers on 5-ton and 15-ton units | 0 | 0 | 144.6333 | ton | 1.8744 | 271.099
Nonequipment | Airside Economizer | Airside Economizer | N/A - Retrofit Only | Commercial | New | Lodging/Hospitality | FL Zone 2 | Per End Use Consumption | 5% | 161633.1 | 152653.4 | 8979.614 | 0.055556 | 10 | -2.0055 | 0.060432 | 0 | no base cost | 0 | 0 | 144.6333 | Mid-Atlantic TRM, v7.0, 2017; average per ton incremental cost of economizers on 5-ton and 15-ton units | 0 | 0 | 144.6333 | ton | 1.5376 | 222.389
Nonequipment | Airside Economizer | Airside Economizer | N/A - Retrofit Only | Commercial | New | Miscellaneous | FL Zone 2 | Per End Use Consumption | 3% | 1878476 | 1774116 | 104359.8 | 0.055556 | 10 | -21.4554 | 0.000947 | 0 | no base cost | 0 | 0 | 144.6333 | Mid-Atlantic TRM, v7.0, 2017; average per ton incremental cost of economizers on 5-ton and 15-ton units | 0 | 0 | 144.6333 | ton | 17.8698 | 2584.572
Nonequipment | Airside Economizer | Airside Economizer | N/A - Retrofit Only | Commercial | New | Offices | FL Zone 2 | Per End Use Consumption | 3% | 140416.8 | 132615.8 | 7800.932 | 0.055556 | 10 | -1.6038 | 7.08e-05 | 0 | no base cost | 0 | 0 | 144.6333 | Mid-Atlantic TRM, v7.0, 2017; average per ton incremental cost of economizers on 5-ton and 15-ton units | 0 | 0 | 144.6333 | ton | 1.3358 | 193.1977
Nonequipment | Airside Economizer | Airside Economizer | N/A - Retrofit Only | Commercial | New | Restaurants | FL Zone 2 | Per End Use Consumption | 5% | 101749.5 | 96096.76 | 5652.75 | 0.055556 | 10 | -1.2625 | 0.038043 | 0 | no base cost | 0 | 0 | 144.6333 | Mid-Atlantic TRM, v7.0, 2017; average per ton incremental cost of economizers on 5-ton and 15-ton units | 0 | 0 | 144.6333 | ton | 0.96794 | 139.9959
Nonequipment | Airside Economizer | Airside Economizer | N/A - Retrofit Only | Commercial | New | Retail | FL Zone 2 | Per End Use Consumption | 5% | 44441.71 | 41972.72 | 2468.984 | 0.055556 | 10 | -0.55142 | 0.016616 | 0 | no base cost | 0 | 0 | 144.6333 | Mid-Atlantic TRM, v7.0, 2017; average per ton incremental cost of economizers on 5-ton and 15-ton units | 0 | 0 | 144.6333 | ton | 0.42277 | 61.1468
Nonequipment | Airside Economizer | Airside Economizer | N/A - Retrofit Only | Commercial | New | Schools K-12 | FL Zone 2 | Per End Use Consumption | 5% | 166082.8 | 156856 | 9226.823 | 0.055556 | 10 | -1.8969 | 8.37e-05 | 0 | no base cost | 0 | 0 | 144.6333 | Mid-Atlantic TRM, v7.0, 2017; average per ton incremental cost of economizers on 5-ton and 15-ton units | 0 | 0 | 144.6333 | ton | 1.5799 | 228.5113
Nonequipment | Airside Economizer | Airside Economizer | N/A - Retrofit Only | Commercial | New | Warehouse | FL Zone 2 | Per End Use Consumption | 5% | 16498.73 | 15582.13 | 916.5961 | 0.055556 | 10 | -0.18844 | 8.31e-06 | 0 | no base cost | 0 | 0 | 144.6333 | Mid-Atlantic TRM, v7.0, 2017; average per ton incremental cost of economizers on 5-ton and 15-ton units | 0 | 0 | 144.6333 | ton | 0.15695 | 22.7004
Nonequipment | Ceiling Insulation(R12 to R38) | Increased Ceiling Insulation (R-38) | Market Average Existing Ceiling Insulation | Commercial | Existing | Assembly | FL Zone 2 | Square feet | 0% | 3.7877 | 3.5573 | 0.23042 | 0.060835 | 20 | 4.61e-06 | 0.000104 | 0 | No equipment cost. | 0 | 0 | 0.28368 | https://www.homedepot.com/p/GreenFiber-All-Borate-Cellulose-Blown-In-Insulation-30-lbs-36-Bags-INS765LD/300584221 | 0.2502 | rate at $50.04/per labor hour, reference: https://www.homewyse.com/costs/cost_of_ceiling_insulation.html, assume 10 hrs for 2000 sq ft : http://www.blownininsulationcost.net/calculating-blown-in-insulation-cost/ | 0.53388 | sq ft |  | 0.53388
Nonequipment | Ceiling Insulation(R12 to R38) | Increased Ceiling Insulation (R-38) | Market Average Existing Ceiling Insulation | Commercial | Existing | College and University | FL Zone 2 | Square feet | 0% | 11.0507 | 10.8202 | 0.23042 | 0.020851 | 20 | 9.53e-05 | 5.61e-05 | 0 | No equipment cost. | 0 | 0 | 0.28368 | https://www.homedepot.com/p/GreenFiber-All-Borate-Cellulose-Blown-In-Insulation-30-lbs-36-Bags-INS765LD/300584221 | 0.2502 | rate at $50.04/per labor hour, reference: https://www.homewyse.com/costs/cost_of_ceiling_insulation.html, assume 10 hrs for 2000 sq ft : http://www.blownininsulationcost.net/calculating-blown-in-insulation-cost/ | 0.53388 | sq ft |  | 0.53388
Nonequipment | Ceiling Insulation(R12 to R38) | Increased Ceiling Insulation (R-38) | Market Average Existing Ceiling Insulation | Commercial | Existing | Grocery | FL Zone 2 | Square feet | 0% | 31.0105 | 30.7801 | 0.23042 | 0.00743 | 20 | 4.7e-05 | 0.000108 | 0 | No equipment cost. | 0 | 0 | 0.28368 | https://www.homedepot.com/p/GreenFiber-All-Borate-Cellulose-Blown-In-Insulation-30-lbs-36-Bags-INS765LD/300584221 | 0.2502 | rate at $50.04/per labor hour, reference: https://www.homewyse.com/costs/cost_of_ceiling_insulation.html, assume 10 hrs for 2000 sq ft : http://www.blownininsulationcost.net/calculating-blown-in-insulation-cost/ | 0.53388 | sq ft |  | 0.53388
Nonequipment | Ceiling Insulation(R12 to R38) | Increased Ceiling Insulation (R-38) | Market Average Existing Ceiling Insulation | Commercial | Existing | Healthcare | FL Zone 2 | Square feet | 34% | 15.083 | 14.8525 | 0.23042 | 0.015277 | 20 | 4.61e-06 | 0.000104 | 0 | No equipment cost. | 0 | 0 | 0.28368 | https://www.homedepot.com/p/GreenFiber-All-Borate-Cellulose-Blown-In-Insulation-30-lbs-36-Bags-INS765LD/300584221 | 0.2502 | rate at $50.04/per labor hour, reference: https://www.homewyse.com/costs/cost_of_ceiling_insulation.html, assume 10 hrs for 2000 sq ft : http://www.blownininsulationcost.net/calculating-blown-in-insulation-cost/ | 0.53388 | sq ft |  | 0.53388
Nonequipment | Ceiling Insulation(R12 to R38) | Increased Ceiling Insulation (R-38) | Market Average Existing Ceiling Insulation | Commercial | Existing | Hospitals | FL Zone 2 | Square feet | 0% | 81.2975 | 81.067 | 0.23042 | 0.002834 | 20 | 9.53e-05 | 5.61e-05 | 0 | No equipment cost. | 0 | 0 | 0.28368 | https://www.homedepot.com/p/GreenFiber-All-Borate-Cellulose-Blown-In-Insulation-30-lbs-36-Bags-INS765LD/300584221 | 0.2502 | rate at $50.04/per labor hour, reference: https://www.homewyse.com/costs/cost_of_ceiling_insulation.html, assume 10 hrs for 2000 sq ft : http://www.blownininsulationcost.net/calculating-blown-in-insulation-cost/ | 0.53388 | sq ft |  | 0.53388
Nonequipment | Ceiling Insulation(R12 to R38) | Increased Ceiling Insulation (R-38) | Market Average Existing Ceiling Insulation | Commercial | Existing | Institutional | FL Zone 2 | Square feet | 0% | 56.2721 | 56.0417 | 0.23042 | 0.004095 | 20 | 4.61e-06 | 0.000104 | 0 | No equipment cost. | 0 | 0 | 0.28368 | https://www.homedepot.com/p/GreenFiber-All-Borate-Cellulose-Blown-In-Insulation-30-lbs-36-Bags-INS765LD/300584221 | 0.2502 | rate at $50.04/per labor hour, reference: https://www.homewyse.com/costs/cost_of_ceiling_insulation.html, assume 10 hrs for 2000 sq ft : http://www.blownininsulationcost.net/calculating-blown-in-insulation-cost/ | 0.53388 | sq ft |  | 0.53388
Nonequipment | Ceiling Insulation(R12 to R38) | Increased Ceiling Insulation (R-38) | Market Average Existing Ceiling Insulation | Commercial | Existing | Lodging/Hospitality | FL Zone 2 | Square feet | 0% | 34.7257 | 34.4953 | 0.23042 | 0.006635 | 20 | 9.53e-05 | 5.61e-05 | 0 | No equipment cost. | 0 | 0 | 0.28368 | https://www.homedepot.com/p/GreenFiber-All-Borate-Cellulose-Blown-In-Insulation-30-lbs-36-Bags-INS765LD/300584221 | 0.2502 | rate at $50.04/per labor hour, reference: https://www.homewyse.com/costs/cost_of_ceiling_insulation.html, assume 10 hrs for 2000 sq ft : http://www.blownininsulationcost.net/calculating-blown-in-insulation-cost/ | 0.53388 | sq ft |  | 0.53388
Nonequipment | Ceiling Insulation(R12 to R38) | Increased Ceiling Insulation (R-38) | Market Average Existing Ceiling Insulation | Commercial | Existing | Miscellaneous | FL Zone 2 | Square feet | 0% | 107.2344 | 107.004 | 0.23042 | 0.002149 | 20 | 4.61e-06 | 0.000104 | 0 | No equipment cost. | 0 | 0 | 0.28368 | https://www.homedepot.com/p/GreenFiber-All-Borate-Cellulose-Blown-In-Insulation-30-lbs-36-Bags-INS765LD/300584221 | 0.2502 | rate at $50.04/per labor hour, reference: https://www.homewyse.com/costs/cost_of_ceiling_insulation.html, assume 10 hrs for 2000 sq ft : http://www.blownininsulationcost.net/calculating-blown-in-insulation-cost/ | 0.53388 | sq ft |  | 0.53388
Nonequipment | Ceiling Insulation(R12 to R38) | Increased Ceiling Insulation (R-38) | Market Average Existing Ceiling Insulation | Commercial | Existing | Offices | FL Zone 2 | Square feet | 34% | 58.1979 | 57.9675 | 0.23042 | 0.003959 | 20 | 4.61e-06 | 0.000104 | 0 | No equipment cost. | 0 | 0 | 0.28368 | https://www.homedepot.com/p/GreenFiber-All-Borate-Cellulose-Blown-In-Insulation-30-lbs-36-Bags-INS765LD/300584221 | 0.2502 | rate at $50.04/per labor hour, reference: https://www.homewyse.com/costs/cost_of_ceiling_insulation.html, assume 10 hrs for 2000 sq ft : http://www.blownininsulationcost.net/calculating-blown-in-insulation-cost/ | 0.53388 | sq ft |  | 0.53388
Nonequipment | Ceiling Insulation(R12 to R38) | Increased Ceiling Insulation (R-38) | Market Average Existing Ceiling Insulation | Commercial | Existing | Restaurants | FL Zone 2 | Square feet | 0% | 31.354 | 31.1236 | 0.23042 | 0.007349 | 20 | 4.7e-05 | 0.000108 | 0 | No equipment cost. | 0 | 0 | 0.28368 | https://www.homedepot.com/p/GreenFiber-All-Borate-Cellulose-Blown-In-Insulation-30-lbs-36-Bags-INS765LD/300584221 | 0.2502 | rate at $50.04/per labor hour, reference: https://www.homewyse.com/costs/cost_of_ceiling_insulation.html, assume 10 hrs for 2000 sq ft : http://www.blownininsulationcost.net/calculating-blown-in-insulation-cost/ | 0.53388 | sq ft |  | 0.53388
Nonequipment | Ceiling Insulation(R12 to R38) | Increased Ceiling Insulation (R-38) | Market Average Existing Ceiling Insulation | Commercial | Existing | Retail | FL Zone 2 | Square feet | 0% | 5.9824 | 5.7519 | 0.23042 | 0.038517 | 20 | 4.7e-05 | 0.000108 | 0 | No equipment cost. | 0 | 0 | 0.28368 | https://www.homedepot.com/p/GreenFiber-All-Borate-Cellulose-Blown-In-Insulation-30-lbs-36-Bags-INS765LD/300584221 | 0.2502 | rate at $50.04/per labor hour, reference: https://www.homewyse.com/costs/cost_of_ceiling_insulation.html, assume 10 hrs for 2000 sq ft : http://www.blownininsulationcost.net/calculating-blown-in-insulation-cost/ | 0.53388 | sq ft |  | 0.53388
Nonequipment | Ceiling Insulation(R12 to R38) | Increased Ceiling Insulation (R-38) | Market Average Existing Ceiling Insulation | Commercial | Existing | Schools K-12 | FL Zone 2 | Square feet | 0% | 5.1058 | 4.8753 | 0.23042 | 0.04513 | 20 | 4.61e-06 | 0.000104 | 0 | No equipment cost. | 0 | 0 | 0.28368 | https://www.homedepot.com/p/GreenFiber-All-Borate-Cellulose-Blown-In-Insulation-30-lbs-36-Bags-INS765LD/300584221 | 0.2502 | rate at $50.04/per labor hour, reference: https://www.homewyse.com/costs/cost_of_ceiling_insulation.html, assume 10 hrs for 2000 sq ft : http://www.blownininsulationcost.net/calculating-blown-in-insulation-cost/ | 0.53388 | sq ft |  | 0.53388
Nonequipment | Ceiling Insulation(R12 to R38) | Increased Ceiling Insulation (R-38) | Market Average Existing Ceiling Insulation | Commercial | Existing | Warehouse | FL Zone 2 | Square feet | 0% | 1.4026 | 1.1721 | 0.23042 | 0.16429 | 20 | 2.61e-05 | 4.67e-05 | 0 | No equipment cost. | 0 | 0 | 0.28368 | https://www.homedepot.com/p/GreenFiber-All-Borate-Cellulose-Blown-In-Insulation-30-lbs-36-Bags-INS765LD/300584221 | 0.2502 | rate at $50.04/per labor hour, reference: https://www.homewyse.com/costs/cost_of_ceiling_insulation.html, assume 10 hrs for 2000 sq ft : http://www.blownininsulationcost.net/calculating-blown-in-insulation-cost/ | 0.53388 | sq ft |  | 0.53388
Nonequipment | Ceiling Insulation(R12 to R38) | Increased Ceiling Insulation (R-38) | Code-Compliant Ceiling Insulation | Commercial | New | Assembly | FL Zone 2 | Square feet | 0% | 3.7877 | 3.5664 | 0.22128 | 0.05842 | 20 | 4.43e-06 | 9.98e-05 | 0 | No equipment cost. | 0 | 0 | 0.28368 | https://www.homedepot.com/p/GreenFiber-All-Borate-Cellulose-Blown-In-Insulation-30-lbs-36-Bags-INS765LD/300584221 | 0.2502 | rate at $50.04/per labor hour, reference: https://www.homewyse.com/costs/cost_of_ceiling_insulation.html, assume 10 hrs for 2000 sq ft : http://www.blownininsulationcost.net/calculating-blown-in-insulation-cost/ | 0.53388 | sq ft |  | 0.53388
Nonequipment | Ceiling Insulation(R12 to R38) | Increased Ceiling Insulation (R-38) | Code-Compliant Ceiling Insulation | Commercial | New | College and University | FL Zone 2 | Square feet | 0% | 11.0507 | 10.8294 | 0.22128 | 0.020024 | 20 | 9.15e-05 | 5.39e-05 | 0 | No equipment cost. | 0 | 0 | 0.28368 | https://www.homedepot.com/p/GreenFiber-All-Borate-Cellulose-Blown-In-Insulation-30-lbs-36-Bags-INS765LD/300584221 | 0.2502 | rate at $50.04/per labor hour, reference: https://www.homewyse.com/costs/cost_of_ceiling_insulation.html, assume 10 hrs for 2000 sq ft : http://www.blownininsulationcost.net/calculating-blown-in-insulation-cost/ | 0.53388 | sq ft |  | 0.53388
Nonequipment | Ceiling Insulation(R12 to R38) | Increased Ceiling Insulation (R-38) | Code-Compliant Ceiling Insulation | Commercial | New | Grocery | FL Zone 2 | Square feet | 0% | 31.0105 | 30.7892 | 0.22128 | 0.007136 | 20 | 4.52e-05 | 0.000103 | 0 | No equipment cost. | 0 | 0 | 0.28368 | https://www.homedepot.com/p/GreenFiber-All-Borate-Cellulose-Blown-In-Insulation-30-lbs-36-Bags-INS765LD/300584221 | 0.2502 | rate at $50.04/per labor hour, reference: https://www.homewyse.com/costs/cost_of_ceiling_insulation.html, assume 10 hrs for 2000 sq ft : http://www.blownininsulationcost.net/calculating-blown-in-insulation-cost/ | 0.53388 | sq ft |  | 0.53388
Nonequipment | Ceiling Insulation(R12 to R38) | Increased Ceiling Insulation (R-38) | Code-Compliant Ceiling Insulation | Commercial | New | Healthcare | FL Zone 2 | Square feet | 0% | 15.083 | 14.8617 | 0.22128 | 0.014671 | 20 | 4.43e-06 | 9.98e-05 | 0 | No equipment cost. | 0 | 0 | 0.28368 | https://www.homedepot.com/p/GreenFiber-All-Borate-Cellulose-Blown-In-Insulation-30-lbs-36-Bags-INS765LD/300584221 | 0.2502 | rate at $50.04/per labor hour, reference: https://www.homewyse.com/costs/cost_of_ceiling_insulation.html, assume 10 hrs for 2000 sq ft : http://www.blownininsulationcost.net/calculating-blown-in-insulation-cost/ | 0.53388 | sq ft |  | 0.53388
Nonequipment | Ceiling Insulation(R12 to R38) | Increased Ceiling Insulation (R-38) | Code-Compliant Ceiling Insulation | Commercial | New | Hospitals | FL Zone 2 | Square feet | 0% | 81.2975 | 81.0762 | 0.22128 | 0.002722 | 20 | 9.15e-05 | 5.39e-05 | 0 | No equipment cost. | 0 | 0 | 0.28368 | https://www.homedepot.com/p/GreenFiber-All-Borate-Cellulose-Blown-In-Insulation-30-lbs-36-Bags-INS765LD/300584221 | 0.2502 | rate at $50.04/per labor hour, reference: https://www.homewyse.com/costs/cost_of_ceiling_insulation.html, assume 10 hrs for 2000 sq ft : http://www.blownininsulationcost.net/calculating-blown-in-insulation-cost/ | 0.53388 | sq ft |  | 0.53388
Nonequipment | Ceiling Insulation(R12 to R38) | Increased Ceiling Insulation (R-38) | Code-Compliant Ceiling Insulation | Commercial | New | Institutional | FL Zone 2 | Square feet | 0% | 56.2721 | 56.0508 | 0.22128 | 0.003932 | 20 | 4.43e-06 | 9.98e-05 | 0 | No equipment cost. | 0 | 0 | 0.28368 | https://www.homedepot.com/p/GreenFiber-All-Borate-Cellulose-Blown-In-Insulation-30-lbs-36-Bags-INS765LD/300584221 | 0.2502 | rate at $50.04/per labor hour, reference: https://www.homewyse.com/costs/cost_of_ceiling_insulation.html, assume 10 hrs for 2000 sq ft : http://www.blownininsulationcost.net/calculating-blown-in-insulation-cost/ | 0.53388 | sq ft |  | 0.53388
Nonequipment | Ceiling Insulation(R12 to R38) | Increased Ceiling Insulation (R-38) | Code-Compliant Ceiling Insulation | Commercial | New | Lodging/Hospitality | FL Zone 2 | Square feet | 0% | 34.7257 | 34.5044 | 0.22128 | 0.006372 | 20 | 9.15e-05 | 5.39e-05 | 0 | No equipment cost. | 0 | 0 | 0.28368 | https://www.homedepot.com/p/GreenFiber-All-Borate-Cellulose-Blown-In-Insulation-30-lbs-36-Bags-INS765LD/300584221 | 0.2502 | rate at $50.04/per labor hour, reference: https://www.homewyse.com/costs/cost_of_ceiling_insulation.html, assume 10 hrs for 2000 sq ft : http://www.blownininsulationcost.net/calculating-blown-in-insulation-cost/ | 0.53388 | sq ft |  | 0.53388
Nonequipment | Ceiling Insulation(R12 to R38) | Increased Ceiling Insulation (R-38) | Code-Compliant Ceiling Insulation | Commercial | New | Miscellaneous | FL Zone 2 | Square feet | 0% | 107.2344 | 107.0131 | 0.22128 | 0.002063 | 20 | 4.43e-06 | 9.98e-05 | 0 | No equipment cost. | 0 | 0 | 0.28368 | https://www.homedepot.com/p/GreenFiber-All-Borate-Cellulose-Blown-In-Insulation-30-lbs-36-Bags-INS765LD/300584221 | 0.2502 | rate at $50.04/per labor hour, reference: https://www.homewyse.com/costs/cost_of_ceiling_insulation.html, assume 10 hrs for 2000 sq ft : http://www.blownininsulationcost.net/calculating-blown-in-insulation-cost/ | 0.53388 | sq ft |  | 0.53388
Nonequipment | Ceiling Insulation(R12 to R38) | Increased Ceiling Insulation (R-38) | Code-Compliant Ceiling Insulation | Commercial | New | Offices | FL Zone 2 | Square feet | 0% | 58.1979 | 57.9766 | 0.22128 | 0.003802 | 20 | 4.43e-06 | 9.98e-05 | 0 | No equipment cost. | 0 | 0 | 0.28368 | https://www.homedepot.com/p/GreenFiber-All-Borate-Cellulose-Blown-In-Insulation-30-lbs-36-Bags-INS765LD/300584221 | 0.2502 | rate at $50.04/per labor hour, reference: https://www.homewyse.com/costs/cost_of_ceiling_insulation.html, assume 10 hrs for 2000 sq ft : http://www.blownininsulationcost.net/calculating-blown-in-insulation-cost/ | 0.53388 | sq ft |  | 0.53388
Nonequipment | Ceiling Insulation(R12 to R38) | Increased Ceiling Insulation (R-38) | Code-Compliant Ceiling Insulation | Commercial | New | Restaurants | FL Zone 2 | Square feet | 0% | 31.354 | 31.1327 | 0.22128 | 0.007057 | 20 | 4.52e-05 | 0.000103 | 0 | No equipment cost. | 0 | 0 | 0.28368 | https://www.homedepot.com/p/GreenFiber-All-Borate-Cellulose-Blown-In-Insulation-30-lbs-36-Bags-INS765LD/300584221 | 0.2502 | rate at $50.04/per labor hour, reference: https://www.homewyse.com/costs/cost_of_ceiling_insulation.html, assume 10 hrs for 2000 sq ft : http://www.blownininsulationcost.net/calculating-blown-in-insulation-cost/ | 0.53388 | sq ft |  | 0.53388
Nonequipment | Ceiling Insulation(R12 to R38) | Increased Ceiling Insulation (R-38) | Code-Compliant Ceiling Insulation | Commercial | New | Retail | FL Zone 2 | Square feet | 0% | 5.9824 | 5.7611 | 0.22128 | 0.036988 | 20 | 4.52e-05 | 0.000103 | 0 | No equipment cost. | 0 | 0 | 0.28368 | https://www.homedepot.com/p/GreenFiber-All-Borate-Cellulose-Blown-In-Insulation-30-lbs-36-Bags-INS765LD/300584221 | 0.2502 | rate at $50.04/per labor hour, reference: https://www.homewyse.com/costs/cost_of_ceiling_insulation.html, assume 10 hrs for 2000 sq ft : http://www.blownininsulationcost.net/calculating-blown-in-insulation-cost/ | 0.53388 | sq ft |  | 0.53388
Nonequipment | Ceiling Insulation(R12 to R38) | Increased Ceiling Insulation (R-38) | Code-Compliant Ceiling Insulation | Commercial | New | Schools K-12 | FL Zone 2 | Square feet | 0% | 5.1058 | 4.8845 | 0.22128 | 0.043339 | 20 | 4.43e-06 | 9.98e-05 | 0 | No equipment cost. | 0 | 0 | 0.28368 | https://www.homedepot.com/p/GreenFiber-All-Borate-Cellulose-Blown-In-Insulation-30-lbs-36-Bags-INS765LD/300584221 | 0.2502 | rate at $50.04/per labor hour, reference: https://www.homewyse.com/costs/cost_of_ceiling_insulation.html, assume 10 hrs for 2000 sq ft : http://www.blownininsulationcost.net/calculating-blown-in-insulation-cost/ | 0.53388 | sq ft |  | 0.53388
Nonequipment | Ceiling Insulation(R12 to R38) | Increased Ceiling Insulation (R-38) | Code-Compliant Ceiling Insulation | Commercial | New | Warehouse | FL Zone 2 | Square feet | 0% | 1.4026 | 1.1813 | 0.22128 | 0.15777 | 20 | 2.51e-05 | 4.48e-05 | 0 | No equipment cost. | 0 | 0 | 0.28368 | https://www.homedepot.com/p/GreenFiber-All-Borate-Cellulose-Blown-In-Insulation-30-lbs-36-Bags-INS765LD/300584221 | 0.2502 | rate at $50.04/per labor hour, reference: https://www.homewyse.com/costs/cost_of_ceiling_insulation.html, assume 10 hrs for 2000 sq ft : http://www.blownininsulationcost.net/calculating-blown-in-insulation-cost/ | 0.53388 | sq ft |  | 0.53388
Nonequipment | Ceiling Insulation(R19 to R38) | Increased Ceiling Insulation (R-38) | Market Average Existing Ceiling Insulation | Commercial | Existing | Assembly | FL Zone 2 | Square feet | 0% | 3.7877 | 3.6813 | 0.10635 | 0.028077 | 20 | 2.13e-06 | 4.8e-05 | 0 | No equipment cost. | 0 | 0 | 0.20731 | https://www.homedepot.com/p/GreenFiber-All-Borate-Cellulose-Blown-In-Insulation-30-lbs-36-Bags-INS765LD/300584221 | 0.2502 | rate at $50.04/per labor hour, reference: https://www.homewyse.com/costs/cost_of_ceiling_insulation.html, assume 10 hrs for 2000 sq ft : http://www.blownininsulationcost.net/calculating-blown-in-insulation-cost/ | 0.45751 | sq ft |  | 0.45751
Nonequipment | Ceiling Insulation(R19 to R38) | Increased Ceiling Insulation (R-38) | Market Average Existing Ceiling Insulation | Commercial | Existing | College and University | FL Zone 2 | Square feet | 0% | 11.0507 | 10.9443 | 0.10635 | 0.009624 | 20 | 4.4e-05 | 2.59e-05 | 0 | No equipment cost. | 0 | 0 | 0.20731 | https://www.homedepot.com/p/GreenFiber-All-Borate-Cellulose-Blown-In-Insulation-30-lbs-36-Bags-INS765LD/300584221 | 0.2502 | rate at $50.04/per labor hour, reference: https://www.homewyse.com/costs/cost_of_ceiling_insulation.html, assume 10 hrs for 2000 sq ft : http://www.blownininsulationcost.net/calculating-blown-in-insulation-cost/ | 0.45751 | sq ft |  | 0.45751
Nonequipment | Ceiling Insulation(R19 to R38) | Increased Ceiling Insulation (R-38) | Market Average Existing Ceiling Insulation | Commercial | Existing | Grocery | FL Zone 2 | Square feet | 0% | 31.0105 | 30.9041 | 0.10635 | 0.003429 | 20 | 2.17e-05 | 4.96e-05 | 0 | No equipment cost. | 0 | 0 | 0.20731 | https://www.homedepot.com/p/GreenFiber-All-Borate-Cellulose-Blown-In-Insulation-30-lbs-36-Bags-INS765LD/300584221 | 0.2502 | rate at $50.04/per labor hour, reference: https://www.homewyse.com/costs/cost_of_ceiling_insulation.html, assume 10 hrs for 2000 sq ft : http://www.blownininsulationcost.net/calculating-blown-in-insulation-cost/ | 0.45751 | sq ft |  | 0.45751
Nonequipment | Ceiling Insulation(R19 to R38) | Increased Ceiling Insulation (R-38) | Market Average Existing Ceiling Insulation | Commercial | Existing | Healthcare | FL Zone 2 | Square feet | 23% | 15.083 | 14.9766 | 0.10635 | 0.007051 | 20 | 2.13e-06 | 4.8e-05 | 0 | No equipment cost. | 0 | 0 | 0.20731 | https://www.homedepot.com/p/GreenFiber-All-Borate-Cellulose-Blown-In-Insulation-30-lbs-36-Bags-INS765LD/300584221 | 0.2502 | rate at $50.04/per labor hour, reference: https://www.homewyse.com/costs/cost_of_ceiling_insulation.html, assume 10 hrs for 2000 sq ft : http://www.blownininsulationcost.net/calculating-blown-in-insulation-cost/ | 0.45751 | sq ft |  | 0.45751
Nonequipment | Ceiling Insulation(R19 to R38) | Increased Ceiling Insulation (R-38) | Market Average Existing Ceiling Insulation | Commercial | Existing | Hospitals | FL Zone 2 | Square feet | 0% | 81.2975 | 81.1911 | 0.10635 | 0.001308 | 20 | 4.4e-05 | 2.59e-05 | 0 | No equipment cost. | 0 | 0 | 0.20731 | https://www.homedepot.com/p/GreenFiber-All-Borate-Cellulose-Blown-In-Insulation-30-lbs-36-Bags-INS765LD/300584221 | 0.2502 | rate at $50.04/per labor hour, reference: https://www.homewyse.com/costs/cost_of_ceiling_insulation.html, assume 10 hrs for 2000 sq ft : http://www.blownininsulationcost.net/calculating-blown-in-insulation-cost/ | 0.45751 | sq ft |  | 0.45751
Nonequipment | Ceiling Insulation(R19 to R38) | Increased Ceiling Insulation (R-38) | Market Average Existing Ceiling Insulation | Commercial | Existing | Institutional | FL Zone 2 | Square feet | 0% | 56.2721 | 56.1658 | 0.10635 | 0.00189 | 20 | 2.13e-06 | 4.8e-05 | 0 | No equipment cost. | 0 | 0 | 0.20731 | https://www.homedepot.com/p/GreenFiber-All-Borate-Cellulose-Blown-In-Insulation-30-lbs-36-Bags-INS765LD/300584221 | 0.2502 | rate at $50.04/per labor hour, reference: https://www.homewyse.com/costs/cost_of_ceiling_insulation.html, assume 10 hrs for 2000 sq ft : http://www.blownininsulationcost.net/calculating-blown-in-insulation-cost/ | 0.45751 | sq ft |  | 0.45751
Nonequipment | Ceiling Insulation(R19 to R38) | Increased Ceiling Insulation (R-38) | Market Average Existing Ceiling Insulation | Commercial | Existing | Lodging/Hospitality | FL Zone 2 | Square feet | 0% | 34.7257 | 34.6194 | 0.10635 | 0.003063 | 20 | 4.4e-05 | 2.59e-05 | 0 | No equipment cost. | 0 | 0 | 0.20731 | https://www.homedepot.com/p/GreenFiber-All-Borate-Cellulose-Blown-In-Insulation-30-lbs-36-Bags-INS765LD/300584221 | 0.2502 | rate at $50.04/per labor hour, reference: https://www.homewyse.com/costs/cost_of_ceiling_insulation.html, assume 10 hrs for 2000 sq ft : http://www.blownininsulationcost.net/calculating-blown-in-insulation-cost/ | 0.45751 | sq ft |  | 0.45751
Nonequipment | Ceiling Insulation(R19 to R38) | Increased Ceiling Insulation (R-38) | Market Average Existing Ceiling Insulation | Commercial | Existing | Miscellaneous | FL Zone 2 | Square feet | 0% | 107.2344 | 107.1281 | 0.10635 | 0.000992 | 20 | 2.13e-06 | 4.8e-05 | 0 | No equipment cost. | 0 | 0 | 0.20731 | https://www.homedepot.com/p/GreenFiber-All-Borate-Cellulose-Blown-In-Insulation-30-lbs-36-Bags-INS765LD/300584221 | 0.2502 | rate at $50.04/per labor hour, reference: https://www.homewyse.com/costs/cost_of_ceiling_insulation.html, assume 10 hrs for 2000 sq ft : http://www.blownininsulationcost.net/calculating-blown-in-insulation-cost/ | 0.45751 | sq ft |  | 0.45751
Nonequipment | Ceiling Insulation(R19 to R38) | Increased Ceiling Insulation (R-38) | Market Average Existing Ceiling Insulation | Commercial | Existing | Offices | FL Zone 2 | Square feet | 23% | 58.1979 | 58.0915 | 0.10635 | 0.001827 | 20 | 2.13e-06 | 4.8e-05 | 0 | No equipment cost. | 0 | 0 | 0.20731 | https://www.homedepot.com/p/GreenFiber-All-Borate-Cellulose-Blown-In-Insulation-30-lbs-36-Bags-INS765LD/300584221 | 0.2502 | rate at $50.04/per labor hour, reference: https://www.homewyse.com/costs/cost_of_ceiling_insulation.html, assume 10 hrs for 2000 sq ft : http://www.blownininsulationcost.net/calculating-blown-in-insulation-cost/ | 0.45751 | sq ft |  | 0.45751
Nonequipment | Ceiling Insulation(R19 to R38) | Increased Ceiling Insulation (R-38) | Market Average Existing Ceiling Insulation | Commercial | Existing | Restaurants | FL Zone 2 | Square feet | 0% | 31.354 | 31.2476 | 0.10635 | 0.003392 | 20 | 2.17e-05 | 4.96e-05 | 0 | No equipment cost. | 0 | 0 | 0.20731 | https://www.homedepot.com/p/GreenFiber-All-Borate-Cellulose-Blown-In-Insulation-30-lbs-36-Bags-INS765LD/300584221 | 0.2502 | rate at $50.04/per labor hour, reference: https://www.homewyse.com/costs/cost_of_ceiling_insulation.html, assume 10 hrs for 2000 sq ft : http://www.blownininsulationcost.net/calculating-blown-in-insulation-cost/ | 0.45751 | sq ft |  | 0.45751
Nonequipment | Ceiling Insulation(R19 to R38) | Increased Ceiling Insulation (R-38) | Market Average Existing Ceiling Insulation | Commercial | Existing | Retail | FL Zone 2 | Square feet | 0% | 5.9824 | 5.876 | 0.10635 | 0.017777 | 20 | 2.17e-05 | 4.96e-05 | 0 | No equipment cost. | 0 | 0 | 0.20731 | https://www.homedepot.com/p/GreenFiber-All-Borate-Cellulose-Blown-In-Insulation-30-lbs-36-Bags-INS765LD/300584221 | 0.2502 | rate at $50.04/per labor hour, reference: https://www.homewyse.com/costs/cost_of_ceiling_insulation.html, assume 10 hrs for 2000 sq ft : http://www.blownininsulationcost.net/calculating-blown-in-insulation-cost/ | 0.45751 | sq ft |  | 0.45751
Nonequipment | Ceiling Insulation(R19 to R38) | Increased Ceiling Insulation (R-38) | Market Average Existing Ceiling Insulation | Commercial | Existing | Schools K-12 | FL Zone 2 | Square feet | 0% | 5.1058 | 4.9994 | 0.10635 | 0.020829 | 20 | 2.13e-06 | 4.8e-05 | 0 | No equipment cost. | 0 | 0 | 0.20731 | https://www.homedepot.com/p/GreenFiber-All-Borate-Cellulose-Blown-In-Insulation-30-lbs-36-Bags-INS765LD/300584221 | 0.2502 | rate at $50.04/per labor hour, reference: https://www.homewyse.com/costs/cost_of_ceiling_insulation.html, assume 10 hrs for 2000 sq ft : http://www.blownininsulationcost.net/calculating-blown-in-insulation-cost/ | 0.45751 | sq ft |  | 0.45751
Nonequipment | Ceiling Insulation(R19 to R38) | Increased Ceiling Insulation (R-38) | Market Average Existing Ceiling Insulation | Commercial | Existing | Warehouse | FL Zone 2 | Square feet | 0% | 1.4026 | 1.2962 | 0.10635 | 0.075825 | 20 | 1.21e-05 | 2.15e-05 | 0 | No equipment cost. | 0 | 0 | 0.20731 | https://www.homedepot.com/p/GreenFiber-All-Borate-Cellulose-Blown-In-Insulation-30-lbs-36-Bags-INS765LD/300584221 | 0.2502 | rate at $50.04/per labor hour, reference: https://www.homewyse.com/costs/cost_of_ceiling_insulation.html, assume 10 hrs for 2000 sq ft : http://www.blownininsulationcost.net/calculating-blown-in-insulation-cost/ | 0.45751 | sq ft |  | 0.45751
Nonequipment | Ceiling Insulation(R19 to R38) | Increased Ceiling Insulation (R-38) | Code-Compliant Ceiling Insulation | Commercial | New | Assembly | FL Zone 2 | Square feet | 0% | 3.7877 | 3.6856 | 0.10213 | 0.026963 | 20 | 2.04e-06 | 4.61e-05 | 0 | No equipment cost. | 0 | 0 | 0.20731 | https://www.homedepot.com/p/GreenFiber-All-Borate-Cellulose-Blown-In-Insulation-30-lbs-36-Bags-INS765LD/300584221 | 0.2502 | rate at $50.04/per labor hour, reference: https://www.homewyse.com/costs/cost_of_ceiling_insulation.html, assume 10 hrs for 2000 sq ft : http://www.blownininsulationcost.net/calculating-blown-in-insulation-cost/ | 0.45751 | sq ft |  | 0.45751
Nonequipment | Ceiling Insulation(R19 to R38) | Increased Ceiling Insulation (R-38) | Code-Compliant Ceiling Insulation | Commercial | New | College and University | FL Zone 2 | Square feet | 0% | 11.0507 | 10.9485 | 0.10213 | 0.009242 | 20 | 4.22e-05 | 2.49e-05 | 0 | No equipment cost. | 0 | 0 | 0.20731 | https://www.homedepot.com/p/GreenFiber-All-Borate-Cellulose-Blown-In-Insulation-30-lbs-36-Bags-INS765LD/300584221 | 0.2502 | rate at $50.04/per labor hour, reference: https://www.homewyse.com/costs/cost_of_ceiling_insulation.html, assume 10 hrs for 2000 sq ft : http://www.blownininsulationcost.net/calculating-blown-in-insulation-cost/ | 0.45751 | sq ft |  | 0.45751
Nonequipment | Ceiling Insulation(R19 to R38) | Increased Ceiling Insulation (R-38) | Code-Compliant Ceiling Insulation | Commercial | New | Grocery | FL Zone 2 | Square feet | 0% | 31.0105 | 30.9084 | 0.10213 | 0.003293 | 20 | 2.08e-05 | 4.77e-05 | 0 | No equipment cost. | 0 | 0 | 0.20731 | https://www.homedepot.com/p/GreenFiber-All-Borate-Cellulose-Blown-In-Insulation-30-lbs-36-Bags-INS765LD/300584221 | 0.2502 | rate at $50.04/per labor hour, reference: https://www.homewyse.com/costs/cost_of_ceiling_insulation.html, assume 10 hrs for 2000 sq ft : http://www.blownininsulationcost.net/calculating-blown-in-insulation-cost/ | 0.45751 | sq ft |  | 0.45751
Nonequipment | Ceiling Insulation(R19 to R38) | Increased Ceiling Insulation (R-38) | Code-Compliant Ceiling Insulation | Commercial | New | Healthcare | FL Zone 2 | Square feet | 0% | 15.083 | 14.9808 | 0.10213 | 0.006771 | 20 | 2.04e-06 | 4.61e-05 | 0 | No equipment cost. | 0 | 0 | 0.20731 | https://www.homedepot.com/p/GreenFiber-All-Borate-Cellulose-Blown-In-Insulation-30-lbs-36-Bags-INS765LD/300584221 | 0.2502 | rate at $50.04/per labor hour, reference: https://www.homewyse.com/costs/cost_of_ceiling_insulation.html, assume 10 hrs for 2000 sq ft : http://www.blownininsulationcost.net/calculating-blown-in-insulation-cost/ | 0.45751 | sq ft |  | 0.45751
Nonequipment | Ceiling Insulation(R19 to R38) | Increased Ceiling Insulation (R-38) | Code-Compliant Ceiling Insulation | Commercial | New | Hospitals | FL Zone 2 | Square feet | 0% | 81.2975 | 81.1954 | 0.10213 | 0.001256 | 20 | 4.22e-05 | 2.49e-05 | 0 | No equipment cost. | 0 | 0 | 0.20731 | https://www.homedepot.com/p/GreenFiber-All-Borate-Cellulose-Blown-In-Insulation-30-lbs-36-Bags-INS765LD/300584221 | 0.2502 | rate at $50.04/per labor hour, reference: https://www.homewyse.com/costs/cost_of_ceiling_insulation.html, assume 10 hrs for 2000 sq ft : http://www.blownininsulationcost.net/calculating-blown-in-insulation-cost/ | 0.45751 | sq ft |  | 0.45751
Nonequipment | Ceiling Insulation(R19 to R38) | Increased Ceiling Insulation (R-38) | Code-Compliant Ceiling Insulation | Commercial | New | Institutional | FL Zone 2 | Square feet | 0% | 56.2721 | 56.17 | 0.10213 | 0.001815 | 20 | 2.04e-06 | 4.61e-05 | 0 | No equipment cost. | 0 | 0 | 0.20731 | https://www.homedepot.com/p/GreenFiber-All-Borate-Cellulose-Blown-In-Insulation-30-lbs-36-Bags-INS765LD/300584221 | 0.2502 | rate at $50.04/per labor hour, reference: https://www.homewyse.com/costs/cost_of_ceiling_insulation.html, assume 10 hrs for 2000 sq ft : http://www.blownininsulationcost.net/calculating-blown-in-insulation-cost/ | 0.45751 | sq ft |  | 0.45751
Nonequipment | Ceiling Insulation(R19 to R38) | Increased Ceiling Insulation (R-38) | Code-Compliant Ceiling Insulation | Commercial | New | Lodging/Hospitality | FL Zone 2 | Square feet | 0% | 34.7257 | 34.6236 | 0.10213 | 0.002941 | 20 | 4.22e-05 | 2.49e-05 | 0 | No equipment cost. | 0 | 0 | 0.20731 | https://www.homedepot.com/p/GreenFiber-All-Borate-Cellulose-Blown-In-Insulation-30-lbs-36-Bags-INS765LD/300584221 | 0.2502 | rate at $50.04/per labor hour, reference: https://www.homewyse.com/costs/cost_of_ceiling_insulation.html, assume 10 hrs for 2000 sq ft : http://www.blownininsulationcost.net/calculating-blown-in-insulation-cost/ | 0.45751 | sq ft |  | 0.45751
Nonequipment | Ceiling Insulation(R19 to R38) | Increased Ceiling Insulation (R-38) | Code-Compliant Ceiling Insulation | Commercial | New | Miscellaneous | FL Zone 2 | Square feet | 0% | 107.2344 | 107.1323 | 0.10213 | 0.000952 | 20 | 2.04e-06 | 4.61e-05 | 0 | No equipment cost. | 0 | 0 | 0.20731 | https://www.homedepot.com/p/GreenFiber-All-Borate-Cellulose-Blown-In-Insulation-30-lbs-36-Bags-INS765LD/300584221 | 0.2502 | rate at $50.04/per labor hour, reference: https://www.homewyse.com/costs/cost_of_ceiling_insulation.html, assume 10 hrs for 2000 sq ft : http://www.blownininsulationcost.net/calculating-blown-in-insulation-cost/ | 0.45751 | sq ft |  | 0.45751
Nonequipment | Ceiling Insulation(R19 to R38) | Increased Ceiling Insulation (R-38) | Code-Compliant Ceiling Insulation | Commercial | New | Offices | FL Zone 2 | Square feet | 0% | 58.1979 | 58.0958 | 0.10213 | 0.001755 | 20 | 2.04e-06 | 4.61e-05 | 0 | No equipment cost. | 0 | 0 | 0.20731 | https://www.homedepot.com/p/GreenFiber-All-Borate-Cellulose-Blown-In-Insulation-30-lbs-36-Bags-INS765LD/300584221 | 0.2502 | rate at $50.04/per labor hour, reference: https://www.homewyse.com/costs/cost_of_ceiling_insulation.html, assume 10 hrs for 2000 sq ft : http://www.blownininsulationcost.net/calculating-blown-in-insulation-cost/ | 0.45751 | sq ft |  | 0.45751
Nonequipment | Ceiling Insulation(R19 to R38) | Increased Ceiling Insulation (R-38) | Code-Compliant Ceiling Insulation | Commercial | New | Restaurants | FL Zone 2 | Square feet | 0% | 31.354 | 31.2518 | 0.10213 | 0.003257 | 20 | 2.08e-05 | 4.77e-05 | 0 | No equipment cost. | 0 | 0 | 0.20731 | https://www.homedepot.com/p/GreenFiber-All-Borate-Cellulose-Blown-In-Insulation-30-lbs-36-Bags-INS765LD/300584221 | 0.2502 | rate at $50.04/per labor hour, reference: https://www.homewyse.com/costs/cost_of_ceiling_insulation.html, assume 10 hrs for 2000 sq ft : http://www.blownininsulationcost.net/calculating-blown-in-insulation-cost/ | 0.45751 | sq ft |  | 0.45751
Nonequipment | Ceiling Insulation(R19 to R38) | Increased Ceiling Insulation (R-38) | Code-Compliant Ceiling Insulation | Commercial | New | Retail | FL Zone 2 | Square feet | 0% | 5.9824 | 5.8802 | 0.10213 | 0.017071 | 20 | 2.08e-05 | 4.77e-05 | 0 | No equipment cost. | 0 | 0 | 0.20731 | https://www.homedepot.com/p/GreenFiber-All-Borate-Cellulose-Blown-In-Insulation-30-lbs-36-Bags-INS765LD/300584221 | 0.2502 | rate at $50.04/per labor hour, reference: https://www.homewyse.com/costs/cost_of_ceiling_insulation.html, assume 10 hrs for 2000 sq ft : http://www.blownininsulationcost.net/calculating-blown-in-insulation-cost/ | 0.45751 | sq ft |  | 0.45751
Nonequipment | Ceiling Insulation(R19 to R38) | Increased Ceiling Insulation (R-38) | Code-Compliant Ceiling Insulation | Commercial | New | Schools K-12 | FL Zone 2 | Square feet | 0% | 5.1058 | 5.0036 | 0.10213 | 0.020002 | 20 | 2.04e-06 | 4.61e-05 | 0 | No equipment cost. | 0 | 0 | 0.20731 | https://www.homedepot.com/p/GreenFiber-All-Borate-Cellulose-Blown-In-Insulation-30-lbs-36-Bags-INS765LD/300584221 | 0.2502 | rate at $50.04/per labor hour, reference: https://www.homewyse.com/costs/cost_of_ceiling_insulation.html, assume 10 hrs for 2000 sq ft : http://www.blownininsulationcost.net/calculating-blown-in-insulation-cost/ | 0.45751 | sq ft |  | 0.45751
Nonequipment | Ceiling Insulation(R19 to R38) | Increased Ceiling Insulation (R-38) | Code-Compliant Ceiling Insulation | Commercial | New | Warehouse | FL Zone 2 | Square feet | 0% | 1.4026 | 1.3004 | 0.10213 | 0.072815 | 20 | 1.16e-05 | 2.07e-05 | 0 | No equipment cost. | 0 | 0 | 0.20731 | https://www.homedepot.com/p/GreenFiber-All-Borate-Cellulose-Blown-In-Insulation-30-lbs-36-Bags-INS765LD/300584221 | 0.2502 | rate at $50.04/per labor hour, reference: https://www.homewyse.com/costs/cost_of_ceiling_insulation.html, assume 10 hrs for 2000 sq ft : http://www.blownininsulationcost.net/calculating-blown-in-insulation-cost/ | 0.45751 | sq ft |  | 0.45751
Nonequipment | Ceiling Insulation(R2 to R38) | Increased Ceiling Insulation (R-38) | Market Average Existing Ceiling Insulation | Commercial | Existing | Assembly | FL Zone 2 | Square feet | 0% | 3.7877 | 2.1226 | 1.6651 | 0.43961 | 20 | 3.33e-05 | 0.000751 | 0 | No equipment cost | 0 | 0 | 0.39279 | https://www.homedepot.com/p/GreenFiber-All-Borate-Cellulose-Blown-In-Insulation-30-lbs-36-Bags-INS765LD/300584221 | 0.2502 | rate at $50.04/per labor hour, reference: https://www.homewyse.com/costs/cost_of_ceiling_insulation.html, assume 10 hrs for 2000 sq ft : http://www.blownininsulationcost.net/calculating-blown-in-insulation-cost/ | 0.64299 | sq ft |  | 0.64299
Nonequipment | Ceiling Insulation(R2 to R38) | Increased Ceiling Insulation (R-38) | Market Average Existing Ceiling Insulation | Commercial | Existing | College and University | FL Zone 2 | Square feet | 0% | 11.0507 | 9.1364 | 1.9143 | 0.17323 | 20 | 0.000792 | 0.000466 | 0 | No equipment cost | 0 | 0 | 0.39279 | https://www.homedepot.com/p/GreenFiber-All-Borate-Cellulose-Blown-In-Insulation-30-lbs-36-Bags-INS765LD/300584221 | 0.2502 | rate at $50.04/per labor hour, reference: https://www.homewyse.com/costs/cost_of_ceiling_insulation.html, assume 10 hrs for 2000 sq ft : http://www.blownininsulationcost.net/calculating-blown-in-insulation-cost/ | 0.64299 | sq ft |  | 0.64299
Nonequipment | Ceiling Insulation(R2 to R38) | Increased Ceiling Insulation (R-38) | Market Average Existing Ceiling Insulation | Commercial | Existing | Grocery | FL Zone 2 | Square feet | 0% | 31.0105 | 29.0962 | 1.9143 | 0.06173 | 20 | 0.000391 | 0.000893 | 0 | No equipment cost | 0 | 0 | 0.39279 | https://www.homedepot.com/p/GreenFiber-All-Borate-Cellulose-Blown-In-Insulation-30-lbs-36-Bags-INS765LD/300584221 | 0.2502 | rate at $50.04/per labor hour, reference: https://www.homewyse.com/costs/cost_of_ceiling_insulation.html, assume 10 hrs for 2000 sq ft : http://www.blownininsulationcost.net/calculating-blown-in-insulation-cost/ | 0.64299 | sq ft |  | 0.64299
Nonequipment | Ceiling Insulation(R2 to R38) | Increased Ceiling Insulation (R-38) | Market Average Existing Ceiling Insulation | Commercial | Existing | Healthcare | FL Zone 2 | Square feet | 46% | 15.083 | 13.1687 | 1.9143 | 0.12692 | 20 | 3.83e-05 | 0.000863 | 0 | No equipment cost | 0 | 0 | 0.39279 | https://www.homedepot.com/p/GreenFiber-All-Borate-Cellulose-Blown-In-Insulation-30-lbs-36-Bags-INS765LD/300584221 | 0.2502 | rate at $50.04/per labor hour, reference: https://www.homewyse.com/costs/cost_of_ceiling_insulation.html, assume 10 hrs for 2000 sq ft : http://www.blownininsulationcost.net/calculating-blown-in-insulation-cost/ | 0.64299 | sq ft |  | 0.64299
Nonequipment | Ceiling Insulation(R2 to R38) | Increased Ceiling Insulation (R-38) | Market Average Existing Ceiling Insulation | Commercial | Existing | Hospitals | FL Zone 2 | Square feet | 0% | 81.2975 | 79.3832 | 1.9143 | 0.023547 | 20 | 0.000792 | 0.000466 | 0 | No equipment cost | 0 | 0 | 0.39279 | https://www.homedepot.com/p/GreenFiber-All-Borate-Cellulose-Blown-In-Insulation-30-lbs-36-Bags-INS765LD/300584221 | 0.2502 | rate at $50.04/per labor hour, reference: https://www.homewyse.com/costs/cost_of_ceiling_insulation.html, assume 10 hrs for 2000 sq ft : http://www.blownininsulationcost.net/calculating-blown-in-insulation-cost/ | 0.64299 | sq ft |  | 0.64299
Nonequipment | Ceiling Insulation(R2 to R38) | Increased Ceiling Insulation (R-38) | Market Average Existing Ceiling Insulation | Commercial | Existing | Institutional | FL Zone 2 | Square feet | 0% | 56.2721 | 54.3578 | 1.9143 | 0.034018 | 20 | 3.83e-05 | 0.000863 | 0 | No equipment cost | 0 | 0 | 0.39279 | https://www.homedepot.com/p/GreenFiber-All-Borate-Cellulose-Blown-In-Insulation-30-lbs-36-Bags-INS765LD/300584221 | 0.2502 | rate at $50.04/per labor hour, reference: https://www.homewyse.com/costs/cost_of_ceiling_insulation.html, assume 10 hrs for 2000 sq ft : http://www.blownininsulationcost.net/calculating-blown-in-insulation-cost/ | 0.64299 | sq ft |  | 0.64299
Nonequipment | Ceiling Insulation(R2 to R38) | Increased Ceiling Insulation (R-38) | Market Average Existing Ceiling Insulation | Commercial | Existing | Lodging/Hospitality | FL Zone 2 | Square feet | 0% | 34.7257 | 32.8114 | 1.9143 | 0.055126 | 20 | 0.000792 | 0.000466 | 0 | No equipment cost | 0 | 0 | 0.39279 | https://www.homedepot.com/p/GreenFiber-All-Borate-Cellulose-Blown-In-Insulation-30-lbs-36-Bags-INS765LD/300584221 | 0.2502 | rate at $50.04/per labor hour, reference: https://www.homewyse.com/costs/cost_of_ceiling_insulation.html, assume 10 hrs for 2000 sq ft : http://www.blownininsulationcost.net/calculating-blown-in-insulation-cost/ | 0.64299 | sq ft |  | 0.64299
Nonequipment | Ceiling Insulation(R2 to R38) | Increased Ceiling Insulation (R-38) | Market Average Existing Ceiling Insulation | Commercial | Existing | Miscellaneous | FL Zone 2 | Square feet | 0% | 107.2344 | 105.3201 | 1.9143 | 0.017851 | 20 | 3.83e-05 | 0.000863 | 0 | No equipment cost | 0 | 0 | 0.39279 | https://www.homedepot.com/p/GreenFiber-All-Borate-Cellulose-Blown-In-Insulation-30-lbs-36-Bags-INS765LD/300584221 | 0.2502 | rate at $50.04/per labor hour, reference: https://www.homewyse.com/costs/cost_of_ceiling_insulation.html, assume 10 hrs for 2000 sq ft : http://www.blownininsulationcost.net/calculating-blown-in-insulation-cost/ | 0.64299 | sq ft |  | 0.64299
Nonequipment | Ceiling Insulation(R2 to R38) | Increased Ceiling Insulation (R-38) | Market Average Existing Ceiling Insulation | Commercial | Existing | Offices | FL Zone 2 | Square feet | 46% | 58.1979 | 56.2836 | 1.9143 | 0.032893 | 20 | 3.83e-05 | 0.000863 | 0 | No equipment cost | 0 | 0 | 0.39279 | https://www.homedepot.com/p/GreenFiber-All-Borate-Cellulose-Blown-In-Insulation-30-lbs-36-Bags-INS765LD/300584221 | 0.2502 | rate at $50.04/per labor hour, reference: https://www.homewyse.com/costs/cost_of_ceiling_insulation.html, assume 10 hrs for 2000 sq ft : http://www.blownininsulationcost.net/calculating-blown-in-insulation-cost/ | 0.64299 | sq ft |  | 0.64299
Nonequipment | Ceiling Insulation(R2 to R38) | Increased Ceiling Insulation (R-38) | Market Average Existing Ceiling Insulation | Commercial | Existing | Restaurants | FL Zone 2 | Square feet | 0% | 31.354 | 29.4397 | 1.9143 | 0.061054 | 20 | 0.000391 | 0.000893 | 0 | No equipment cost | 0 | 0 | 0.39279 | https://www.homedepot.com/p/GreenFiber-All-Borate-Cellulose-Blown-In-Insulation-30-lbs-36-Bags-INS765LD/300584221 | 0.2502 | rate at $50.04/per labor hour, reference: https://www.homewyse.com/costs/cost_of_ceiling_insulation.html, assume 10 hrs for 2000 sq ft : http://www.blownininsulationcost.net/calculating-blown-in-insulation-cost/ | 0.64299 | sq ft |  | 0.64299
Nonequipment | Ceiling Insulation(R2 to R38) | Increased Ceiling Insulation (R-38) | Market Average Existing Ceiling Insulation | Commercial | Existing | Retail | FL Zone 2 | Square feet | 0% | 5.9824 | 4.0681 | 1.9143 | 0.31999 | 20 | 0.000391 | 0.000893 | 0 | No equipment cost | 0 | 0 | 0.39279 | https://www.homedepot.com/p/GreenFiber-All-Borate-Cellulose-Blown-In-Insulation-30-lbs-36-Bags-INS765LD/300584221 | 0.2502 | rate at $50.04/per labor hour, reference: https://www.homewyse.com/costs/cost_of_ceiling_insulation.html, assume 10 hrs for 2000 sq ft : http://www.blownininsulationcost.net/calculating-blown-in-insulation-cost/ | 0.64299 | sq ft |  | 0.64299
Nonequipment | Ceiling Insulation(R2 to R38) | Increased Ceiling Insulation (R-38) | Market Average Existing Ceiling Insulation | Commercial | Existing | Schools K-12 | FL Zone 2 | Square feet | 0% | 5.1058 | 3.2453 | 1.8604 | 0.36438 | 20 | 3.72e-05 | 0.000839 | 0 | No equipment cost | 0 | 0 | 0.39279 | https://www.homedepot.com/p/GreenFiber-All-Borate-Cellulose-Blown-In-Insulation-30-lbs-36-Bags-INS765LD/300584221 | 0.2502 | rate at $50.04/per labor hour, reference: https://www.homewyse.com/costs/cost_of_ceiling_insulation.html, assume 10 hrs for 2000 sq ft : http://www.blownininsulationcost.net/calculating-blown-in-insulation-cost/ | 0.64299 | sq ft |  | 0.64299
Nonequipment | Ceiling Insulation(R2 to R38) | Increased Ceiling Insulation (R-38) | Market Average Existing Ceiling Insulation | Commercial | Existing | Warehouse | FL Zone 2 | Square feet | 0% | 1.4026 | 0.090883 | 1.3117 | 0.9352 | 20 | 0.000149 | 0.000266 | 0 | No equipment cost | 0 | 0 | 0.39279 | https://www.homedepot.com/p/GreenFiber-All-Borate-Cellulose-Blown-In-Insulation-30-lbs-36-Bags-INS765LD/300584221 | 0.2502 | rate at $50.04/per labor hour, reference: https://www.homewyse.com/costs/cost_of_ceiling_insulation.html, assume 10 hrs for 2000 sq ft : http://www.blownininsulationcost.net/calculating-blown-in-insulation-cost/ | 0.64299 | sq ft |  | 0.64299
Nonequipment | Ceiling Insulation(R2 to R38) | Increased Ceiling Insulation (R-38) | Code-Compliant Ceiling Insulation | Commercial | New | Assembly | FL Zone 2 | Square feet | 0% | 3.7877 | 2.1226 | 1.6651 | 0.43961 | 20 | 3.33e-05 | 0.000751 | 0 | No equipment cost | 0 | 0 | 0.39279 | https://www.homedepot.com/p/GreenFiber-All-Borate-Cellulose-Blown-In-Insulation-30-lbs-36-Bags-INS765LD/300584221 | 0.2502 | rate at $50.04/per labor hour, reference: https://www.homewyse.com/costs/cost_of_ceiling_insulation.html, assume 10 hrs for 2000 sq ft : http://www.blownininsulationcost.net/calculating-blown-in-insulation-cost/ | 0.64299 | sq ft |  | 0.64299
Nonequipment | Ceiling Insulation(R2 to R38) | Increased Ceiling Insulation (R-38) | Code-Compliant Ceiling Insulation | Commercial | New | College and University | FL Zone 2 | Square feet | 0% | 11.0507 | 9.2124 | 1.8383 | 0.16635 | 20 | 0.00076 | 0.000448 | 0 | No equipment cost | 0 | 0 | 0.39279 | https://www.homedepot.com/p/GreenFiber-All-Borate-Cellulose-Blown-In-Insulation-30-lbs-36-Bags-INS765LD/300584221 | 0.2502 | rate at $50.04/per labor hour, reference: https://www.homewyse.com/costs/cost_of_ceiling_insulation.html, assume 10 hrs for 2000 sq ft : http://www.blownininsulationcost.net/calculating-blown-in-insulation-cost/ | 0.64299 | sq ft |  | 0.64299
Nonequipment | Ceiling Insulation(R2 to R38) | Increased Ceiling Insulation (R-38) | Code-Compliant Ceiling Insulation | Commercial | New | Grocery | FL Zone 2 | Square feet | 0% | 31.0105 | 29.1722 | 1.8383 | 0.05928 | 20 | 0.000375 | 0.000858 | 0 | No equipment cost | 0 | 0 | 0.39279 | https://www.homedepot.com/p/GreenFiber-All-Borate-Cellulose-Blown-In-Insulation-30-lbs-36-Bags-INS765LD/300584221 | 0.2502 | rate at $50.04/per labor hour, reference: https://www.homewyse.com/costs/cost_of_ceiling_insulation.html, assume 10 hrs for 2000 sq ft : http://www.blownininsulationcost.net/calculating-blown-in-insulation-cost/ | 0.64299 | sq ft |  | 0.64299
Nonequipment | Ceiling Insulation(R2 to R38) | Increased Ceiling Insulation (R-38) | Code-Compliant Ceiling Insulation | Commercial | New | Healthcare | FL Zone 2 | Square feet | 0% | 15.083 | 13.2447 | 1.8383 | 0.12188 | 20 | 3.68e-05 | 0.000829 | 0 | No equipment cost | 0 | 0 | 0.39279 | https://www.homedepot.com/p/GreenFiber-All-Borate-Cellulose-Blown-In-Insulation-30-lbs-36-Bags-INS765LD/300584221 | 0.2502 | rate at $50.04/per labor hour, reference: https://www.homewyse.com/costs/cost_of_ceiling_insulation.html, assume 10 hrs for 2000 sq ft : http://www.blownininsulationcost.net/calculating-blown-in-insulation-cost/ | 0.64299 | sq ft |  | 0.64299
Nonequipment | Ceiling Insulation(R2 to R38) | Increased Ceiling Insulation (R-38) | Code-Compliant Ceiling Insulation | Commercial | New | Hospitals | FL Zone 2 | Square feet | 0% | 81.2975 | 79.4592 | 1.8383 | 0.022612 | 20 | 0.00076 | 0.000448 | 0 | No equipment cost | 0 | 0 | 0.39279 | https://www.homedepot.com/p/GreenFiber-All-Borate-Cellulose-Blown-In-Insulation-30-lbs-36-Bags-INS765LD/300584221 | 0.2502 | rate at $50.04/per labor hour, reference: https://www.homewyse.com/costs/cost_of_ceiling_insulation.html, assume 10 hrs for 2000 sq ft : http://www.blownininsulationcost.net/calculating-blown-in-insulation-cost/ | 0.64299 | sq ft |  | 0.64299
Nonequipment | Ceiling Insulation(R2 to R38) | Increased Ceiling Insulation (R-38) | Code-Compliant Ceiling Insulation | Commercial | New | Institutional | FL Zone 2 | Square feet | 0% | 56.2721 | 54.4338 | 1.8383 | 0.032668 | 20 | 3.68e-05 | 0.000829 | 0 | No equipment cost | 0 | 0 | 0.39279 | https://www.homedepot.com/p/GreenFiber-All-Borate-Cellulose-Blown-In-Insulation-30-lbs-36-Bags-INS765LD/300584221 | 0.2502 | rate at $50.04/per labor hour, reference: https://www.homewyse.com/costs/cost_of_ceiling_insulation.html, assume 10 hrs for 2000 sq ft : http://www.blownininsulationcost.net/calculating-blown-in-insulation-cost/ | 0.64299 | sq ft |  | 0.64299
Nonequipment | Ceiling Insulation(R2 to R38) | Increased Ceiling Insulation (R-38) | Code-Compliant Ceiling Insulation | Commercial | New | Lodging/Hospitality | FL Zone 2 | Square feet | 0% | 34.7257 | 32.8874 | 1.8383 | 0.052938 | 20 | 0.00076 | 0.000448 | 0 | No equipment cost | 0 | 0 | 0.39279 | https://www.homedepot.com/p/GreenFiber-All-Borate-Cellulose-Blown-In-Insulation-30-lbs-36-Bags-INS765LD/300584221 | 0.2502 | rate at $50.04/per labor hour, reference: https://www.homewyse.com/costs/cost_of_ceiling_insulation.html, assume 10 hrs for 2000 sq ft : http://www.blownininsulationcost.net/calculating-blown-in-insulation-cost/ | 0.64299 | sq ft |  | 0.64299
Nonequipment | Ceiling Insulation(R2 to R38) | Increased Ceiling Insulation (R-38) | Code-Compliant Ceiling Insulation | Commercial | New | Miscellaneous | FL Zone 2 | Square feet | 0% | 107.2344 | 105.3961 | 1.8383 | 0.017143 | 20 | 3.68e-05 | 0.000829 | 0 | No equipment cost | 0 | 0 | 0.39279 | https://www.homedepot.com/p/GreenFiber-All-Borate-Cellulose-Blown-In-Insulation-30-lbs-36-Bags-INS765LD/300584221 | 0.2502 | rate at $50.04/per labor hour, reference: https://www.homewyse.com/costs/cost_of_ceiling_insulation.html, assume 10 hrs for 2000 sq ft : http://www.blownininsulationcost.net/calculating-blown-in-insulation-cost/ | 0.64299 | sq ft |  | 0.64299
Nonequipment | Ceiling Insulation(R2 to R38) | Increased Ceiling Insulation (R-38) | Code-Compliant Ceiling Insulation | Commercial | New | Offices | FL Zone 2 | Square feet | 0% | 58.1979 | 56.3596 | 1.8383 | 0.031587 | 20 | 3.68e-05 | 0.000829 | 0 | No equipment cost | 0 | 0 | 0.39279 | https://www.homedepot.com/p/GreenFiber-All-Borate-Cellulose-Blown-In-Insulation-30-lbs-36-Bags-INS765LD/300584221 | 0.2502 | rate at $50.04/per labor hour, reference: https://www.homewyse.com/costs/cost_of_ceiling_insulation.html, assume 10 hrs for 2000 sq ft : http://www.blownininsulationcost.net/calculating-blown-in-insulation-cost/ | 0.64299 | sq ft |  | 0.64299
Nonequipment | Ceiling Insulation(R2 to R38) | Increased Ceiling Insulation (R-38) | Code-Compliant Ceiling Insulation | Commercial | New | Restaurants | FL Zone 2 | Square feet | 0% | 31.354 | 29.5157 | 1.8383 | 0.05863 | 20 | 0.000375 | 0.000858 | 0 | No equipment cost | 0 | 0 | 0.39279 | https://www.homedepot.com/p/GreenFiber-All-Borate-Cellulose-Blown-In-Insulation-30-lbs-36-Bags-INS765LD/300584221 | 0.2502 | rate at $50.04/per labor hour, reference: https://www.homewyse.com/costs/cost_of_ceiling_insulation.html, assume 10 hrs for 2000 sq ft : http://www.blownininsulationcost.net/calculating-blown-in-insulation-cost/ | 0.64299 | sq ft |  | 0.64299
Nonequipment | Ceiling Insulation(R2 to R38) | Increased Ceiling Insulation (R-38) | Code-Compliant Ceiling Insulation | Commercial | New | Retail | FL Zone 2 | Square feet | 0% | 5.9824 | 4.1441 | 1.8383 | 0.30729 | 20 | 0.000375 | 0.000858 | 0 | No equipment cost | 0 | 0 | 0.39279 | https://www.homedepot.com/p/GreenFiber-All-Borate-Cellulose-Blown-In-Insulation-30-lbs-36-Bags-INS765LD/300584221 | 0.2502 | rate at $50.04/per labor hour, reference: https://www.homewyse.com/costs/cost_of_ceiling_insulation.html, assume 10 hrs for 2000 sq ft : http://www.blownininsulationcost.net/calculating-blown-in-insulation-cost/ | 0.64299 | sq ft |  | 0.64299
Nonequipment | Ceiling Insulation(R2 to R38) | Increased Ceiling Insulation (R-38) | Code-Compliant Ceiling Insulation | Commercial | New | Schools K-12 | FL Zone 2 | Square feet | 0% | 5.1058 | 3.2675 | 1.8383 | 0.36004 | 20 | 3.68e-05 | 0.000829 | 0 | No equipment cost | 0 | 0 | 0.39279 | https://www.homedepot.com/p/GreenFiber-All-Borate-Cellulose-Blown-In-Insulation-30-lbs-36-Bags-INS765LD/300584221 | 0.2502 | rate at $50.04/per labor hour, reference: https://www.homewyse.com/costs/cost_of_ceiling_insulation.html, assume 10 hrs for 2000 sq ft : http://www.blownininsulationcost.net/calculating-blown-in-insulation-cost/ | 0.64299 | sq ft |  | 0.64299
Nonequipment | Ceiling Insulation(R2 to R38) | Increased Ceiling Insulation (R-38) | Code-Compliant Ceiling Insulation | Commercial | New | Warehouse | FL Zone 2 | Square feet | 0% | 1.4026 | 0.090883 | 1.3117 | 0.9352 | 20 | 0.000149 | 0.000266 | 0 | No equipment cost | 0 | 0 | 0.39279 | https://www.homedepot.com/p/GreenFiber-All-Borate-Cellulose-Blown-In-Insulation-30-lbs-36-Bags-INS765LD/300584221 | 0.2502 | rate at $50.04/per labor hour, reference: https://www.homewyse.com/costs/cost_of_ceiling_insulation.html, assume 10 hrs for 2000 sq ft : http://www.blownininsulationcost.net/calculating-blown-in-insulation-cost/ | 0.64299 | sq ft |  | 0.64299
Nonequipment | Ceiling Insulation(R30 to R38) | Increased Ceiling Insulation (R-38) | Market Average Existing Ceiling Insulation | Commercial | Existing | Assembly | FL Zone 2 | Square feet | 0% | 3.7877 | 3.7593 | 0.02836 | 0.007487 | 20 | 5.67e-07 | 1.28e-05 | 0 | No equipment cost. | 0 | 0 | 0.098197 | https://www.homedepot.com/p/GreenFiber-All-Borate-Cellulose-Blown-In-Insulation-30-lbs-36-Bags-INS765LD/300584221 | 0.2502 | rate at $50.04/per labor hour, reference: https://www.homewyse.com/costs/cost_of_ceiling_insulation.html, assume 10 hrs for 2000 sq ft : http://www.blownininsulationcost.net/calculating-blown-in-insulation-cost/ | 0.3484 | sq ft |  | 0.3484
Nonequipment | Ceiling Insulation(R30 to R38) | Increased Ceiling Insulation (R-38) | Market Average Existing Ceiling Insulation | Commercial | Existing | College and University | FL Zone 2 | Square feet | 0% | 11.0507 | 11.0223 | 0.02836 | 0.002566 | 20 | 1.17e-05 | 6.91e-06 | 0 | No equipment cost. | 0 | 0 | 0.098197 | https://www.homedepot.com/p/GreenFiber-All-Borate-Cellulose-Blown-In-Insulation-30-lbs-36-Bags-INS765LD/300584221 | 0.2502 | rate at $50.04/per labor hour, reference: https://www.homewyse.com/costs/cost_of_ceiling_insulation.html, assume 10 hrs for 2000 sq ft : http://www.blownininsulationcost.net/calculating-blown-in-insulation-cost/ | 0.3484 | sq ft |  | 0.3484
Nonequipment | Ceiling Insulation(R30 to R38) | Increased Ceiling Insulation (R-38) | Market Average Existing Ceiling Insulation | Commercial | Existing | Grocery | FL Zone 2 | Square feet | 0% | 31.0105 | 30.9821 | 0.02836 | 0.000915 | 20 | 5.79e-06 | 1.32e-05 | 0 | No equipment cost. | 0 | 0 | 0.098197 | https://www.homedepot.com/p/GreenFiber-All-Borate-Cellulose-Blown-In-Insulation-30-lbs-36-Bags-INS765LD/300584221 | 0.2502 | rate at $50.04/per labor hour, reference: https://www.homewyse.com/costs/cost_of_ceiling_insulation.html, assume 10 hrs for 2000 sq ft : http://www.blownininsulationcost.net/calculating-blown-in-insulation-cost/ | 0.3484 | sq ft |  | 0.3484
Nonequipment | Ceiling Insulation(R30 to R38) | Increased Ceiling Insulation (R-38) | Market Average Existing Ceiling Insulation | Commercial | Existing | Healthcare | FL Zone 2 | Square feet | 11% | 15.083 | 15.0546 | 0.02836 | 0.00188 | 20 | 5.67e-07 | 1.28e-05 | 0 | No equipment cost. | 0 | 0 | 0.098197 | https://www.homedepot.com/p/GreenFiber-All-Borate-Cellulose-Blown-In-Insulation-30-lbs-36-Bags-INS765LD/300584221 | 0.2502 | rate at $50.04/per labor hour, reference: https://www.homewyse.com/costs/cost_of_ceiling_insulation.html, assume 10 hrs for 2000 sq ft : http://www.blownininsulationcost.net/calculating-blown-in-insulation-cost/ | 0.3484 | sq ft |  | 0.3484
Nonequipment | Ceiling Insulation(R30 to R38) | Increased Ceiling Insulation (R-38) | Market Average Existing Ceiling Insulation | Commercial | Existing | Hospitals | FL Zone 2 | Square feet | 0% | 81.2975 | 81.2691 | 0.02836 | 0.000349 | 20 | 1.17e-05 | 6.91e-06 | 0 | No equipment cost. | 0 | 0 | 0.098197 | https://www.homedepot.com/p/GreenFiber-All-Borate-Cellulose-Blown-In-Insulation-30-lbs-36-Bags-INS765LD/300584221 | 0.2502 | rate at $50.04/per labor hour, reference: https://www.homewyse.com/costs/cost_of_ceiling_insulation.html, assume 10 hrs for 2000 sq ft : http://www.blownininsulationcost.net/calculating-blown-in-insulation-cost/ | 0.3484 | sq ft |  | 0.3484
Nonequipment | Ceiling Insulation(R30 to R38) | Increased Ceiling Insulation (R-38) | Market Average Existing Ceiling Insulation | Commercial | Existing | Institutional | FL Zone 2 | Square feet | 0% | 56.2721 | 56.2438 | 0.02836 | 0.000504 | 20 | 5.67e-07 | 1.28e-05 | 0 | No equipment cost. | 0 | 0 | 0.098197 | https://www.homedepot.com/p/GreenFiber-All-Borate-Cellulose-Blown-In-Insulation-30-lbs-36-Bags-INS765LD/300584221 | 0.2502 | rate at $50.04/per labor hour, reference: https://www.homewyse.com/costs/cost_of_ceiling_insulation.html, assume 10 hrs for 2000 sq ft : http://www.blownininsulationcost.net/calculating-blown-in-insulation-cost/ | 0.3484 | sq ft |  | 0.3484
Nonequipment | Ceiling Insulation(R30 to R38) | Increased Ceiling Insulation (R-38) | Market Average Existing Ceiling Insulation | Commercial | Existing | Lodging/Hospitality | FL Zone 2 | Square feet | 0% | 34.7257 | 34.6974 | 0.02836 | 0.000817 | 20 | 1.17e-05 | 6.91e-06 | 0 | No equipment cost. | 0 | 0 | 0.098197 | https://www.homedepot.com/p/GreenFiber-All-Borate-Cellulose-Blown-In-Insulation-30-lbs-36-Bags-INS765LD/300584221 | 0.2502 | rate at $50.04/per labor hour, reference: https://www.homewyse.com/costs/cost_of_ceiling_insulation.html, assume 10 hrs for 2000 sq ft : http://www.blownininsulationcost.net/calculating-blown-in-insulation-cost/ | 0.3484 | sq ft |  | 0.3484
Nonequipment | Ceiling Insulation(R30 to R38) | Increased Ceiling Insulation (R-38) | Market Average Existing Ceiling Insulation | Commercial | Existing | Miscellaneous | FL Zone 2 | Square feet | 0% | 107.2344 | 107.206 | 0.02836 | 0.000264 | 20 | 5.67e-07 | 1.28e-05 | 0 | No equipment cost. | 0 | 0 | 0.098197 | https://www.homedepot.com/p/GreenFiber-All-Borate-Cellulose-Blown-In-Insulation-30-lbs-36-Bags-INS765LD/300584221 | 0.2502 | rate at $50.04/per labor hour, reference: https://www.homewyse.com/costs/cost_of_ceiling_insulation.html, assume 10 hrs for 2000 sq ft : http://www.blownininsulationcost.net/calculating-blown-in-insulation-cost/ | 0.3484 | sq ft |  | 0.3484
Nonequipment | Ceiling Insulation(R30 to R38) | Increased Ceiling Insulation (R-38) | Market Average Existing Ceiling Insulation | Commercial | Existing | Offices | FL Zone 2 | Square feet | 11% | 58.1979 | 58.1695 | 0.02836 | 0.000487 | 20 | 5.67e-07 | 1.28e-05 | 0 | No equipment cost. | 0 | 0 | 0.098197 | https://www.homedepot.com/p/GreenFiber-All-Borate-Cellulose-Blown-In-Insulation-30-lbs-36-Bags-INS765LD/300584221 | 0.2502 | rate at $50.04/per labor hour, reference: https://www.homewyse.com/costs/cost_of_ceiling_insulation.html, assume 10 hrs for 2000 sq ft : http://www.blownininsulationcost.net/calculating-blown-in-insulation-cost/ | 0.3484 | sq ft |  | 0.3484
Nonequipment | Ceiling Insulation(R30 to R38) | Increased Ceiling Insulation (R-38) | Market Average Existing Ceiling Insulation | Commercial | Existing | Restaurants | FL Zone 2 | Square feet | 0% | 31.354 | 31.3256 | 0.02836 | 0.000904 | 20 | 5.79e-06 | 1.32e-05 | 0 | No equipment cost. | 0 | 0 | 0.098197 | https://www.homedepot.com/p/GreenFiber-All-Borate-Cellulose-Blown-In-Insulation-30-lbs-36-Bags-INS765LD/300584221 | 0.2502 | rate at $50.04/per labor hour, reference: https://www.homewyse.com/costs/cost_of_ceiling_insulation.html, assume 10 hrs for 2000 sq ft : http://www.blownininsulationcost.net/calculating-blown-in-insulation-cost/ | 0.3484 | sq ft |  | 0.3484
Nonequipment | Ceiling Insulation(R30 to R38) | Increased Ceiling Insulation (R-38) | Market Average Existing Ceiling Insulation | Commercial | Existing | Retail | FL Zone 2 | Square feet | 0% | 5.9824 | 5.954 | 0.02836 | 0.004741 | 20 | 5.79e-06 | 1.32e-05 | 0 | No equipment cost. | 0 | 0 | 0.098197 | https://www.homedepot.com/p/GreenFiber-All-Borate-Cellulose-Blown-In-Insulation-30-lbs-36-Bags-INS765LD/300584221 | 0.2502 | rate at $50.04/per labor hour, reference: https://www.homewyse.com/costs/cost_of_ceiling_insulation.html, assume 10 hrs for 2000 sq ft : http://www.blownininsulationcost.net/calculating-blown-in-insulation-cost/ | 0.3484 | sq ft |  | 0.3484
Nonequipment | Ceiling Insulation(R30 to R38) | Increased Ceiling Insulation (R-38) | Market Average Existing Ceiling Insulation | Commercial | Existing | Schools K-12 | FL Zone 2 | Square feet | 0% | 5.1058 | 5.0774 | 0.02836 | 0.005554 | 20 | 5.67e-07 | 1.28e-05 | 0 | No equipment cost. | 0 | 0 | 0.098197 | https://www.homedepot.com/p/GreenFiber-All-Borate-Cellulose-Blown-In-Insulation-30-lbs-36-Bags-INS765LD/300584221 | 0.2502 | rate at $50.04/per labor hour, reference: https://www.homewyse.com/costs/cost_of_ceiling_insulation.html, assume 10 hrs for 2000 sq ft : http://www.blownininsulationcost.net/calculating-blown-in-insulation-cost/ | 0.3484 | sq ft |  | 0.3484
Nonequipment | Ceiling Insulation(R30 to R38) | Increased Ceiling Insulation (R-38) | Market Average Existing Ceiling Insulation | Commercial | Existing | Warehouse | FL Zone 2 | Square feet | 0% | 1.4026 | 1.3742 | 0.02836 | 0.02022 | 20 | 3.22e-06 | 5.74e-06 | 0 | No equipment cost. | 0 | 0 | 0.098197 | https://www.homedepot.com/p/GreenFiber-All-Borate-Cellulose-Blown-In-Insulation-30-lbs-36-Bags-INS765LD/300584221 | 0.2502 | rate at $50.04/per labor hour, reference: https://www.homewyse.com/costs/cost_of_ceiling_insulation.html, assume 10 hrs for 2000 sq ft : http://www.blownininsulationcost.net/calculating-blown-in-insulation-cost/ | 0.3484 | sq ft |  | 0.3484
Nonequipment | Ceiling Insulation(R30 to R38) | Increased Ceiling Insulation (R-38) | Code-Compliant Ceiling Insulation | Commercial | New | Assembly | FL Zone 2 | Square feet | 0% | 3.7877 | 3.7604 | 0.027234 | 0.00719 | 20 | 5.45e-07 | 1.23e-05 | 0 | No equipment cost. | 0 | 0 | 0.098197 | https://www.homedepot.com/p/GreenFiber-All-Borate-Cellulose-Blown-In-Insulation-30-lbs-36-Bags-INS765LD/300584221 | 0.2502 | rate at $50.04/per labor hour, reference: https://www.homewyse.com/costs/cost_of_ceiling_insulation.html, assume 10 hrs for 2000 sq ft : http://www.blownininsulationcost.net/calculating-blown-in-insulation-cost/ | 0.3484 | sq ft |  | 0.3484
Nonequipment | Ceiling Insulation(R30 to R38) | Increased Ceiling Insulation (R-38) | Code-Compliant Ceiling Insulation | Commercial | New | College and University | FL Zone 2 | Square feet | 0% | 11.0507 | 11.0234 | 0.027234 | 0.002464 | 20 | 1.13e-05 | 6.63e-06 | 0 | No equipment cost. | 0 | 0 | 0.098197 | https://www.homedepot.com/p/GreenFiber-All-Borate-Cellulose-Blown-In-Insulation-30-lbs-36-Bags-INS765LD/300584221 | 0.2502 | rate at $50.04/per labor hour, reference: https://www.homewyse.com/costs/cost_of_ceiling_insulation.html, assume 10 hrs for 2000 sq ft : http://www.blownininsulationcost.net/calculating-blown-in-insulation-cost/ | 0.3484 | sq ft |  | 0.3484
Nonequipment | Ceiling Insulation(R30 to R38) | Increased Ceiling Insulation (R-38) | Code-Compliant Ceiling Insulation | Commercial | New | Grocery | FL Zone 2 | Square feet | 0% | 31.0105 | 30.9833 | 0.027234 | 0.000878 | 20 | 5.56e-06 | 1.27e-05 | 0 | No equipment cost. | 0 | 0 | 0.098197 | https://www.homedepot.com/p/GreenFiber-All-Borate-Cellulose-Blown-In-Insulation-30-lbs-36-Bags-INS765LD/300584221 | 0.2502 | rate at $50.04/per labor hour, reference: https://www.homewyse.com/costs/cost_of_ceiling_insulation.html, assume 10 hrs for 2000 sq ft : http://www.blownininsulationcost.net/calculating-blown-in-insulation-cost/ | 0.3484 | sq ft |  | 0.3484
Nonequipment | Ceiling Insulation(R30 to R38) | Increased Ceiling Insulation (R-38) | Code-Compliant Ceiling Insulation | Commercial | New | Healthcare | FL Zone 2 | Square feet | 0% | 15.083 | 15.0557 | 0.027234 | 0.001806 | 20 | 5.45e-07 | 1.23e-05 | 0 | No equipment cost. | 0 | 0 | 0.098197 | https://www.homedepot.com/p/GreenFiber-All-Borate-Cellulose-Blown-In-Insulation-30-lbs-36-Bags-INS765LD/300584221 | 0.2502 | rate at $50.04/per labor hour, reference: https://www.homewyse.com/costs/cost_of_ceiling_insulation.html, assume 10 hrs for 2000 sq ft : http://www.blownininsulationcost.net/calculating-blown-in-insulation-cost/ | 0.3484 | sq ft |  | 0.3484
Nonequipment | Ceiling Insulation(R30 to R38) | Increased Ceiling Insulation (R-38) | Code-Compliant Ceiling Insulation | Commercial | New | Hospitals | FL Zone 2 | Square feet | 0% | 81.2975 | 81.2702 | 0.027234 | 0.000335 | 20 | 1.13e-05 | 6.63e-06 | 0 | No equipment cost. | 0 | 0 | 0.098197 | https://www.homedepot.com/p/GreenFiber-All-Borate-Cellulose-Blown-In-Insulation-30-lbs-36-Bags-INS765LD/300584221 | 0.2502 | rate at $50.04/per labor hour, reference: https://www.homewyse.com/costs/cost_of_ceiling_insulation.html, assume 10 hrs for 2000 sq ft : http://www.blownininsulationcost.net/calculating-blown-in-insulation-cost/ | 0.3484 | sq ft |  | 0.3484
Nonequipment | Ceiling Insulation(R30 to R38) | Increased Ceiling Insulation (R-38) | Code-Compliant Ceiling Insulation | Commercial | New | Institutional | FL Zone 2 | Square feet | 0% | 56.2721 | 56.2449 | 0.027234 | 0.000484 | 20 | 5.45e-07 | 1.23e-05 | 0 | No equipment cost. | 0 | 0 | 0.098197 | https://www.homedepot.com/p/GreenFiber-All-Borate-Cellulose-Blown-In-Insulation-30-lbs-36-Bags-INS765LD/300584221 | 0.2502 | rate at $50.04/per labor hour, reference: https://www.homewyse.com/costs/cost_of_ceiling_insulation.html, assume 10 hrs for 2000 sq ft : http://www.blownininsulationcost.net/calculating-blown-in-insulation-cost/ | 0.3484 | sq ft |  | 0.3484
Nonequipment | Ceiling Insulation(R30 to R38) | Increased Ceiling Insulation (R-38) | Code-Compliant Ceiling Insulation | Commercial | New | Lodging/Hospitality | FL Zone 2 | Square feet | 0% | 34.7257 | 34.6985 | 0.027234 | 0.000784 | 20 | 1.13e-05 | 6.63e-06 | 0 | No equipment cost. | 0 | 0 | 0.098197 | https://www.homedepot.com/p/GreenFiber-All-Borate-Cellulose-Blown-In-Insulation-30-lbs-36-Bags-INS765LD/300584221 | 0.2502 | rate at $50.04/per labor hour, reference: https://www.homewyse.com/costs/cost_of_ceiling_insulation.html, assume 10 hrs for 2000 sq ft : http://www.blownininsulationcost.net/calculating-blown-in-insulation-cost/ | 0.3484 | sq ft |  | 0.3484
Nonequipment | Ceiling Insulation(R30 to R38) | Increased Ceiling Insulation (R-38) | Code-Compliant Ceiling Insulation | Commercial | New | Miscellaneous | FL Zone 2 | Square feet | 0% | 107.2344 | 107.2072 | 0.027234 | 0.000254 | 20 | 5.45e-07 | 1.23e-05 | 0 | No equipment cost. | 0 | 0 | 0.098197 | https://www.homedepot.com/p/GreenFiber-All-Borate-Cellulose-Blown-In-Insulation-30-lbs-36-Bags-INS765LD/300584221 | 0.2502 | rate at $50.04/per labor hour, reference: https://www.homewyse.com/costs/cost_of_ceiling_insulation.html, assume 10 hrs for 2000 sq ft : http://www.blownininsulationcost.net/calculating-blown-in-insulation-cost/ | 0.3484 | sq ft |  | 0.3484
Nonequipment | Ceiling Insulation(R30 to R38) | Increased Ceiling Insulation (R-38) | Code-Compliant Ceiling Insulation | Commercial | New | Offices | FL Zone 2 | Square feet | 0% | 58.1979 | 58.1707 | 0.027234 | 0.000468 | 20 | 5.45e-07 | 1.23e-05 | 0 | No equipment cost. | 0 | 0 | 0.098197 | https://www.homedepot.com/p/GreenFiber-All-Borate-Cellulose-Blown-In-Insulation-30-lbs-36-Bags-INS765LD/300584221 | 0.2502 | rate at $50.04/per labor hour, reference: https://www.homewyse.com/costs/cost_of_ceiling_insulation.html, assume 10 hrs for 2000 sq ft : http://www.blownininsulationcost.net/calculating-blown-in-insulation-cost/ | 0.3484 | sq ft |  | 0.3484
Nonequipment | Ceiling Insulation(R30 to R38) | Increased Ceiling Insulation (R-38) | Code-Compliant Ceiling Insulation | Commercial | New | Restaurants | FL Zone 2 | Square feet | 0% | 31.354 | 31.3267 | 0.027234 | 0.000869 | 20 | 5.56e-06 | 1.27e-05 | 0 | No equipment cost. | 0 | 0 | 0.098197 | https://www.homedepot.com/p/GreenFiber-All-Borate-Cellulose-Blown-In-Insulation-30-lbs-36-Bags-INS765LD/300584221 | 0.2502 | rate at $50.04/per labor hour, reference: https://www.homewyse.com/costs/cost_of_ceiling_insulation.html, assume 10 hrs for 2000 sq ft : http://www.blownininsulationcost.net/calculating-blown-in-insulation-cost/ | 0.3484 | sq ft |  | 0.3484
Nonequipment | Ceiling Insulation(R30 to R38) | Increased Ceiling Insulation (R-38) | Code-Compliant Ceiling Insulation | Commercial | New | Retail | FL Zone 2 | Square feet | 0% | 5.9824 | 5.9551 | 0.027234 | 0.004552 | 20 | 5.56e-06 | 1.27e-05 | 0 | No equipment cost. | 0 | 0 | 0.098197 | https://www.homedepot.com/p/GreenFiber-All-Borate-Cellulose-Blown-In-Insulation-30-lbs-36-Bags-INS765LD/300584221 | 0.2502 | rate at $50.04/per labor hour, reference: https://www.homewyse.com/costs/cost_of_ceiling_insulation.html, assume 10 hrs for 2000 sq ft : http://www.blownininsulationcost.net/calculating-blown-in-insulation-cost/ | 0.3484 | sq ft |  | 0.3484
Nonequipment | Ceiling Insulation(R30 to R38) | Increased Ceiling Insulation (R-38) | Code-Compliant Ceiling Insulation | Commercial | New | Schools K-12 | FL Zone 2 | Square feet | 0% | 5.1058 | 5.0785 | 0.027234 | 0.005334 | 20 | 5.45e-07 | 1.23e-05 | 0 | No equipment cost. | 0 | 0 | 0.098197 | https://www.homedepot.com/p/GreenFiber-All-Borate-Cellulose-Blown-In-Insulation-30-lbs-36-Bags-INS765LD/300584221 | 0.2502 | rate at $50.04/per labor hour, reference: https://www.homewyse.com/costs/cost_of_ceiling_insulation.html, assume 10 hrs for 2000 sq ft : http://www.blownininsulationcost.net/calculating-blown-in-insulation-cost/ | 0.3484 | sq ft |  | 0.3484
Nonequipment | Ceiling Insulation(R30 to R38) | Increased Ceiling Insulation (R-38) | Code-Compliant Ceiling Insulation | Commercial | New | Warehouse | FL Zone 2 | Square feet | 0% | 1.4026 | 1.3753 | 0.027234 | 0.019417 | 20 | 3.09e-06 | 5.51e-06 | 0 | No equipment cost. | 0 | 0 | 0.098197 | https://www.homedepot.com/p/GreenFiber-All-Borate-Cellulose-Blown-In-Insulation-30-lbs-36-Bags-INS765LD/300584221 | 0.2502 | rate at $50.04/per labor hour, reference: https://www.homewyse.com/costs/cost_of_ceiling_insulation.html, assume 10 hrs for 2000 sq ft : http://www.blownininsulationcost.net/calculating-blown-in-insulation-cost/ | 0.3484 | sq ft |  | 0.3484
Nonequipment | Chilled Water Controls Optimization | Deploy an algorithm package on the chiller to totalize the available power inputs and calculate the cooling load, and accordingly apply small setpoint adjustments to the plant control system | 0 | Commercial | Existing | Assembly | FL Zone 2 | Per End Use Consumption | 26% | 14598.09 | 12773.33 | 1824.762 | 0.125 | 10 | 0.74029 | 0.000738 | 0 | no base cost | 0 | 0 | 0 | 0 | 108 | Wisconsin Focus on Energy 2017 TRM, Chiller Plant Setpoint Adjustment | 108 | system |  | 108
Nonequipment | Chilled Water Controls Optimization | Deploy an algorithm package on the chiller to totalize the available power inputs and calculate the cooling load, and accordingly apply small setpoint adjustments to the plant control system | 0 | Commercial | Existing | College and University | FL Zone 2 | Per End Use Consumption | 34% | 46726.69 | 40885.86 | 5840.837 | 0.125 | 10 | 1.3731 | 0.65476 | 0 | no base cost | 0 | 0 | 0 | 0 | 108 | Wisconsin Focus on Energy 2017 TRM, Chiller Plant Setpoint Adjustment | 108 | system |  | 108
Nonequipment | Chilled Water Controls Optimization | Deploy an algorithm package on the chiller to totalize the available power inputs and calculate the cooling load, and accordingly apply small setpoint adjustments to the plant control system | 0 | Commercial | Existing | Grocery | FL Zone 2 | Per End Use Consumption | 34% | 0 | 0 | 0 | 0 | 10 | 0 | 0 | 0 | no base cost | 0 | 0 | 0 | 0 | 108 | Wisconsin Focus on Energy 2017 TRM, Chiller Plant Setpoint Adjustment | 108 | system |  | 108
Nonequipment | Chilled Water Controls Optimization | Deploy an algorithm package on the chiller to totalize the available power inputs and calculate the cooling load, and accordingly apply small setpoint adjustments to the plant control system | 0 | Commercial | Existing | Healthcare | FL Zone 2 | Per End Use Consumption | 34% | 22284.18 | 19498.66 | 2785.523 | 0.125 | 10 | 1.1301 | 0.001126 | 0 | no base cost | 0 | 0 | 0 | 0 | 108 | Wisconsin Focus on Energy 2017 TRM, Chiller Plant Setpoint Adjustment | 108 | system |  | 108
Nonequipment | Chilled Water Controls Optimization | Deploy an algorithm package on the chiller to totalize the available power inputs and calculate the cooling load, and accordingly apply small setpoint adjustments to the plant control system | 0 | Commercial | Existing | Hospitals | FL Zone 2 | Per End Use Consumption | 26% | 129416.5 | 113239.4 | 16177.06 | 0.125 | 10 | 3.803 | 1.8135 | 0 | no base cost | 0 | 0 | 0 | 0 | 108 | Wisconsin Focus on Energy 2017 TRM, Chiller Plant Setpoint Adjustment | 108 | system |  | 108
Nonequipment | Chilled Water Controls Optimization | Deploy an algorithm package on the chiller to totalize the available power inputs and calculate the cooling load, and accordingly apply small setpoint adjustments to the plant control system | 0 | Commercial | Existing | Institutional | FL Zone 2 | Per End Use Consumption | 26% | 7885.427 | 6899.749 | 985.6784 | 0.125 | 10 | 0.39988 | 0.000399 | 0 | no base cost | 0 | 0 | 0 | 0 | 108 | Wisconsin Focus on Energy 2017 TRM, Chiller Plant Setpoint Adjustment | 108 | system |  | 108
Nonequipment | Chilled Water Controls Optimization | Deploy an algorithm package on the chiller to totalize the available power inputs and calculate the cooling load, and accordingly apply small setpoint adjustments to the plant control system | 0 | Commercial | Existing | Lodging/Hospitality | FL Zone 2 | Per End Use Consumption | 34% | 60654.64 | 53072.81 | 7581.829 | 0.125 | 10 | 3.0759 | 0.003066 | 0 | no base cost | 0 | 0 | 0 | 0 | 108 | Wisconsin Focus on Energy 2017 TRM, Chiller Plant Setpoint Adjustment | 108 | system |  | 108
Nonequipment | Chilled Water Controls Optimization | Deploy an algorithm package on the chiller to totalize the available power inputs and calculate the cooling load, and accordingly apply small setpoint adjustments to the plant control system | 0 | Commercial | Existing | Miscellaneous | FL Zone 2 | Per End Use Consumption | 34% | 18782.14 | 16434.37 | 2347.767 | 0.125 | 10 | 0.95247 | 0.000949 | 0 | no base cost | 0 | 0 | 0 | 0 | 108 | Wisconsin Focus on Energy 2017 TRM, Chiller Plant Setpoint Adjustment | 108 | system |  | 108
Nonequipment | Chilled Water Controls Optimization | Deploy an algorithm package on the chiller to totalize the available power inputs and calculate the cooling load, and accordingly apply small setpoint adjustments to the plant control system | 0 | Commercial | Existing | Offices | FL Zone 2 | Per End Use Consumption | 26% | 19237.99 | 16833.25 | 2404.749 | 0.125 | 10 | 0.97559 | 0.000972 | 0 | no base cost | 0 | 0 | 0 | 0 | 108 | Wisconsin Focus on Energy 2017 TRM, Chiller Plant Setpoint Adjustment | 108 | system |  | 108
Nonequipment | Chilled Water Controls Optimization | Deploy an algorithm package on the chiller to totalize the available power inputs and calculate the cooling load, and accordingly apply small setpoint adjustments to the plant control system | 0 | Commercial | Existing | Restaurants | FL Zone 2 | Per End Use Consumption | 34% | 23656.28 | 20699.25 | 2957.035 | 0.125 | 10 | 1.1996 | 0.001196 | 0 | no base cost | 0 | 0 | 0 | 0 | 108 | Wisconsin Focus on Energy 2017 TRM, Chiller Plant Setpoint Adjustment | 108 | system |  | 108
Nonequipment | Chilled Water Controls Optimization | Deploy an algorithm package on the chiller to totalize the available power inputs and calculate the cooling load, and accordingly apply small setpoint adjustments to the plant control system | 0 | Commercial | Existing | Retail | FL Zone 2 | Per End Use Consumption | 34% | 17311.06 | 15147.18 | 2163.882 | 0.125 | 10 | 0.87787 | 0.000875 | 0 | no base cost | 0 | 0 | 0 | 0 | 108 | Wisconsin Focus on Energy 2017 TRM, Chiller Plant Setpoint Adjustment | 108 | system |  | 108
Nonequipment | Chilled Water Controls Optimization | Deploy an algorithm package on the chiller to totalize the available power inputs and calculate the cooling load, and accordingly apply small setpoint adjustments to the plant control system | 0 | Commercial | Existing | Schools K-12 | FL Zone 2 | Per End Use Consumption | 34% | 13280.16 | 11620.14 | 1660.02 | 0.125 | 10 | 0.67346 | 0.000671 | 0 | no base cost | 0 | 0 | 0 | 0 | 108 | Wisconsin Focus on Energy 2017 TRM, Chiller Plant Setpoint Adjustment | 108 | system |  | 108
Nonequipment | Chilled Water Controls Optimization | Deploy an algorithm package on the chiller to totalize the available power inputs and calculate the cooling load, and accordingly apply small setpoint adjustments to the plant control system | 0 | Commercial | Existing | Warehouse | FL Zone 2 | Per End Use Consumption | 34% | 5130.291 | 4489.005 | 641.2864 | 0.125 | 10 | 0.26016 | 0.000259 | 0 | no base cost | 0 | 0 | 0 | 0 | 108 | Wisconsin Focus on Energy 2017 TRM, Chiller Plant Setpoint Adjustment | 108 | system |  | 108
Nonequipment | Chilled Water Controls Optimization | Deploy an algorithm package on the chiller to totalize the available power inputs and calculate the cooling load, and accordingly apply small setpoint adjustments to the plant control system | 0 | Commercial | New | Assembly | FL Zone 2 | Per End Use Consumption | 38% | 14598.09 | 12773.33 | 1824.762 | 0.125 | 10 | 0.74029 | 0.000738 | 0 | no base cost | 0 | 0 | 0 | 0 | 108 | Wisconsin Focus on Energy 2017 TRM, Chiller Plant Setpoint Adjustment | 108 | system |  | 108
Nonequipment | Chilled Water Controls Optimization | Deploy an algorithm package on the chiller to totalize the available power inputs and calculate the cooling load, and accordingly apply small setpoint adjustments to the plant control system | 0 | Commercial | New | College and University | FL Zone 2 | Per End Use Consumption | 34% | 46726.69 | 40885.86 | 5840.837 | 0.125 | 10 | 1.3731 | 0.65476 | 0 | no base cost | 0 | 0 | 0 | 0 | 108 | Wisconsin Focus on Energy 2017 TRM, Chiller Plant Setpoint Adjustment | 108 | system |  | 108
Nonequipment | Chilled Water Controls Optimization | Deploy an algorithm package on the chiller to totalize the available power inputs and calculate the cooling load, and accordingly apply small setpoint adjustments to the plant control system | 0 | Commercial | New | Grocery | FL Zone 2 | Per End Use Consumption | 34% | 0 | 0 | 0 | 0 | 10 | 0 | 0 | 0 | no base cost | 0 | 0 | 0 | 0 | 108 | Wisconsin Focus on Energy 2017 TRM, Chiller Plant Setpoint Adjustment | 108 | system |  | 108
Nonequipment | Chilled Water Controls Optimization | Deploy an algorithm package on the chiller to totalize the available power inputs and calculate the cooling load, and accordingly apply small setpoint adjustments to the plant control system | 0 | Commercial | New | Healthcare | FL Zone 2 | Per End Use Consumption | 34% | 22284.18 | 19498.66 | 2785.523 | 0.125 | 10 | 1.1301 | 0.001126 | 0 | no base cost | 0 | 0 | 0 | 0 | 108 | Wisconsin Focus on Energy 2017 TRM, Chiller Plant Setpoint Adjustment | 108 | system |  | 108
Nonequipment | Chilled Water Controls Optimization | Deploy an algorithm package on the chiller to totalize the available power inputs and calculate the cooling load, and accordingly apply small setpoint adjustments to the plant control system | 0 | Commercial | New | Hospitals | FL Zone 2 | Per End Use Consumption | 38% | 129416.5 | 113239.4 | 16177.06 | 0.125 | 10 | 3.803 | 1.8135 | 0 | no base cost | 0 | 0 | 0 | 0 | 108 | Wisconsin Focus on Energy 2017 TRM, Chiller Plant Setpoint Adjustment | 108 | system |  | 108
Nonequipment | Chilled Water Controls Optimization | Deploy an algorithm package on the chiller to totalize the available power inputs and calculate the cooling load, and accordingly apply small setpoint adjustments to the plant control system | 0 | Commercial | New | Institutional | FL Zone 2 | Per End Use Consumption | 38% | 7885.427 | 6899.749 | 985.6784 | 0.125 | 10 | 0.39988 | 0.000399 | 0 | no base cost | 0 | 0 | 0 | 0 | 108 | Wisconsin Focus on Energy 2017 TRM, Chiller Plant Setpoint Adjustment | 108 | system |  | 108
Nonequipment | Chilled Water Controls Optimization | Deploy an algorithm package on the chiller to totalize the available power inputs and calculate the cooling load, and accordingly apply small setpoint adjustments to the plant control system | 0 | Commercial | New | Lodging/Hospitality | FL Zone 2 | Per End Use Consumption | 34% | 60654.64 | 53072.81 | 7581.829 | 0.125 | 10 | 3.0759 | 0.003066 | 0 | no base cost | 0 | 0 | 0 | 0 | 108 | Wisconsin Focus on Energy 2017 TRM, Chiller Plant Setpoint Adjustment | 108 | system |  | 108
Nonequipment | Chilled Water Controls Optimization | Deploy an algorithm package on the chiller to totalize the available power inputs and calculate the cooling load, and accordingly apply small setpoint adjustments to the plant control system | 0 | Commercial | New | Miscellaneous | FL Zone 2 | Per End Use Consumption | 34% | 18782.14 | 16434.37 | 2347.767 | 0.125 | 10 | 0.95247 | 0.000949 | 0 | no base cost | 0 | 0 | 0 | 0 | 108 | Wisconsin Focus on Energy 2017 TRM, Chiller Plant Setpoint Adjustment | 108 | system |  | 108
Nonequipment | Chilled Water Controls Optimization | Deploy an algorithm package on the chiller to totalize the available power inputs and calculate the cooling load, and accordingly apply small setpoint adjustments to the plant control system | 0 | Commercial | New | Offices | FL Zone 2 | Per End Use Consumption | 38% | 19237.99 | 16833.25 | 2404.749 | 0.125 | 10 | 0.97559 | 0.000972 | 0 | no base cost | 0 | 0 | 0 | 0 | 108 | Wisconsin Focus on Energy 2017 TRM, Chiller Plant Setpoint Adjustment | 108 | system |  | 108
Nonequipment | Chilled Water Controls Optimization | Deploy an algorithm package on the chiller to totalize the available power inputs and calculate the cooling load, and accordingly apply small setpoint adjustments to the plant control system | 0 | Commercial | New | Restaurants | FL Zone 2 | Per End Use Consumption | 34% | 23656.28 | 20699.25 | 2957.035 | 0.125 | 10 | 1.1996 | 0.001196 | 0 | no base cost | 0 | 0 | 0 | 0 | 108 | Wisconsin Focus on Energy 2017 TRM, Chiller Plant Setpoint Adjustment | 108 | system |  | 108
Nonequipment | Chilled Water Controls Optimization | Deploy an algorithm package on the chiller to totalize the available power inputs and calculate the cooling load, and accordingly apply small setpoint adjustments to the plant control system | 0 | Commercial | New | Retail | FL Zone 2 | Per End Use Consumption | 34% | 17311.06 | 15147.18 | 2163.882 | 0.125 | 10 | 0.87787 | 0.000875 | 0 | no base cost | 0 | 0 | 0 | 0 | 108 | Wisconsin Focus on Energy 2017 TRM, Chiller Plant Setpoint Adjustment | 108 | system |  | 108
Nonequipment | Chilled Water Controls Optimization | Deploy an algorithm package on the chiller to totalize the available power inputs and calculate the cooling load, and accordingly apply small setpoint adjustments to the plant control system | 0 | Commercial | New | Schools K-12 | FL Zone 2 | Per End Use Consumption | 34% | 13280.16 | 11620.14 | 1660.02 | 0.125 | 10 | 0.67346 | 0.000671 | 0 | no base cost | 0 | 0 | 0 | 0 | 108 | Wisconsin Focus on Energy 2017 TRM, Chiller Plant Setpoint Adjustment | 108 | system |  | 108
Nonequipment | Chilled Water Controls Optimization | Deploy an algorithm package on the chiller to totalize the available power inputs and calculate the cooling load, and accordingly apply small setpoint adjustments to the plant control system | 0 | Commercial | New | Warehouse | FL Zone 2 | Per End Use Consumption | 34% | 5130.291 | 4489.005 | 641.2864 | 0.125 | 10 | 0.26016 | 0.000259 | 0 | no base cost | 0 | 0 | 0 | 0 | 108 | Wisconsin Focus on Energy 2017 TRM, Chiller Plant Setpoint Adjustment | 108 | system |  | 108
Nonequipment | Chilled Water System - Variable Speed Drives | 10HP Chilled Water Pump with VFD Control | 0 | Commercial | Existing | Assembly | FL Zone 2 | Per End Use Consumption | 74% | 36489.13 | 27461.72 | 9027.411 | 0.2474 | 13 | 1.0305 | 1.0305 | 0 | no base cost | 0 | 0 | 1898 | Illinois 2018 Statewide TRM, Section 4.4.17 | 0 | 0 | 1898 | motor (10 hp) |  | 1898
Nonequipment | Chilled Water System - Variable Speed Drives | 10HP Chilled Water Pump with VFD Control | 0 | Commercial | Existing | College and University | FL Zone 2 | Per End Use Consumption | 74% | 36489.13 | 27461.72 | 9027.411 | 0.2474 | 13 | 1.0305 | 1.0305 | 0 | no base cost | 0 | 0 | 1898 | Illinois 2018 Statewide TRM, Section 4.4.17 | 0 | 0 | 1898 | motor (10 hp) |  | 1898
Nonequipment | Chilled Water System - Variable Speed Drives | 10HP Chilled Water Pump with VFD Control | 0 | Commercial | Existing | Grocery | FL Zone 2 | Per End Use Consumption | 74% | 36489.13 | 27461.72 | 9027.411 | 0.2474 | 13 | 1.0305 | 1.0305 | 0 | no base cost | 0 | 0 | 1898 | Illinois 2018 Statewide TRM, Section 4.4.17 | 0 | 0 | 1898 | motor (10 hp) |  | 1898
Nonequipment | Chilled Water System - Variable Speed Drives | 10HP Chilled Water Pump with VFD Control | 0 | Commercial | Existing | Healthcare | FL Zone 2 | Per End Use Consumption | 74% | 36489.13 | 27461.72 | 9027.411 | 0.2474 | 13 | 1.0305 | 1.0305 | 0 | no base cost | 0 | 0 | 1898 | Illinois 2018 Statewide TRM, Section 4.4.17 | 0 | 0 | 1898 | motor (10 hp) |  | 1898
Nonequipment | Chilled Water System - Variable Speed Drives | 10HP Chilled Water Pump with VFD Control | 0 | Commercial | Existing | Hospitals | FL Zone 2 | Per End Use Consumption | 74% | 36489.13 | 27461.72 | 9027.411 | 0.2474 | 13 | 1.0305 | 1.0305 | 0 | no base cost | 0 | 0 | 1898 | Illinois 2018 Statewide TRM, Section 4.4.17 | 0 | 0 | 1898 | motor (10 hp) |  | 1898
Nonequipment | Chilled Water System - Variable Speed Drives | 10HP Chilled Water Pump with VFD Control | 0 | Commercial | Existing | Institutional | FL Zone 2 | Per End Use Consumption | 74% | 36489.13 | 27461.72 | 9027.411 | 0.2474 | 13 | 1.0305 | 1.0305 | 0 | no base cost | 0 | 0 | 1898 | Illinois 2018 Statewide TRM, Section 4.4.17 | 0 | 0 | 1898 | motor (10 hp) |  | 1898
Nonequipment | Chilled Water System - Variable Speed Drives | 10HP Chilled Water Pump with VFD Control | 0 | Commercial | Existing | Lodging/Hospitality | FL Zone 2 | Per End Use Consumption | 74% | 36489.13 | 27461.72 | 9027.411 | 0.2474 | 13 | 1.0305 | 1.0305 | 0 | no base cost | 0 | 0 | 1898 | Illinois 2018 Statewide TRM, Section 4.4.17 | 0 | 0 | 1898 | motor (10 hp) |  | 1898
Nonequipment | Chilled Water System - Variable Speed Drives | 10HP Chilled Water Pump with VFD Control | 0 | Commercial | Existing | Miscellaneous | FL Zone 2 | Per End Use Consumption | 74% | 36489.13 | 27461.72 | 9027.411 | 0.2474 | 13 | 1.0305 | 1.0305 | 0 | no base cost | 0 | 0 | 1898 | Illinois 2018 Statewide TRM, Section 4.4.17 | 0 | 0 | 1898 | motor (10 hp) |  | 1898
Nonequipment | Chilled Water System - Variable Speed Drives | 10HP Chilled Water Pump with VFD Control | 0 | Commercial | Existing | Offices | FL Zone 2 | Per End Use Consumption | 74% | 36489.13 | 27461.72 | 9027.411 | 0.2474 | 13 | 1.0305 | 1.0305 | 0 | no base cost | 0 | 0 | 1898 | Illinois 2018 Statewide TRM, Section 4.4.17 | 0 | 0 | 1898 | motor (10 hp) |  | 1898
Nonequipment | Chilled Water System - Variable Speed Drives | 10HP Chilled Water Pump with VFD Control | 0 | Commercial | Existing | Restaurants | FL Zone 2 | Per End Use Consumption | 74% | 36489.13 | 27461.72 | 9027.411 | 0.2474 | 13 | 1.0305 | 1.0305 | 0 | no base cost | 0 | 0 | 1898 | Illinois 2018 Statewide TRM, Section 4.4.17 | 0 | 0 | 1898 | motor (10 hp) |  | 1898
Nonequipment | Chilled Water System - Variable Speed Drives | 10HP Chilled Water Pump with VFD Control | 0 | Commercial | Existing | Retail | FL Zone 2 | Per End Use Consumption | 74% | 36489.13 | 27461.72 | 9027.411 | 0.2474 | 13 | 1.0305 | 1.0305 | 0 | no base cost | 0 | 0 | 1898 | Illinois 2018 Statewide TRM, Section 4.4.17 | 0 | 0 | 1898 | motor (10 hp) |  | 1898
Nonequipment | Chilled Water System - Variable Speed Drives | 10HP Chilled Water Pump with VFD Control | 0 | Commercial | Existing | Schools K-12 | FL Zone 2 | Per End Use Consumption | 74% | 36489.13 | 27461.72 | 9027.411 | 0.2474 | 13 | 1.0305 | 1.0305 | 0 | no base cost | 0 | 0 | 1898 | Illinois 2018 Statewide TRM, Section 4.4.17 | 0 | 0 | 1898 | motor (10 hp) |  | 1898
Nonequipment | Chilled Water System - Variable Speed Drives | 10HP Chilled Water Pump with VFD Control | 0 | Commercial | Existing | Warehouse | FL Zone 2 | Per End Use Consumption | 74% | 36489.13 | 27461.72 | 9027.411 | 0.2474 | 13 | 1.0305 | 1.0305 | 0 | no base cost | 0 | 0 | 1898 | Illinois 2018 Statewide TRM, Section 4.4.17 | 0 | 0 | 1898 | motor (10 hp) |  | 1898
Nonequipment | Chilled Water System - Variable Speed Drives | 10HP Chilled Water Pump with VFD Control | 0 | Commercial | New | Assembly | FL Zone 2 | Per End Use Consumption | 74% | 36489.13 | 27461.72 | 9027.411 | 0.2474 | 13 | 1.0305 | 1.0305 | 0 | no base cost | 0 | 0 | 1898 | Illinois 2018 Statewide TRM, Section 4.4.17 | 0 | 0 | 1898 | motor (10 hp) |  | 1898
Nonequipment | Chilled Water System - Variable Speed Drives | 10HP Chilled Water Pump with VFD Control | 0 | Commercial | New | College and University | FL Zone 2 | Per End Use Consumption | 74% | 36489.13 | 27461.72 | 9027.411 | 0.2474 | 13 | 1.0305 | 1.0305 | 0 | no base cost | 0 | 0 | 1898 | Illinois 2018 Statewide TRM, Section 4.4.17 | 0 | 0 | 1898 | motor (10 hp) |  | 1898
Nonequipment | Chilled Water System - Variable Speed Drives | 10HP Chilled Water Pump with VFD Control | 0 | Commercial | New | Grocery | FL Zone 2 | Per End Use Consumption | 74% | 36489.13 | 27461.72 | 9027.411 | 0.2474 | 13 | 1.0305 | 1.0305 | 0 | no base cost | 0 | 0 | 1898 | Illinois 2018 Statewide TRM, Section 4.4.17 | 0 | 0 | 1898 | motor (10 hp) |  | 1898
Nonequipment | Chilled Water System - Variable Speed Drives | 10HP Chilled Water Pump with VFD Control | 0 | Commercial | New | Healthcare | FL Zone 2 | Per End Use Consumption | 74% | 36489.13 | 27461.72 | 9027.411 | 0.2474 | 13 | 1.0305 | 1.0305 | 0 | no base cost | 0 | 0 | 1898 | Illinois 2018 Statewide TRM, Section 4.4.17 | 0 | 0 | 1898 | motor (10 hp) |  | 1898
Nonequipment | Chilled Water System - Variable Speed Drives | 10HP Chilled Water Pump with VFD Control | 0 | Commercial | New | Hospitals | FL Zone 2 | Per End Use Consumption | 74% | 36489.13 | 27461.72 | 9027.411 | 0.2474 | 13 | 1.0305 | 1.0305 | 0 | no base cost | 0 | 0 | 1898 | Illinois 2018 Statewide TRM, Section 4.4.17 | 0 | 0 | 1898 | motor (10 hp) |  | 1898
Nonequipment | Chilled Water System - Variable Speed Drives | 10HP Chilled Water Pump with VFD Control | 0 | Commercial | New | Institutional | FL Zone 2 | Per End Use Consumption | 74% | 36489.13 | 27461.72 | 9027.411 | 0.2474 | 13 | 1.0305 | 1.0305 | 0 | no base cost | 0 | 0 | 1898 | Illinois 2018 Statewide TRM, Section 4.4.17 | 0 | 0 | 1898 | motor (10 hp) |  | 1898
Nonequipment | Chilled Water System - Variable Speed Drives | 10HP Chilled Water Pump with VFD Control | 0 | Commercial | New | Lodging/Hospitality | FL Zone 2 | Per End Use Consumption | 74% | 36489.13 | 27461.72 | 9027.411 | 0.2474 | 13 | 1.0305 | 1.0305 | 0 | no base cost | 0 | 0 | 1898 | Illinois 2018 Statewide TRM, Section 4.4.17 | 0 | 0 | 1898 | motor (10 hp) |  | 1898
Nonequipment | Chilled Water System - Variable Speed Drives | 10HP Chilled Water Pump with VFD Control | 0 | Commercial | New | Miscellaneous | FL Zone 2 | Per End Use Consumption | 74% | 36489.13 | 27461.72 | 9027.411 | 0.2474 | 13 | 1.0305 | 1.0305 | 0 | no base cost | 0 | 0 | 1898 | Illinois 2018 Statewide TRM, Section 4.4.17 | 0 | 0 | 1898 | motor (10 hp) |  | 1898
Nonequipment | Chilled Water System - Variable Speed Drives | 10HP Chilled Water Pump with VFD Control | 0 | Commercial | New | Offices | FL Zone 2 | Per End Use Consumption | 74% | 36489.13 | 27461.72 | 9027.411 | 0.2474 | 13 | 1.0305 | 1.0305 | 0 | no base cost | 0 | 0 | 1898 | Illinois 2018 Statewide TRM, Section 4.4.17 | 0 | 0 | 1898 | motor (10 hp) |  | 1898
Nonequipment | Chilled Water System - Variable Speed Drives | 10HP Chilled Water Pump with VFD Control | 0 | Commercial | New | Restaurants | FL Zone 2 | Per End Use Consumption | 74% | 36489.13 | 27461.72 | 9027.411 | 0.2474 | 13 | 1.0305 | 1.0305 | 0 | no base cost | 0 | 0 | 1898 | Illinois 2018 Statewide TRM, Section 4.4.17 | 0 | 0 | 1898 | motor (10 hp) |  | 1898
Nonequipment | Chilled Water System - Variable Speed Drives | 10HP Chilled Water Pump with VFD Control | 0 | Commercial | New | Retail | FL Zone 2 | Per End Use Consumption | 74% | 36489.13 | 27461.72 | 9027.411 | 0.2474 | 13 | 1.0305 | 1.0305 | 0 | no base cost | 0 | 0 | 1898 | Illinois 2018 Statewide TRM, Section 4.4.17 | 0 | 0 | 1898 | motor (10 hp) |  | 1898
Nonequipment | Chilled Water System - Variable Speed Drives | 10HP Chilled Water Pump with VFD Control | 0 | Commercial | New | Schools K-12 | FL Zone 2 | Per End Use Consumption | 74% | 36489.13 | 27461.72 | 9027.411 | 0.2474 | 13 | 1.0305 | 1.0305 | 0 | no base cost | 0 | 0 | 1898 | Illinois 2018 Statewide TRM, Section 4.4.17 | 0 | 0 | 1898 | motor (10 hp) |  | 1898
Nonequipment | Chilled Water System - Variable Speed Drives | 10HP Chilled Water Pump with VFD Control | 0 | Commercial | New | Warehouse | FL Zone 2 | Per End Use Consumption | 74% | 36489.13 | 27461.72 | 9027.411 | 0.2474 | 13 | 1.0305 | 1.0305 | 0 | no base cost | 0 | 0 | 1898 | Illinois 2018 Statewide TRM, Section 4.4.17 | 0 | 0 | 1898 | motor (10 hp) |  | 1898
Nonequipment | Cool Roof | Cool Roof - Includes both DX and chiller cooling systems | Market Average Existing Ceiling Insulation | Commercial | Existing | Assembly | FL Zone 2 | Square feet | 73% | 3.7877 | 3.6095 | 0.17819 | 0.047044 | 15 | 7.57e-05 | 0 | 3.5 | includes labor and materials for single-ply membrane (https://westroofingsystems.com/cost-of-single-ply-membrane-commercial-roofing/) | 0 | 0 | 4.885 | Average for single ply meeting 0.65 SR: https://www.coolrooftoolkit.org/wp-content/uploads/2012/07/CEC-Non-Res-Cool-Roof-Cost-summary.pdf | 0.20791 | FPL contractor estimate on O&M costs to maintain reflectivity (occurs every 3 years) - PV of cost over measure life | 1.5929 | sq ft |  | 1.5929
Nonequipment | Cool Roof | Cool Roof - Includes both DX and chiller cooling systems | Market Average Existing Ceiling Insulation | Commercial | Existing | College and University | FL Zone 2 | Square feet | 73% | 11.0507 | 10.8725 | 0.17819 | 0.016125 | 15 | 7.57e-05 | 0 | 3.5 | includes labor and materials for single-ply membrane (https://westroofingsystems.com/cost-of-single-ply-membrane-commercial-roofing/) | 0 | 0 | 4.885 | Average for single ply meeting 0.65 SR: https://www.coolrooftoolkit.org/wp-content/uploads/2012/07/CEC-Non-Res-Cool-Roof-Cost-summary.pdf | 0.20791 | FPL contractor estimate on O&M costs to maintain reflectivity (occurs every 3 years) - PV of cost over measure life | 1.5929 | sq ft |  | 1.5929
Nonequipment | Cool Roof | Cool Roof - Includes both DX and chiller cooling systems | Market Average Existing Ceiling Insulation | Commercial | Existing | Grocery | FL Zone 2 | Square feet | 73% | 31.0105 | 30.8323 | 0.17819 | 0.005746 | 15 | 7.57e-05 | 0 | 3.5 | includes labor and materials for single-ply membrane (https://westroofingsystems.com/cost-of-single-ply-membrane-commercial-roofing/) | 0 | 0 | 4.885 | Average for single ply meeting 0.65 SR: https://www.coolrooftoolkit.org/wp-content/uploads/2012/07/CEC-Non-Res-Cool-Roof-Cost-summary.pdf | 0.20791 | FPL contractor estimate on O&M costs to maintain reflectivity (occurs every 3 years) - PV of cost over measure life | 1.5929 | sq ft |  | 1.5929
Nonequipment | Cool Roof | Cool Roof - Includes both DX and chiller cooling systems | Market Average Existing Ceiling Insulation | Commercial | Existing | Healthcare | FL Zone 2 | Square feet | 73% | 15.083 | 14.9048 | 0.17819 | 0.011814 | 15 | 7.57e-05 | 0 | 3.5 | includes labor and materials for single-ply membrane (https://westroofingsystems.com/cost-of-single-ply-membrane-commercial-roofing/) | 0 | 0 | 4.885 | Average for single ply meeting 0.65 SR: https://www.coolrooftoolkit.org/wp-content/uploads/2012/07/CEC-Non-Res-Cool-Roof-Cost-summary.pdf | 0.20791 | FPL contractor estimate on O&M costs to maintain reflectivity (occurs every 3 years) - PV of cost over measure life | 1.5929 | sq ft |  | 1.5929
Nonequipment | Cool Roof | Cool Roof - Includes both DX and chiller cooling systems | Market Average Existing Ceiling Insulation | Commercial | Existing | Hospitals | FL Zone 2 | Square feet | 73% | 81.2975 | 81.1193 | 0.17819 | 0.002192 | 15 | 7.57e-05 | 0 | 3.5 | includes labor and materials for single-ply membrane (https://westroofingsystems.com/cost-of-single-ply-membrane-commercial-roofing/) | 0 | 0 | 4.885 | Average for single ply meeting 0.65 SR: https://www.coolrooftoolkit.org/wp-content/uploads/2012/07/CEC-Non-Res-Cool-Roof-Cost-summary.pdf | 0.20791 | FPL contractor estimate on O&M costs to maintain reflectivity (occurs every 3 years) - PV of cost over measure life | 1.5929 | sq ft |  | 1.5929
Nonequipment | Cool Roof | Cool Roof - Includes both DX and chiller cooling systems | Market Average Existing Ceiling Insulation | Commercial | Existing | Institutional | FL Zone 2 | Square feet | 73% | 56.2721 | 56.0939 | 0.17819 | 0.003167 | 15 | 7.57e-05 | 0 | 3.5 | includes labor and materials for single-ply membrane (https://westroofingsystems.com/cost-of-single-ply-membrane-commercial-roofing/) | 0 | 0 | 4.885 | Average for single ply meeting 0.65 SR: https://www.coolrooftoolkit.org/wp-content/uploads/2012/07/CEC-Non-Res-Cool-Roof-Cost-summary.pdf | 0.20791 | FPL contractor estimate on O&M costs to maintain reflectivity (occurs every 3 years) - PV of cost over measure life | 1.5929 | sq ft |  | 1.5929
Nonequipment | Cool Roof | Cool Roof - Includes both DX and chiller cooling systems | Market Average Existing Ceiling Insulation | Commercial | Existing | Lodging/Hospitality | FL Zone 2 | Square feet | 73% | 34.7257 | 34.5475 | 0.17819 | 0.005131 | 15 | 0.0001 | 0 | 3.5 | includes labor and materials for single-ply membrane (https://westroofingsystems.com/cost-of-single-ply-membrane-commercial-roofing/) | 0 | 0 | 4.885 | Average for single ply meeting 0.65 SR: https://www.coolrooftoolkit.org/wp-content/uploads/2012/07/CEC-Non-Res-Cool-Roof-Cost-summary.pdf | 0.20791 | FPL contractor estimate on O&M costs to maintain reflectivity (occurs every 3 years) - PV of cost over measure life | 1.5929 | sq ft |  | 1.5929
Nonequipment | Cool Roof | Cool Roof - Includes both DX and chiller cooling systems | Market Average Existing Ceiling Insulation | Commercial | Existing | Miscellaneous | FL Zone 2 | Square feet | 72% | 107.2344 | 107.0562 | 0.17819 | 0.001662 | 15 | 2.3e-05 | 0 | 3.5 | includes labor and materials for single-ply membrane (https://westroofingsystems.com/cost-of-single-ply-membrane-commercial-roofing/) | 0 | 0 | 4.885 | Average for single ply meeting 0.65 SR: https://www.coolrooftoolkit.org/wp-content/uploads/2012/07/CEC-Non-Res-Cool-Roof-Cost-summary.pdf | 0.20791 | FPL contractor estimate on O&M costs to maintain reflectivity (occurs every 3 years) - PV of cost over measure life | 1.5929 | sq ft |  | 1.5929
Nonequipment | Cool Roof | Cool Roof - Includes both DX and chiller cooling systems | Market Average Existing Ceiling Insulation | Commercial | Existing | Offices | FL Zone 2 | Square feet | 73% | 58.1979 | 58.0197 | 0.17819 | 0.003062 | 15 | 7.57e-05 | 0 | 3.5 | includes labor and materials for single-ply membrane (https://westroofingsystems.com/cost-of-single-ply-membrane-commercial-roofing/) | 0 | 0 | 4.885 | Average for single ply meeting 0.65 SR: https://www.coolrooftoolkit.org/wp-content/uploads/2012/07/CEC-Non-Res-Cool-Roof-Cost-summary.pdf | 0.20791 | FPL contractor estimate on O&M costs to maintain reflectivity (occurs every 3 years) - PV of cost over measure life | 1.5929 | sq ft |  | 1.5929
Nonequipment | Cool Roof | Cool Roof - Includes both DX and chiller cooling systems | Market Average Existing Ceiling Insulation | Commercial | Existing | Restaurants | FL Zone 2 | Square feet | 73% | 31.354 | 31.1758 | 0.17819 | 0.005683 | 15 | 7.57e-05 | 0 | 3.5 | includes labor and materials for single-ply membrane (https://westroofingsystems.com/cost-of-single-ply-membrane-commercial-roofing/) | 0 | 0 | 4.885 | Average for single ply meeting 0.65 SR: https://www.coolrooftoolkit.org/wp-content/uploads/2012/07/CEC-Non-Res-Cool-Roof-Cost-summary.pdf | 0.20791 | FPL contractor estimate on O&M costs to maintain reflectivity (occurs every 3 years) - PV of cost over measure life | 1.5929 | sq ft |  | 1.5929
Nonequipment | Cool Roof | Cool Roof - Includes both DX and chiller cooling systems | Market Average Existing Ceiling Insulation | Commercial | Existing | Retail | FL Zone 2 | Square feet | 73% | 5.9824 | 5.8042 | 0.17819 | 0.029785 | 15 | 7.57e-05 | 0 | 3.5 | includes labor and materials for single-ply membrane (https://westroofingsystems.com/cost-of-single-ply-membrane-commercial-roofing/) | 0 | 0 | 4.885 | Average for single ply meeting 0.65 SR: https://www.coolrooftoolkit.org/wp-content/uploads/2012/07/CEC-Non-Res-Cool-Roof-Cost-summary.pdf | 0.20791 | FPL contractor estimate on O&M costs to maintain reflectivity (occurs every 3 years) - PV of cost over measure life | 1.5929 | sq ft |  | 1.5929
Nonequipment | Cool Roof | Cool Roof - Includes both DX and chiller cooling systems | Market Average Existing Ceiling Insulation | Commercial | Existing | Schools K-12 | FL Zone 2 | Square feet | 73% | 5.1058 | 4.9276 | 0.17819 | 0.034899 | 15 | 7.57e-05 | 0 | 3.5 | includes labor and materials for single-ply membrane (https://westroofingsystems.com/cost-of-single-ply-membrane-commercial-roofing/) | 0 | 0 | 4.885 | Average for single ply meeting 0.65 SR: https://www.coolrooftoolkit.org/wp-content/uploads/2012/07/CEC-Non-Res-Cool-Roof-Cost-summary.pdf | 0.20791 | FPL contractor estimate on O&M costs to maintain reflectivity (occurs every 3 years) - PV of cost over measure life | 1.5929 | sq ft |  | 1.5929
Nonequipment | Cool Roof | Cool Roof - Includes both DX and chiller cooling systems | Market Average Existing Ceiling Insulation | Commercial | Existing | Warehouse | FL Zone 2 | Square feet | 73% | 1.4026 | 1.2244 | 0.17819 | 0.12704 | 15 | 2.3e-05 | 0 | 3.5 | includes labor and materials for single-ply membrane (https://westroofingsystems.com/cost-of-single-ply-membrane-commercial-roofing/) | 0 | 0 | 4.885 | Average for single ply meeting 0.65 SR: https://www.coolrooftoolkit.org/wp-content/uploads/2012/07/CEC-Non-Res-Cool-Roof-Cost-summary.pdf | 0.20791 | FPL contractor estimate on O&M costs to maintain reflectivity (occurs every 3 years) - PV of cost over measure life | 1.5929 | sq ft |  | 1.5929
Nonequipment | Cool Roof | Cool Roof - Includes both DX and chiller cooling systems | Code-Compliant Ceiling Insulation | Commercial | New | Assembly | FL Zone 2 | Square feet | 72% | 3.7877 | 3.6099 | 0.17775 | 0.046929 | 15 | 7.55e-05 | 0 | 3.5 | includes labor and materials for single-ply membrane (https://westroofingsystems.com/cost-of-single-ply-membrane-commercial-roofing/) | 0 | 0 | 4.885 | Average for single ply meeting 0.65 SR: https://www.coolrooftoolkit.org/wp-content/uploads/2012/07/CEC-Non-Res-Cool-Roof-Cost-summary.pdf | 0.20791 | FPL contractor estimate on O&M costs to maintain reflectivity (occurs every 3 years) - PV of cost over measure life | 1.5929 | sq ft |  | 1.5929
Nonequipment | Cool Roof | Cool Roof - Includes both DX and chiller cooling systems | Code-Compliant Ceiling Insulation | Commercial | New | College and University | FL Zone 2 | Square feet | 72% | 11.0507 | 10.8729 | 0.17775 | 0.016085 | 15 | 7.55e-05 | 0 | 3.5 | includes labor and materials for single-ply membrane (https://westroofingsystems.com/cost-of-single-ply-membrane-commercial-roofing/) | 0 | 0 | 4.885 | Average for single ply meeting 0.65 SR: https://www.coolrooftoolkit.org/wp-content/uploads/2012/07/CEC-Non-Res-Cool-Roof-Cost-summary.pdf | 0.20791 | FPL contractor estimate on O&M costs to maintain reflectivity (occurs every 3 years) - PV of cost over measure life | 1.5929 | sq ft |  | 1.5929
Nonequipment | Cool Roof | Cool Roof - Includes both DX and chiller cooling systems | Code-Compliant Ceiling Insulation | Commercial | New | Grocery | FL Zone 2 | Square feet | 72% | 31.0105 | 30.8327 | 0.17775 | 0.005732 | 15 | 7.55e-05 | 0 | 3.5 | includes labor and materials for single-ply membrane (https://westroofingsystems.com/cost-of-single-ply-membrane-commercial-roofing/) | 0 | 0 | 4.885 | Average for single ply meeting 0.65 SR: https://www.coolrooftoolkit.org/wp-content/uploads/2012/07/CEC-Non-Res-Cool-Roof-Cost-summary.pdf | 0.20791 | FPL contractor estimate on O&M costs to maintain reflectivity (occurs every 3 years) - PV of cost over measure life | 1.5929 | sq ft |  | 1.5929
Nonequipment | Cool Roof | Cool Roof - Includes both DX and chiller cooling systems | Code-Compliant Ceiling Insulation | Commercial | New | Healthcare | FL Zone 2 | Square feet | 72% | 15.083 | 14.9052 | 0.17775 | 0.011785 | 15 | 7.55e-05 | 0 | 3.5 | includes labor and materials for single-ply membrane (https://westroofingsystems.com/cost-of-single-ply-membrane-commercial-roofing/) | 0 | 0 | 4.885 | Average for single ply meeting 0.65 SR: https://www.coolrooftoolkit.org/wp-content/uploads/2012/07/CEC-Non-Res-Cool-Roof-Cost-summary.pdf | 0.20791 | FPL contractor estimate on O&M costs to maintain reflectivity (occurs every 3 years) - PV of cost over measure life | 1.5929 | sq ft |  | 1.5929
Nonequipment | Cool Roof | Cool Roof - Includes both DX and chiller cooling systems | Code-Compliant Ceiling Insulation | Commercial | New | Hospitals | FL Zone 2 | Square feet | 72% | 81.2975 | 81.1197 | 0.17775 | 0.002186 | 15 | 7.55e-05 | 0 | 3.5 | includes labor and materials for single-ply membrane (https://westroofingsystems.com/cost-of-single-ply-membrane-commercial-roofing/) | 0 | 0 | 4.885 | Average for single ply meeting 0.65 SR: https://www.coolrooftoolkit.org/wp-content/uploads/2012/07/CEC-Non-Res-Cool-Roof-Cost-summary.pdf | 0.20791 | FPL contractor estimate on O&M costs to maintain reflectivity (occurs every 3 years) - PV of cost over measure life | 1.5929 | sq ft |  | 1.5929
Nonequipment | Cool Roof | Cool Roof - Includes both DX and chiller cooling systems | Code-Compliant Ceiling Insulation | Commercial | New | Institutional | FL Zone 2 | Square feet | 72% | 56.2721 | 56.0944 | 0.17775 | 0.003159 | 15 | 7.55e-05 | 0 | 3.5 | includes labor and materials for single-ply membrane (https://westroofingsystems.com/cost-of-single-ply-membrane-commercial-roofing/) | 0 | 0 | 4.885 | Average for single ply meeting 0.65 SR: https://www.coolrooftoolkit.org/wp-content/uploads/2012/07/CEC-Non-Res-Cool-Roof-Cost-summary.pdf | 0.20791 | FPL contractor estimate on O&M costs to maintain reflectivity (occurs every 3 years) - PV of cost over measure life | 1.5929 | sq ft |  | 1.5929
Nonequipment | Cool Roof | Cool Roof - Includes both DX and chiller cooling systems | Code-Compliant Ceiling Insulation | Commercial | New | Lodging/Hospitality | FL Zone 2 | Square feet | 72% | 34.7257 | 34.548 | 0.17775 | 0.005119 | 15 | 0.0001 | 0 | 3.5 | includes labor and materials for single-ply membrane (https://westroofingsystems.com/cost-of-single-ply-membrane-commercial-roofing/) | 0 | 0 | 4.885 | Average for single ply meeting 0.65 SR: https://www.coolrooftoolkit.org/wp-content/uploads/2012/07/CEC-Non-Res-Cool-Roof-Cost-summary.pdf | 0.20791 | FPL contractor estimate on O&M costs to maintain reflectivity (occurs every 3 years) - PV of cost over measure life | 1.5929 | sq ft |  | 1.5929
Nonequipment | Cool Roof | Cool Roof - Includes both DX and chiller cooling systems | Code-Compliant Ceiling Insulation | Commercial | New | Miscellaneous | FL Zone 2 | Square feet | 72% | 107.2344 | 107.0567 | 0.17775 | 0.001658 | 15 | 2.29e-05 | 0 | 3.5 | includes labor and materials for single-ply membrane (https://westroofingsystems.com/cost-of-single-ply-membrane-commercial-roofing/) | 0 | 0 | 4.885 | Average for single ply meeting 0.65 SR: https://www.coolrooftoolkit.org/wp-content/uploads/2012/07/CEC-Non-Res-Cool-Roof-Cost-summary.pdf | 0.20791 | FPL contractor estimate on O&M costs to maintain reflectivity (occurs every 3 years) - PV of cost over measure life | 1.5929 | sq ft |  | 1.5929
Nonequipment | Cool Roof | Cool Roof - Includes both DX and chiller cooling systems | Code-Compliant Ceiling Insulation | Commercial | New | Offices | FL Zone 2 | Square feet | 72% | 58.1979 | 58.0201 | 0.17775 | 0.003054 | 15 | 7.55e-05 | 0 | 3.5 | includes labor and materials for single-ply membrane (https://westroofingsystems.com/cost-of-single-ply-membrane-commercial-roofing/) | 0 | 0 | 4.885 | Average for single ply meeting 0.65 SR: https://www.coolrooftoolkit.org/wp-content/uploads/2012/07/CEC-Non-Res-Cool-Roof-Cost-summary.pdf | 0.20791 | FPL contractor estimate on O&M costs to maintain reflectivity (occurs every 3 years) - PV of cost over measure life | 1.5929 | sq ft |  | 1.5929
Nonequipment | Cool Roof | Cool Roof - Includes both DX and chiller cooling systems | Code-Compliant Ceiling Insulation | Commercial | New | Restaurants | FL Zone 2 | Square feet | 72% | 31.354 | 31.1762 | 0.17775 | 0.005669 | 15 | 7.55e-05 | 0 | 3.5 | includes labor and materials for single-ply membrane (https://westroofingsystems.com/cost-of-single-ply-membrane-commercial-roofing/) | 0 | 0 | 4.885 | Average for single ply meeting 0.65 SR: https://www.coolrooftoolkit.org/wp-content/uploads/2012/07/CEC-Non-Res-Cool-Roof-Cost-summary.pdf | 0.20791 | FPL contractor estimate on O&M costs to maintain reflectivity (occurs every 3 years) - PV of cost over measure life | 1.5929 | sq ft |  | 1.5929
Nonequipment | Cool Roof | Cool Roof - Includes both DX and chiller cooling systems | Code-Compliant Ceiling Insulation | Commercial | New | Retail | FL Zone 2 | Square feet | 73% | 5.9824 | 5.8046 | 0.17775 | 0.029713 | 15 | 7.55e-05 | 0 | 3.5 | includes labor and materials for single-ply membrane (https://westroofingsystems.com/cost-of-single-ply-membrane-commercial-roofing/) | 0 | 0 | 4.885 | Average for single ply meeting 0.65 SR: https://www.coolrooftoolkit.org/wp-content/uploads/2012/07/CEC-Non-Res-Cool-Roof-Cost-summary.pdf | 0.20791 | FPL contractor estimate on O&M costs to maintain reflectivity (occurs every 3 years) - PV of cost over measure life | 1.5929 | sq ft |  | 1.5929
Nonequipment | Cool Roof | Cool Roof - Includes both DX and chiller cooling systems | Code-Compliant Ceiling Insulation | Commercial | New | Schools K-12 | FL Zone 2 | Square feet | 72% | 5.1058 | 4.928 | 0.17775 | 0.034814 | 15 | 7.55e-05 | 0 | 3.5 | includes labor and materials for single-ply membrane (https://westroofingsystems.com/cost-of-single-ply-membrane-commercial-roofing/) | 0 | 0 | 4.885 | Average for single ply meeting 0.65 SR: https://www.coolrooftoolkit.org/wp-content/uploads/2012/07/CEC-Non-Res-Cool-Roof-Cost-summary.pdf | 0.20791 | FPL contractor estimate on O&M costs to maintain reflectivity (occurs every 3 years) - PV of cost over measure life | 1.5929 | sq ft |  | 1.5929
Nonequipment | Cool Roof | Cool Roof - Includes both DX and chiller cooling systems | Code-Compliant Ceiling Insulation | Commercial | New | Warehouse | FL Zone 2 | Square feet | 73% | 1.4026 | 1.2248 | 0.17775 | 0.12673 | 15 | 2.29e-05 | 0 | 3.5 | includes labor and materials for single-ply membrane (https://westroofingsystems.com/cost-of-single-ply-membrane-commercial-roofing/) | 0 | 0 | 4.885 | Average for single ply meeting 0.65 SR: https://www.coolrooftoolkit.org/wp-content/uploads/2012/07/CEC-Non-Res-Cool-Roof-Cost-summary.pdf | 0.20791 | FPL contractor estimate on O&M costs to maintain reflectivity (occurs every 3 years) - PV of cost over measure life | 1.5929 | sq ft |  | 1.5929
Nonequipment | Dedicated Outdoor Air System on VRF unit | Code-Compliant New Construction PTHP, 4 Tons, 10.1 SEER, 0.825 COP Utilizing Dedicated Outdoor Air System | 0 | Commercial | Existing | Assembly | FL Zone 2 | Per Unit | 59% | 4707.205 | 3907.075 | 800.1307 | 0.16998 | 15 | 0.24347 | 0.24609 | 7147 | Mid-Atlantic TRM v7.0, 2017 (average for 24kBtu across efficiency types) | 0 | 0 | 8147.58 | Mid-Atlantic TRM v7.0, 2017 (average for 24kBtu across efficiency types) plus additional 14% cost of DOAS system, based on cost increase for integrated DOAS: https://www.osti.gov/servlets/purl/920385 | 0 | 0 | 1000.58 | unit (4 tons) |  | 1000.58
Nonequipment | Dedicated Outdoor Air System on VRF unit | Code-Compliant New Construction PTHP, 4 Tons, 10.1 SEER, 0.825 COP Utilizing Dedicated Outdoor Air System | 0 | Commercial | Existing | College and University | FL Zone 2 | Per Unit | 59% | 5187.753 | 4303.526 | 884.2265 | 0.17045 | 15 | 0.1876 | 0.13783 | 7147 | Mid-Atlantic TRM v7.0, 2017 (average for 24kBtu across efficiency types) | 0 | 0 | 8147.58 | Mid-Atlantic TRM v7.0, 2017 (average for 24kBtu across efficiency types) plus additional 14% cost of DOAS system, based on cost increase for integrated DOAS: https://www.osti.gov/servlets/purl/920385 | 0 | 0 | 1000.58 | unit (4 tons) |  | 1000.58
Nonequipment | Dedicated Outdoor Air System on VRF unit | Code-Compliant New Construction PTHP, 4 Tons, 10.1 SEER, 0.825 COP Utilizing Dedicated Outdoor Air System | 0 | Commercial | Existing | Grocery | FL Zone 2 | Per Unit | 59% | 2968.18 | 2489.393 | 478.7875 | 0.16131 | 15 | 0.14569 | 0.14726 | 7147 | Mid-Atlantic TRM v7.0, 2017 (average for 24kBtu across efficiency types) | 0 | 0 | 8147.58 | Mid-Atlantic TRM v7.0, 2017 (average for 24kBtu across efficiency types) plus additional 14% cost of DOAS system, based on cost increase for integrated DOAS: https://www.osti.gov/servlets/purl/920385 | 0 | 0 | 1000.58 | unit (4 tons) |  | 1000.58
Nonequipment | Dedicated Outdoor Air System on VRF unit | Code-Compliant New Construction PTHP, 4 Tons, 10.1 SEER, 0.825 COP Utilizing Dedicated Outdoor Air System | 0 | Commercial | Existing | Healthcare | FL Zone 2 | Per Unit | 59% | 10051.21 | 8329.3 | 1721.909 | 0.17131 | 15 | 0.52396 | 0.52959 | 7147 | Mid-Atlantic TRM v7.0, 2017 (average for 24kBtu across efficiency types) | 0 | 0 | 8147.58 | Mid-Atlantic TRM v7.0, 2017 (average for 24kBtu across efficiency types) plus additional 14% cost of DOAS system, based on cost increase for integrated DOAS: https://www.osti.gov/servlets/purl/920385 | 0 | 0 | 1000.58 | unit (4 tons) |  | 1000.58
Nonequipment | Dedicated Outdoor Air System on VRF unit | Code-Compliant New Construction PTHP, 4 Tons, 10.1 SEER, 0.825 COP Utilizing Dedicated Outdoor Air System | 0 | Commercial | Existing | Hospitals | FL Zone 2 | Per Unit | 59% | 9615.193 | 7974.691 | 1640.503 | 0.17062 | 15 | 0.49919 | 0.50455 | 7147 | Mid-Atlantic TRM v7.0, 2017 (average for 24kBtu across efficiency types) | 0 | 0 | 8147.58 | Mid-Atlantic TRM v7.0, 2017 (average for 24kBtu across efficiency types) plus additional 14% cost of DOAS system, based on cost increase for integrated DOAS: https://www.osti.gov/servlets/purl/920385 | 0 | 0 | 1000.58 | unit (4 tons) |  | 1000.58
Nonequipment | Dedicated Outdoor Air System on VRF unit | Code-Compliant New Construction PTHP, 4 Tons, 10.1 SEER, 0.825 COP Utilizing Dedicated Outdoor Air System | 0 | Commercial | Existing | Institutional | FL Zone 2 | Per Unit | 59% | 2647.233 | 2204.573 | 442.6603 | 0.16722 | 15 | 0.1347 | 0.13614 | 7147 | Mid-Atlantic TRM v7.0, 2017 (average for 24kBtu across efficiency types) | 0 | 0 | 8147.58 | Mid-Atlantic TRM v7.0, 2017 (average for 24kBtu across efficiency types) plus additional 14% cost of DOAS system, based on cost increase for integrated DOAS: https://www.osti.gov/servlets/purl/920385 | 0 | 0 | 1000.58 | unit (4 tons) |  | 1000.58
Nonequipment | Dedicated Outdoor Air System on VRF unit | Code-Compliant New Construction PTHP, 4 Tons, 10.1 SEER, 0.825 COP Utilizing Dedicated Outdoor Air System | 0 | Commercial | Existing | Lodging/Hospitality | FL Zone 2 | Per Unit | 59% | 7587.971 | 6285.029 | 1302.941 | 0.17171 | 15 | 0.27644 | 0.2031 | 7147 | Mid-Atlantic TRM v7.0, 2017 (average for 24kBtu across efficiency types) | 0 | 0 | 8147.58 | Mid-Atlantic TRM v7.0, 2017 (average for 24kBtu across efficiency types) plus additional 14% cost of DOAS system, based on cost increase for integrated DOAS: https://www.osti.gov/servlets/purl/920385 | 0 | 0 | 1000.58 | unit (4 tons) |  | 1000.58
Nonequipment | Dedicated Outdoor Air System on VRF unit | Code-Compliant New Construction PTHP, 4 Tons, 10.1 SEER, 0.825 COP Utilizing Dedicated Outdoor Air System | 0 | Commercial | Existing | Miscellaneous | FL Zone 2 | Per Unit | 59% | 2627.062 | 2180.37 | 446.692 | 0.17003 | 15 | 0.13592 | 0.13738 | 7147 | Mid-Atlantic TRM v7.0, 2017 (average for 24kBtu across efficiency types) | 0 | 0 | 8147.58 | Mid-Atlantic TRM v7.0, 2017 (average for 24kBtu across efficiency types) plus additional 14% cost of DOAS system, based on cost increase for integrated DOAS: https://www.osti.gov/servlets/purl/920385 | 0 | 0 | 1000.58 | unit (4 tons) |  | 1000.58
Nonequipment | Dedicated Outdoor Air System on VRF unit | Code-Compliant New Construction PTHP, 4 Tons, 10.1 SEER, 0.825 COP Utilizing Dedicated Outdoor Air System | 0 | Commercial | Existing | Offices | FL Zone 2 | Per Unit | 59% | 5127.254 | 4243.784 | 883.4693 | 0.17231 | 15 | 0.26883 | 0.27172 | 7147 | Mid-Atlantic TRM v7.0, 2017 (average for 24kBtu across efficiency types) | 0 | 0 | 8147.58 | Mid-Atlantic TRM v7.0, 2017 (average for 24kBtu across efficiency types) plus additional 14% cost of DOAS system, based on cost increase for integrated DOAS: https://www.osti.gov/servlets/purl/920385 | 0 | 0 | 1000.58 | unit (4 tons) |  | 1000.58
Nonequipment | Dedicated Outdoor Air System on VRF unit | Code-Compliant New Construction PTHP, 4 Tons, 10.1 SEER, 0.825 COP Utilizing Dedicated Outdoor Air System | 0 | Commercial | Existing | Restaurants | FL Zone 2 | Per Unit | 59% | 8279.455 | 6917.699 | 1361.756 | 0.16447 | 15 | 0.41437 | 0.41882 | 7147 | Mid-Atlantic TRM v7.0, 2017 (average for 24kBtu across efficiency types) | 0 | 0 | 8147.58 | Mid-Atlantic TRM v7.0, 2017 (average for 24kBtu across efficiency types) plus additional 14% cost of DOAS system, based on cost increase for integrated DOAS: https://www.osti.gov/servlets/purl/920385 | 0 | 0 | 1000.58 | unit (4 tons) |  | 1000.58
Nonequipment | Dedicated Outdoor Air System on VRF unit | Code-Compliant New Construction PTHP, 4 Tons, 10.1 SEER, 0.825 COP Utilizing Dedicated Outdoor Air System | 0 | Commercial | Existing | Retail | FL Zone 2 | Per Unit | 59% | 6306.823 | 5257.762 | 1049.061 | 0.16634 | 15 | 0.31922 | 0.32265 | 7147 | Mid-Atlantic TRM v7.0, 2017 (average for 24kBtu across efficiency types) | 0 | 0 | 8147.58 | Mid-Atlantic TRM v7.0, 2017 (average for 24kBtu across efficiency types) plus additional 14% cost of DOAS system, based on cost increase for integrated DOAS: https://www.osti.gov/servlets/purl/920385 | 0 | 0 | 1000.58 | unit (4 tons) |  | 1000.58
Nonequipment | Dedicated Outdoor Air System on VRF unit | Code-Compliant New Construction PTHP, 4 Tons, 10.1 SEER, 0.825 COP Utilizing Dedicated Outdoor Air System | 0 | Commercial | Existing | Schools K-12 | FL Zone 2 | Per Unit | 59% | 5519.628 | 4603.978 | 915.6498 | 0.16589 | 15 | 0.27863 | 0.28162 | 7147 | Mid-Atlantic TRM v7.0, 2017 (average for 24kBtu across efficiency types) | 0 | 0 | 8147.58 | Mid-Atlantic TRM v7.0, 2017 (average for 24kBtu across efficiency types) plus additional 14% cost of DOAS system, based on cost increase for integrated DOAS: https://www.osti.gov/servlets/purl/920385 | 0 | 0 | 1000.58 | unit (4 tons) |  | 1000.58
Nonequipment | Dedicated Outdoor Air System on VRF unit | Code-Compliant New Construction PTHP, 4 Tons, 10.1 SEER, 0.825 COP Utilizing Dedicated Outdoor Air System | 0 | Commercial | Existing | Warehouse | FL Zone 2 | Per Unit | 59% | 1239.188 | 1035.374 | 203.814 | 0.16447 | 15 | 0.062019 | 0.062685 | 7147 | Mid-Atlantic TRM v7.0, 2017 (average for 24kBtu across efficiency types) | 0 | 0 | 8147.58 | Mid-Atlantic TRM v7.0, 2017 (average for 24kBtu across efficiency types) plus additional 14% cost of DOAS system, based on cost increase for integrated DOAS: https://www.osti.gov/servlets/purl/920385 | 0 | 0 | 1000.58 | unit (4 tons) |  | 1000.58
Nonequipment | Dedicated Outdoor Air System on VRF unit | Code-Compliant New Construction PTHP, 4 Tons, 10.1 SEER, 0.825 COP Utilizing Dedicated Outdoor Air System | Code-Compliant New Construction PTHP, 4 Tons, 10.1 SEER, 0.825 COP | Commercial | New | Assembly | FL Zone 2 | Per Unit | 59% | 4707.205 | 3907.075 | 800.1307 | 0.16998 | 15 | 0.24347 | 0.24609 | 7147 | Mid-Atlantic TRM v7.0, 2017 (average for 24kBtu across efficiency types) | 0 | 0 | 8147.58 | Mid-Atlantic TRM v7.0, 2017 (average for 24kBtu across efficiency types) plus additional 14% cost of DOAS system, based on cost increase for integrated DOAS: https://www.osti.gov/servlets/purl/920385 | 0 | 0 | 1000.58 | unit (4 tons) |  | 1000.58
Nonequipment | Dedicated Outdoor Air System on VRF unit | Code-Compliant New Construction PTHP, 4 Tons, 10.1 SEER, 0.825 COP Utilizing Dedicated Outdoor Air System | Code-Compliant New Construction PTHP, 4 Tons, 10.1 SEER, 0.825 COP | Commercial | New | College and University | FL Zone 2 | Per Unit | 59% | 5187.753 | 4303.526 | 884.2265 | 0.17045 | 15 | 0.1876 | 0.13783 | 7147 | Mid-Atlantic TRM v7.0, 2017 (average for 24kBtu across efficiency types) | 0 | 0 | 8147.58 | Mid-Atlantic TRM v7.0, 2017 (average for 24kBtu across efficiency types) plus additional 14% cost of DOAS system, based on cost increase for integrated DOAS: https://www.osti.gov/servlets/purl/920385 | 0 | 0 | 1000.58 | unit (4 tons) |  | 1000.58
Nonequipment | Dedicated Outdoor Air System on VRF unit | Code-Compliant New Construction PTHP, 4 Tons, 10.1 SEER, 0.825 COP Utilizing Dedicated Outdoor Air System | Code-Compliant New Construction PTHP, 4 Tons, 10.1 SEER, 0.825 COP | Commercial | New | Grocery | FL Zone 2 | Per Unit | 59% | 2968.18 | 2489.393 | 478.7875 | 0.16131 | 15 | 0.14569 | 0.14726 | 7147 | Mid-Atlantic TRM v7.0, 2017 (average for 24kBtu across efficiency types) | 0 | 0 | 8147.58 | Mid-Atlantic TRM v7.0, 2017 (average for 24kBtu across efficiency types) plus additional 14% cost of DOAS system, based on cost increase for integrated DOAS: https://www.osti.gov/servlets/purl/920385 | 0 | 0 | 1000.58 | unit (4 tons) |  | 1000.58
Nonequipment | Dedicated Outdoor Air System on VRF unit | Code-Compliant New Construction PTHP, 4 Tons, 10.1 SEER, 0.825 COP Utilizing Dedicated Outdoor Air System | Code-Compliant New Construction PTHP, 4 Tons, 10.1 SEER, 0.825 COP | Commercial | New | Healthcare | FL Zone 2 | Per Unit | 59% | 10051.21 | 8329.3 | 1721.909 | 0.17131 | 15 | 0.52396 | 0.52959 | 7147 | Mid-Atlantic TRM v7.0, 2017 (average for 24kBtu across efficiency types) | 0 | 0 | 8147.58 | Mid-Atlantic TRM v7.0, 2017 (average for 24kBtu across efficiency types) plus additional 14% cost of DOAS system, based on cost increase for integrated DOAS: https://www.osti.gov/servlets/purl/920385 | 0 | 0 | 1000.58 | unit (4 tons) |  | 1000.58
Nonequipment | Dedicated Outdoor Air System on VRF unit | Code-Compliant New Construction PTHP, 4 Tons, 10.1 SEER, 0.825 COP Utilizing Dedicated Outdoor Air System | Code-Compliant New Construction PTHP, 4 Tons, 10.1 SEER, 0.825 COP | Commercial | New | Hospitals | FL Zone 2 | Per Unit | 59% | 9615.193 | 7974.691 | 1640.503 | 0.17062 | 15 | 0.49919 | 0.50455 | 7147 | Mid-Atlantic TRM v7.0, 2017 (average for 24kBtu across efficiency types) | 0 | 0 | 8147.58 | Mid-Atlantic TRM v7.0, 2017 (average for 24kBtu across efficiency types) plus additional 14% cost of DOAS system, based on cost increase for integrated DOAS: https://www.osti.gov/servlets/purl/920385 | 0 | 0 | 1000.58 | unit (4 tons) |  | 1000.58
Nonequipment | Dedicated Outdoor Air System on VRF unit | Code-Compliant New Construction PTHP, 4 Tons, 10.1 SEER, 0.825 COP Utilizing Dedicated Outdoor Air System | Code-Compliant New Construction PTHP, 4 Tons, 10.1 SEER, 0.825 COP | Commercial | New | Institutional | FL Zone 2 | Per Unit | 59% | 2647.233 | 2204.573 | 442.6603 | 0.16722 | 15 | 0.1347 | 0.13614 | 7147 | Mid-Atlantic TRM v7.0, 2017 (average for 24kBtu across efficiency types) | 0 | 0 | 8147.58 | Mid-Atlantic TRM v7.0, 2017 (average for 24kBtu across efficiency types) plus additional 14% cost of DOAS system, based on cost increase for integrated DOAS: https://www.osti.gov/servlets/purl/920385 | 0 | 0 | 1000.58 | unit (4 tons) |  | 1000.58
Nonequipment | Dedicated Outdoor Air System on VRF unit | Code-Compliant New Construction PTHP, 4 Tons, 10.1 SEER, 0.825 COP Utilizing Dedicated Outdoor Air System | Code-Compliant New Construction PTHP, 4 Tons, 10.1 SEER, 0.825 COP | Commercial | New | Lodging/Hospitality | FL Zone 2 | Per Unit | 59% | 7587.971 | 6285.029 | 1302.941 | 0.17171 | 15 | 0.27644 | 0.2031 | 7147 | Mid-Atlantic TRM v7.0, 2017 (average for 24kBtu across efficiency types) | 0 | 0 | 8147.58 | Mid-Atlantic TRM v7.0, 2017 (average for 24kBtu across efficiency types) plus additional 14% cost of DOAS system, based on cost increase for integrated DOAS: https://www.osti.gov/servlets/purl/920385 | 0 | 0 | 1000.58 | unit (4 tons) |  | 1000.58
Nonequipment | Dedicated Outdoor Air System on VRF unit | Code-Compliant New Construction PTHP, 4 Tons, 10.1 SEER, 0.825 COP Utilizing Dedicated Outdoor Air System | Code-Compliant New Construction PTHP, 4 Tons, 10.1 SEER, 0.825 COP | Commercial | New | Miscellaneous | FL Zone 2 | Per Unit | 59% | 2627.062 | 2180.37 | 446.692 | 0.17003 | 15 | 0.13592 | 0.13738 | 7147 | Mid-Atlantic TRM v7.0, 2017 (average for 24kBtu across efficiency types) | 0 | 0 | 8147.58 | Mid-Atlantic TRM v7.0, 2017 (average for 24kBtu across efficiency types) plus additional 14% cost of DOAS system, based on cost increase for integrated DOAS: https://www.osti.gov/servlets/purl/920385 | 0 | 0 | 1000.58 | unit (4 tons) |  | 1000.58
Nonequipment | Dedicated Outdoor Air System on VRF unit | Code-Compliant New Construction PTHP, 4 Tons, 10.1 SEER, 0.825 COP Utilizing Dedicated Outdoor Air System | Code-Compliant New Construction PTHP, 4 Tons, 10.1 SEER, 0.825 COP | Commercial | New | Offices | FL Zone 2 | Per Unit | 59% | 5127.254 | 4243.784 | 883.4693 | 0.17231 | 15 | 0.26883 | 0.27172 | 7147 | Mid-Atlantic TRM v7.0, 2017 (average for 24kBtu across efficiency types) | 0 | 0 | 8147.58 | Mid-Atlantic TRM v7.0, 2017 (average for 24kBtu across efficiency types) plus additional 14% cost of DOAS system, based on cost increase for integrated DOAS: https://www.osti.gov/servlets/purl/920385 | 0 | 0 | 1000.58 | unit (4 tons) |  | 1000.58
Nonequipment | Dedicated Outdoor Air System on VRF unit | Code-Compliant New Construction PTHP, 4 Tons, 10.1 SEER, 0.825 COP Utilizing Dedicated Outdoor Air System | Code-Compliant New Construction PTHP, 4 Tons, 10.1 SEER, 0.825 COP | Commercial | New | Restaurants | FL Zone 2 | Per Unit | 59% | 8279.455 | 6917.699 | 1361.756 | 0.16447 | 15 | 0.41437 | 0.41882 | 7147 | Mid-Atlantic TRM v7.0, 2017 (average for 24kBtu across efficiency types) | 0 | 0 | 8147.58 | Mid-Atlantic TRM v7.0, 2017 (average for 24kBtu across efficiency types) plus additional 14% cost of DOAS system, based on cost increase for integrated DOAS: https://www.osti.gov/servlets/purl/920385 | 0 | 0 | 1000.58 | unit (4 tons) |  | 1000.58
Nonequipment | Dedicated Outdoor Air System on VRF unit | Code-Compliant New Construction PTHP, 4 Tons, 10.1 SEER, 0.825 COP Utilizing Dedicated Outdoor Air System | Code-Compliant New Construction PTHP, 4 Tons, 10.1 SEER, 0.825 COP | Commercial | New | Retail | FL Zone 2 | Per Unit | 59% | 6306.823 | 5257.762 | 1049.061 | 0.16634 | 15 | 0.31922 | 0.32265 | 7147 | Mid-Atlantic TRM v7.0, 2017 (average for 24kBtu across efficiency types) | 0 | 0 | 8147.58 | Mid-Atlantic TRM v7.0, 2017 (average for 24kBtu across efficiency types) plus additional 14% cost of DOAS system, based on cost increase for integrated DOAS: https://www.osti.gov/servlets/purl/920385 | 0 | 0 | 1000.58 | unit (4 tons) |  | 1000.58
Nonequipment | Dedicated Outdoor Air System on VRF unit | Code-Compliant New Construction PTHP, 4 Tons, 10.1 SEER, 0.825 COP Utilizing Dedicated Outdoor Air System | Code-Compliant New Construction PTHP, 4 Tons, 10.1 SEER, 0.825 COP | Commercial | New | Schools K-12 | FL Zone 2 | Per Unit | 59% | 5519.628 | 4603.978 | 915.6498 | 0.16589 | 15 | 0.27863 | 0.28162 | 7147 | Mid-Atlantic TRM v7.0, 2017 (average for 24kBtu across efficiency types) | 0 | 0 | 8147.58 | Mid-Atlantic TRM v7.0, 2017 (average for 24kBtu across efficiency types) plus additional 14% cost of DOAS system, based on cost increase for integrated DOAS: https://www.osti.gov/servlets/purl/920385 | 0 | 0 | 1000.58 | unit (4 tons) |  | 1000.58
Nonequipment | Dedicated Outdoor Air System on VRF unit | Code-Compliant New Construction PTHP, 4 Tons, 10.1 SEER, 0.825 COP Utilizing Dedicated Outdoor Air System | Code-Compliant New Construction PTHP, 4 Tons, 10.1 SEER, 0.825 COP | Commercial | New | Warehouse | FL Zone 2 | Per Unit | 59% | 1239.188 | 1035.374 | 203.814 | 0.16447 | 15 | 0.062019 | 0.062685 | 7147 | Mid-Atlantic TRM v7.0, 2017 (average for 24kBtu across efficiency types) | 0 | 0 | 8147.58 | Mid-Atlantic TRM v7.0, 2017 (average for 24kBtu across efficiency types) plus additional 14% cost of DOAS system, based on cost increase for integrated DOAS: https://www.osti.gov/servlets/purl/920385 | 0 | 0 | 1000.58 | unit (4 tons) |  | 1000.58
Nonequipment | Destratification Fans | Destratification Fans improve temperature distribution by circulating warmer air from the ceiling back down to the floor level | 0 | Commercial | Existing | Assembly | FL Zone 2 | Square feet | 0% | 13888.83 | 11879.24 | 2009.598 | 0.14469 | 10 | 0 | 0.40688 | 0 | 0 | 0 | 0 | 6800 | Illinois 2018 Statewide TRM, Section 4.4.34 | 0 | 0 | 6800 | unit |  | 6800
Nonequipment | Destratification Fans | Destratification Fans improve temperature distribution by circulating warmer air from the ceiling back down to the floor level | 0 | Commercial | Existing | College and University | FL Zone 2 | Square feet | 0% | 23416.42 | 19760.69 | 3655.721 | 0.15612 | 10 | 0 | 0.74017 | 0 | 0 | 0 | 0 | 6800 | Illinois 2018 Statewide TRM, Section 4.4.34 | 0 | 0 | 6800 | unit |  | 6800
Nonequipment | Destratification Fans | Destratification Fans improve temperature distribution by circulating warmer air from the ceiling back down to the floor level | 0 | Commercial | Existing | Grocery | FL Zone 2 | Square feet | 0% | 10499.34 | 9182.674 | 1316.664 | 0.1254 | 10 | 0 | 0.26658 | 0 | 0 | 0 | 0 | 6800 | Illinois 2018 Statewide TRM, Section 4.4.34 | 0 | 0 | 6800 | unit |  | 6800
Nonequipment | Destratification Fans | Destratification Fans improve temperature distribution by circulating warmer air from the ceiling back down to the floor level | 0 | Commercial | Existing | Healthcare | FL Zone 2 | Square feet | 0% | 22625 | 19331.84 | 3293.159 | 0.14555 | 10 | 0 | 0.66677 | 0 | 0 | 0 | 0 | 6800 | Illinois 2018 Statewide TRM, Section 4.4.34 | 0 | 0 | 6800 | unit |  | 6800
Nonequipment | Destratification Fans | Destratification Fans improve temperature distribution by circulating warmer air from the ceiling back down to the floor level | 0 | Commercial | Existing | Hospitals | FL Zone 2 | Square feet | 0% | 41667.57 | 35164.77 | 6502.801 | 0.15606 | 10 | 0 | 1.3166 | 0 | 0 | 0 | 0 | 6800 | Illinois 2018 Statewide TRM, Section 4.4.34 | 0 | 0 | 6800 | unit |  | 6800
Nonequipment | Destratification Fans | Destratification Fans improve temperature distribution by circulating warmer air from the ceiling back down to the floor level | 0 | Commercial | Existing | Institutional | FL Zone 2 | Square feet | 0% | 5697.807 | 4973.936 | 723.871 | 0.12704 | 10 | 0 | 0.14656 | 0 | 0 | 0 | 0 | 6800 | Illinois 2018 Statewide TRM, Section 4.4.34 | 0 | 0 | 6800 | unit |  | 6800
Nonequipment | Destratification Fans | Destratification Fans improve temperature distribution by circulating warmer air from the ceiling back down to the floor level | 0 | Commercial | Existing | Lodging/Hospitality | FL Zone 2 | Square feet | 0% | 8305.726 | 7213.741 | 1091.986 | 0.13147 | 10 | 0 | 0.22109 | 0 | 0 | 0 | 0 | 6800 | Illinois 2018 Statewide TRM, Section 4.4.34 | 0 | 0 | 6800 | unit |  | 6800
Nonequipment | Destratification Fans | Destratification Fans improve temperature distribution by circulating warmer air from the ceiling back down to the floor level | 0 | Commercial | Existing | Miscellaneous | FL Zone 2 | Square feet | 0% | 10938.84 | 9269.984 | 1668.853 | 0.15256 | 10 | 0 | 0.33789 | 0 | 0 | 0 | 0 | 6800 | Illinois 2018 Statewide TRM, Section 4.4.34 | 0 | 0 | 6800 | unit |  | 6800
Nonequipment | Destratification Fans | Destratification Fans improve temperature distribution by circulating warmer air from the ceiling back down to the floor level | 0 | Commercial | Existing | Offices | FL Zone 2 | Square feet | 0% | 3012.747 | 2647.245 | 365.5015 | 0.12132 | 10 | 0 | 0.074003 | 0 | 0 | 0 | 0 | 6800 | Illinois 2018 Statewide TRM, Section 4.4.34 | 0 | 0 | 6800 | unit |  | 6800
Nonequipment | Destratification Fans | Destratification Fans improve temperature distribution by circulating warmer air from the ceiling back down to the floor level | 0 | Commercial | Existing | Restaurants | FL Zone 2 | Square feet | 0% | 22950.39 | 20061.64 | 2888.746 | 0.12587 | 10 | 0 | 0.58488 | 0 | 0 | 0 | 0 | 6800 | Illinois 2018 Statewide TRM, Section 4.4.34 | 0 | 0 | 6800 | unit |  | 6800
Nonequipment | Destratification Fans | Destratification Fans improve temperature distribution by circulating warmer air from the ceiling back down to the floor level | 0 | Commercial | Existing | Retail | FL Zone 2 | Square feet | 0% | 24895.87 | 21438.98 | 3456.887 | 0.13885 | 10 | 0 | 0.69991 | 0 | 0 | 0 | 0 | 6800 | Illinois 2018 Statewide TRM, Section 4.4.34 | 0 | 0 | 6800 | unit |  | 6800
Nonequipment | Destratification Fans | Destratification Fans improve temperature distribution by circulating warmer air from the ceiling back down to the floor level | 0 | Commercial | Existing | Schools K-12 | FL Zone 2 | Square feet | 0% | 67358.85 | 56428.55 | 10930.3 | 0.16227 | 10 | 0 | 2.2131 | 0 | 0 | 0 | 0 | 6800 | Illinois 2018 Statewide TRM, Section 4.4.34 | 0 | 0 | 6800 | unit |  | 6800
Nonequipment | Destratification Fans | Destratification Fans improve temperature distribution by circulating warmer air from the ceiling back down to the floor level | 0 | Commercial | Existing | Warehouse | FL Zone 2 | Square feet | 75% | 8195.685 | 6997.503 | 1198.183 | 0.1462 | 10 | 0 | 0.2426 | 0 | 0 | 0 | 0 | 6800 | Illinois 2018 Statewide TRM, Section 4.4.34 | 0 | 0 | 6800 | unit |  | 6800
Nonequipment | Destratification Fans | Destratification Fans improve temperature distribution by circulating warmer air from the ceiling back down to the floor level | No fan (e.g. temperature stratification at ceiling of high bay ceilings) | Commercial | New | Assembly | FL Zone 2 | Square feet | 0% | 13888.83 | 11879.24 | 2009.598 | 0.14469 | 10 | 0 | 0.40688 | 0 | 0 | 0 | 0 | 6800 | Illinois 2018 Statewide TRM, Section 4.4.34 | 0 | 0 | 6800 | unit |  | 6800
Nonequipment | Destratification Fans | Destratification Fans improve temperature distribution by circulating warmer air from the ceiling back down to the floor level | No fan (e.g. temperature stratification at ceiling of high bay ceilings) | Commercial | New | College and University | FL Zone 2 | Square feet | 0% | 23416.42 | 19760.69 | 3655.721 | 0.15612 | 10 | 0 | 0.74017 | 0 | 0 | 0 | 0 | 6800 | Illinois 2018 Statewide TRM, Section 4.4.34 | 0 | 0 | 6800 | unit |  | 6800
Nonequipment | Destratification Fans | Destratification Fans improve temperature distribution by circulating warmer air from the ceiling back down to the floor level | No fan (e.g. temperature stratification at ceiling of high bay ceilings) | Commercial | New | Grocery | FL Zone 2 | Square feet | 0% | 10499.34 | 9182.674 | 1316.664 | 0.1254 | 10 | 0 | 0.26658 | 0 | 0 | 0 | 0 | 6800 | Illinois 2018 Statewide TRM, Section 4.4.34 | 0 | 0 | 6800 | unit |  | 6800
Nonequipment | Destratification Fans | Destratification Fans improve temperature distribution by circulating warmer air from the ceiling back down to the floor level | No fan (e.g. temperature stratification at ceiling of high bay ceilings) | Commercial | New | Healthcare | FL Zone 2 | Square feet | 0% | 22625 | 19331.84 | 3293.159 | 0.14555 | 10 | 0 | 0.66677 | 0 | 0 | 0 | 0 | 6800 | Illinois 2018 Statewide TRM, Section 4.4.34 | 0 | 0 | 6800 | unit |  | 6800
Nonequipment | Destratification Fans | Destratification Fans improve temperature distribution by circulating warmer air from the ceiling back down to the floor level | No fan (e.g. temperature stratification at ceiling of high bay ceilings) | Commercial | New | Hospitals | FL Zone 2 | Square feet | 0% | 41667.57 | 35164.77 | 6502.801 | 0.15606 | 10 | 0 | 1.3166 | 0 | 0 | 0 | 0 | 6800 | Illinois 2018 Statewide TRM, Section 4.4.34 | 0 | 0 | 6800 | unit |  | 6800
Nonequipment | Destratification Fans | Destratification Fans improve temperature distribution by circulating warmer air from the ceiling back down to the floor level | No fan (e.g. temperature stratification at ceiling of high bay ceilings) | Commercial | New | Institutional | FL Zone 2 | Square feet | 0% | 5697.807 | 4973.936 | 723.871 | 0.12704 | 10 | 0 | 0.14656 | 0 | 0 | 0 | 0 | 6800 | Illinois 2018 Statewide TRM, Section 4.4.34 | 0 | 0 | 6800 | unit |  | 6800
Nonequipment | Destratification Fans | Destratification Fans improve temperature distribution by circulating warmer air from the ceiling back down to the floor level | No fan (e.g. temperature stratification at ceiling of high bay ceilings) | Commercial | New | Lodging/Hospitality | FL Zone 2 | Square feet | 0% | 8305.726 | 7213.741 | 1091.986 | 0.13147 | 10 | 0 | 0.22109 | 0 | 0 | 0 | 0 | 6800 | Illinois 2018 Statewide TRM, Section 4.4.34 | 0 | 0 | 6800 | unit |  | 6800
Nonequipment | Destratification Fans | Destratification Fans improve temperature distribution by circulating warmer air from the ceiling back down to the floor level | No fan (e.g. temperature stratification at ceiling of high bay ceilings) | Commercial | New | Miscellaneous | FL Zone 2 | Square feet | 0% | 10938.84 | 9269.984 | 1668.853 | 0.15256 | 10 | 0 | 0.33789 | 0 | 0 | 0 | 0 | 6800 | Illinois 2018 Statewide TRM, Section 4.4.34 | 0 | 0 | 6800 | unit |  | 6800
Nonequipment | Destratification Fans | Destratification Fans improve temperature distribution by circulating warmer air from the ceiling back down to the floor level | No fan (e.g. temperature stratification at ceiling of high bay ceilings) | Commercial | New | Offices | FL Zone 2 | Square feet | 0% | 3012.747 | 2647.245 | 365.5015 | 0.12132 | 10 | 0 | 0.074003 | 0 | 0 | 0 | 0 | 6800 | Illinois 2018 Statewide TRM, Section 4.4.34 | 0 | 0 | 6800 | unit |  | 6800
Nonequipment | Destratification Fans | Destratification Fans improve temperature distribution by circulating warmer air from the ceiling back down to the floor level | No fan (e.g. temperature stratification at ceiling of high bay ceilings) | Commercial | New | Restaurants | FL Zone 2 | Square feet | 0% | 22950.39 | 20061.64 | 2888.746 | 0.12587 | 10 | 0 | 0.58488 | 0 | 0 | 0 | 0 | 6800 | Illinois 2018 Statewide TRM, Section 4.4.34 | 0 | 0 | 6800 | unit |  | 6800
Nonequipment | Destratification Fans | Destratification Fans improve temperature distribution by circulating warmer air from the ceiling back down to the floor level | No fan (e.g. temperature stratification at ceiling of high bay ceilings) | Commercial | New | Retail | FL Zone 2 | Square feet | 0% | 24895.87 | 21438.98 | 3456.887 | 0.13885 | 10 | 0 | 0.69991 | 0 | 0 | 0 | 0 | 6800 | Illinois 2018 Statewide TRM, Section 4.4.34 | 0 | 0 | 6800 | unit |  | 6800
Nonequipment | Destratification Fans | Destratification Fans improve temperature distribution by circulating warmer air from the ceiling back down to the floor level | No fan (e.g. temperature stratification at ceiling of high bay ceilings) | Commercial | New | Schools K-12 | FL Zone 2 | Square feet | 0% | 67358.85 | 56428.55 | 10930.3 | 0.16227 | 10 | 0 | 2.2131 | 0 | 0 | 0 | 0 | 6800 | Illinois 2018 Statewide TRM, Section 4.4.34 | 0 | 0 | 6800 | unit |  | 6800
Nonequipment | Destratification Fans | Destratification Fans improve temperature distribution by circulating warmer air from the ceiling back down to the floor level | No fan (e.g. temperature stratification at ceiling of high bay ceilings) | Commercial | New | Warehouse | FL Zone 2 | Square feet | 75% | 8195.685 | 6997.503 | 1198.183 | 0.1462 | 10 | 0 | 0.2426 | 0 | 0 | 0 | 0 | 6800 | Illinois 2018 Statewide TRM, Section 4.4.34 | 0 | 0 | 6800 | unit |  | 6800
Nonequipment | Duct Insulation | Standard Electric Heating and Central AC with Insulated Ductwork (R-8) | Standard Electric Heating and Central AC with Uninsulated Ductwork (R-4) | Commercial | Existing | Assembly | FL Zone 2 | Per End Use Consumption | 0% | 48078.24 | 47094.91 | 983.3201 | 0.020453 | 15 | 0.26714 | 0.57411 | 0 | no base cost | 0 | 0 | 0.37 | rate at $0.37/sq.ft, reference: https://www.homewyse.com/costs/cost_of_duct_insulation.html | 0.59125 | rate at $53.75/per labor hour and 0.011 hr/sq.ft, reference: https://www.homewyse.com/costs/cost_of_duct_insulation.html | 0.96125 | sq ft | 19267.25 | 18520.65
Nonequipment | Duct Insulation | Standard Electric Heating and Central AC with Insulated Ductwork (R-8) | Standard Electric Heating and Central AC with Uninsulated Ductwork (R-4) | Commercial | Existing | College and University | FL Zone 2 | Per End Use Consumption | 0% | 287152.3 | 281279.3 | 5872.983 | 0.020453 | 15 | 1.5955 | 3.429 | 0 | no base cost | 0 | 0 | 0.37 | rate at $0.37/sq.ft, reference: https://www.homewyse.com/costs/cost_of_duct_insulation.html | 0.59125 | rate at $53.75/per labor hour and 0.011 hr/sq.ft, reference: https://www.homewyse.com/costs/cost_of_duct_insulation.html | 0.96125 | sq ft | 75933.21 | 72990.8
Nonequipment | Duct Insulation | Standard Electric Heating and Central AC with Insulated Ductwork (R-8) | Standard Electric Heating and Central AC with Uninsulated Ductwork (R-4) | Commercial | Existing | Grocery | FL Zone 2 | Per End Use Consumption | 0% | 115753 | 113385.6 | 2367.438 | 0.020453 | 15 | 0.64315 | 1.3822 | 0 | no base cost | 0 | 0 | 0.37 | rate at $0.37/sq.ft, reference: https://www.homewyse.com/costs/cost_of_duct_insulation.html | 0.59125 | rate at $53.75/per labor hour and 0.011 hr/sq.ft, reference: https://www.homewyse.com/costs/cost_of_duct_insulation.html | 0.96125 | sq ft | 4711.697 | 4529.119
Nonequipment | Duct Insulation | Standard Electric Heating and Central AC with Insulated Ductwork (R-8) | Standard Electric Heating and Central AC with Uninsulated Ductwork (R-4) | Commercial | Existing | Healthcare | FL Zone 2 | Per End Use Consumption | 0% | 202047.4 | 197915 | 4132.374 | 0.020453 | 15 | 1.1226 | 2.4127 | 0 | no base cost | 0 | 0 | 0.37 | rate at $0.37/sq.ft, reference: https://www.homewyse.com/costs/cost_of_duct_insulation.html | 0.59125 | rate at $53.75/per labor hour and 0.011 hr/sq.ft, reference: https://www.homewyse.com/costs/cost_of_duct_insulation.html | 0.96125 | sq ft | 20120.77 | 19341.09
Nonequipment | Duct Insulation | Standard Electric Heating and Central AC with Insulated Ductwork (R-8) | Standard Electric Heating and Central AC with Uninsulated Ductwork (R-4) | Commercial | Existing | Hospitals | FL Zone 2 | Per End Use Consumption | 0% | 2105302 | 2062243 | 43058.69 | 0.020453 | 15 | 11.6976 | 25.1399 | 0 | no base cost | 0 | 0 | 0.37 | rate at $0.37/sq.ft, reference: https://www.homewyse.com/costs/cost_of_duct_insulation.html | 0.59125 | rate at $53.75/per labor hour and 0.011 hr/sq.ft, reference: https://www.homewyse.com/costs/cost_of_duct_insulation.html | 0.96125 | sq ft | 209655.2 | 201531.1
Nonequipment | Duct Insulation | Standard Electric Heating and Central AC with Insulated Ductwork (R-8) | Standard Electric Heating and Central AC with Uninsulated Ductwork (R-4) | Commercial | Existing | Institutional | FL Zone 2 | Per End Use Consumption | 0% | 233568.9 | 228791.9 | 4777.068 | 0.020453 | 15 | 1.2978 | 2.7891 | 0 | no base cost | 0 | 0 | 0.37 | rate at $0.37/sq.ft, reference: https://www.homewyse.com/costs/cost_of_duct_insulation.html | 0.59125 | rate at $53.75/per labor hour and 0.011 hr/sq.ft, reference: https://www.homewyse.com/costs/cost_of_duct_insulation.html | 0.96125 | sq ft | 20630.29 | 19830.86
Nonequipment | Duct Insulation | Standard Electric Heating and Central AC with Insulated Ductwork (R-8) | Standard Electric Heating and Central AC with Uninsulated Ductwork (R-4) | Commercial | Existing | Lodging/Hospitality | FL Zone 2 | Per End Use Consumption | 0% | 191602.2 | 187683.4 | 3918.744 | 0.020453 | 15 | 1.0646 | 2.288 | 0 | no base cost | 0 | 0 | 0.37 | rate at $0.37/sq.ft, reference: https://www.homewyse.com/costs/cost_of_duct_insulation.html | 0.59125 | rate at $53.75/per labor hour and 0.011 hr/sq.ft, reference: https://www.homewyse.com/costs/cost_of_duct_insulation.html | 0.96125 | sq ft | 33805.34 | 32495.38
Nonequipment | Duct Insulation | Standard Electric Heating and Central AC with Insulated Ductwork (R-8) | Standard Electric Heating and Central AC with Uninsulated Ductwork (R-4) | Commercial | Existing | Miscellaneous | FL Zone 2 | Per End Use Consumption | 0% | 2226772 | 2181229 | 45543.06 | 0.020453 | 15 | 12.3725 | 26.5904 | 0 | no base cost | 0 | 0 | 0.37 | rate at $0.37/sq.ft, reference: https://www.homewyse.com/costs/cost_of_duct_insulation.html | 0.59125 | rate at $53.75/per labor hour and 0.011 hr/sq.ft, reference: https://www.homewyse.com/costs/cost_of_duct_insulation.html | 0.96125 | sq ft | 288693.3 | 277506.5
Nonequipment | Duct Insulation | Standard Electric Heating and Central AC with Insulated Ductwork (R-8) | Standard Electric Heating and Central AC with Uninsulated Ductwork (R-4) | Commercial | Existing | Offices | FL Zone 2 | Per End Use Consumption | 31% | 166452.1 | 163047.7 | 3404.361 | 0.020453 | 15 | 0.92485 | 1.9876 | 0 | no base cost | 0 | 0 | 0.37 | rate at $0.37/sq.ft, reference: https://www.homewyse.com/costs/cost_of_duct_insulation.html | 0.59125 | rate at $53.75/per labor hour and 0.011 hr/sq.ft, reference: https://www.homewyse.com/costs/cost_of_duct_insulation.html | 0.96125 | sq ft | 16065.03 | 15442.51
Nonequipment | Duct Insulation | Standard Electric Heating and Central AC with Insulated Ductwork (R-8) | Standard Electric Heating and Central AC with Uninsulated Ductwork (R-4) | Commercial | Existing | Restaurants | FL Zone 2 | Per End Use Consumption | 31% | 120615.3 | 118148.5 | 2466.885 | 0.020453 | 15 | 0.67017 | 1.4403 | 0 | no base cost | 0 | 0 | 0.37 | rate at $0.37/sq.ft, reference: https://www.homewyse.com/costs/cost_of_duct_insulation.html | 0.59125 | rate at $53.75/per labor hour and 0.011 hr/sq.ft, reference: https://www.homewyse.com/costs/cost_of_duct_insulation.html | 0.96125 | sq ft | 5079.789 | 4882.948
Nonequipment | Duct Insulation | Standard Electric Heating and Central AC with Insulated Ductwork (R-8) | Standard Electric Heating and Central AC with Uninsulated Ductwork (R-4) | Commercial | Existing | Retail | FL Zone 2 | Per End Use Consumption | 31% | 52681.84 | 51604.37 | 1077.475 | 0.020453 | 15 | 0.29271 | 0.62909 | 0 | no base cost | 0 | 0 | 0.37 | rate at $0.37/sq.ft, reference: https://www.homewyse.com/costs/cost_of_duct_insulation.html | 0.59125 | rate at $53.75/per labor hour and 0.011 hr/sq.ft, reference: https://www.homewyse.com/costs/cost_of_duct_insulation.html | 0.96125 | sq ft | 11443.85 | 11000.4
Nonequipment | Duct Insulation | Standard Electric Heating and Central AC with Insulated Ductwork (R-8) | Standard Electric Heating and Central AC with Uninsulated Ductwork (R-4) | Commercial | Existing | Schools K-12 | FL Zone 2 | Per End Use Consumption | 0% | 196877 | 192850.3 | 4026.626 | 0.020453 | 15 | 1.0939 | 2.351 | 0 | no base cost | 0 | 0 | 0.37 | rate at $0.37/sq.ft, reference: https://www.homewyse.com/costs/cost_of_duct_insulation.html | 0.59125 | rate at $53.75/per labor hour and 0.011 hr/sq.ft, reference: https://www.homewyse.com/costs/cost_of_duct_insulation.html | 0.96125 | sq ft | 52061.22 | 50043.85
Nonequipment | Duct Insulation | Standard Electric Heating and Central AC with Insulated Ductwork (R-8) | Standard Electric Heating and Central AC with Uninsulated Ductwork (R-4) | Commercial | Existing | Warehouse | FL Zone 2 | Per End Use Consumption | 0% | 19557.83 | 19157.83 | 400.0066 | 0.020453 | 15 | 0.10867 | 0.23355 | 0 | no base cost | 0 | 0 | 0.37 | rate at $0.37/sq.ft, reference: https://www.homewyse.com/costs/cost_of_duct_insulation.html | 0.59125 | rate at $53.75/per labor hour and 0.011 hr/sq.ft, reference: https://www.homewyse.com/costs/cost_of_duct_insulation.html | 0.96125 | sq ft | 16063.99 | 15441.51
Nonequipment | Duct Insulation | Standard Electric Heating and Central AC with Insulated Ductwork (R-8) | 0 | Commercial | New | Assembly | FL Zone 2 | Per End Use Consumption | 0% | 48078.24 | 47094.91 | 983.3201 | 0.020453 | 15 | 0.26714 | 0.57411 | 0 | no base cost | 0 | 0 | 0.37 | rate at $0.37/sq.ft, reference: https://www.homewyse.com/costs/cost_of_duct_insulation.html | 0.59125 | rate at $53.75/per labor hour and 0.011 hr/sq.ft, reference: https://www.homewyse.com/costs/cost_of_duct_insulation.html | 0.96125 | sq ft | 19267.25 | 18520.65
Nonequipment | Duct Insulation | Standard Electric Heating and Central AC with Insulated Ductwork (R-8) | 0 | Commercial | New | College and University | FL Zone 2 | Per End Use Consumption | 0% | 287152.3 | 281279.3 | 5872.983 | 0.020453 | 15 | 1.5955 | 3.429 | 0 | no base cost | 0 | 0 | 0.37 | rate at $0.37/sq.ft, reference: https://www.homewyse.com/costs/cost_of_duct_insulation.html | 0.59125 | rate at $53.75/per labor hour and 0.011 hr/sq.ft, reference: https://www.homewyse.com/costs/cost_of_duct_insulation.html | 0.96125 | sq ft | 75933.21 | 72990.8
Nonequipment | Duct Insulation | Standard Electric Heating and Central AC with Insulated Ductwork (R-8) | 0 | Commercial | New | Grocery | FL Zone 2 | Per End Use Consumption | 0% | 115753 | 113385.6 | 2367.438 | 0.020453 | 15 | 0.64315 | 1.3822 | 0 | no base cost | 0 | 0 | 0.37 | rate at $0.37/sq.ft, reference: https://www.homewyse.com/costs/cost_of_duct_insulation.html | 0.59125 | rate at $53.75/per labor hour and 0.011 hr/sq.ft, reference: https://www.homewyse.com/costs/cost_of_duct_insulation.html | 0.96125 | sq ft | 4711.697 | 4529.119
Nonequipment | Duct Insulation | Standard Electric Heating and Central AC with Insulated Ductwork (R-8) | 0 | Commercial | New | Healthcare | FL Zone 2 | Per End Use Consumption | 0% | 202047.4 | 197915 | 4132.374 | 0.020453 | 15 | 1.1226 | 2.4127 | 0 | no base cost | 0 | 0 | 0.37 | rate at $0.37/sq.ft, reference: https://www.homewyse.com/costs/cost_of_duct_insulation.html | 0.59125 | rate at $53.75/per labor hour and 0.011 hr/sq.ft, reference: https://www.homewyse.com/costs/cost_of_duct_insulation.html | 0.96125 | sq ft | 20120.77 | 19341.09
Nonequipment | Duct Insulation | Standard Electric Heating and Central AC with Insulated Ductwork (R-8) | 0 | Commercial | New | Hospitals | FL Zone 2 | Per End Use Consumption | 0% | 2105302 | 2062243 | 43058.69 | 0.020453 | 15 | 11.6976 | 25.1399 | 0 | no base cost | 0 | 0 | 0.37 | rate at $0.37/sq.ft, reference: https://www.homewyse.com/costs/cost_of_duct_insulation.html | 0.59125 | rate at $53.75/per labor hour and 0.011 hr/sq.ft, reference: https://www.homewyse.com/costs/cost_of_duct_insulation.html | 0.96125 | sq ft | 209655.2 | 201531.1
Nonequipment | Duct Insulation | Standard Electric Heating and Central AC with Insulated Ductwork (R-8) | 0 | Commercial | New | Institutional | FL Zone 2 | Per End Use Consumption | 0% | 233568.9 | 228791.9 | 4777.068 | 0.020453 | 15 | 1.2978 | 2.7891 | 0 | no base cost | 0 | 0 | 0.37 | rate at $0.37/sq.ft, reference: https://www.homewyse.com/costs/cost_of_duct_insulation.html | 0.59125 | rate at $53.75/per labor hour and 0.011 hr/sq.ft, reference: https://www.homewyse.com/costs/cost_of_duct_insulation.html | 0.96125 | sq ft | 20630.29 | 19830.86
Nonequipment | Duct Insulation | Standard Electric Heating and Central AC with Insulated Ductwork (R-8) | 0 | Commercial | New | Lodging/Hospitality | FL Zone 2 | Per End Use Consumption | 0% | 191602.2 | 187683.4 | 3918.744 | 0.020453 | 15 | 1.0646 | 2.288 | 0 | no base cost | 0 | 0 | 0.37 | rate at $0.37/sq.ft, reference: https://www.homewyse.com/costs/cost_of_duct_insulation.html | 0.59125 | rate at $53.75/per labor hour and 0.011 hr/sq.ft, reference: https://www.homewyse.com/costs/cost_of_duct_insulation.html | 0.96125 | sq ft | 33805.34 | 32495.38
Nonequipment | Duct Insulation | Standard Electric Heating and Central AC with Insulated Ductwork (R-8) | 0 | Commercial | New | Miscellaneous | FL Zone 2 | Per End Use Consumption | 0% | 2226772 | 2181229 | 45543.06 | 0.020453 | 15 | 12.3725 | 26.5904 | 0 | no base cost | 0 | 0 | 0.37 | rate at $0.37/sq.ft, reference: https://www.homewyse.com/costs/cost_of_duct_insulation.html | 0.59125 | rate at $53.75/per labor hour and 0.011 hr/sq.ft, reference: https://www.homewyse.com/costs/cost_of_duct_insulation.html | 0.96125 | sq ft | 288693.3 | 277506.5
Nonequipment | Duct Insulation | Standard Electric Heating and Central AC with Insulated Ductwork (R-8) | 0 | Commercial | New | Offices | FL Zone 2 | Per End Use Consumption | 0% | 166452.1 | 163047.7 | 3404.361 | 0.020453 | 15 | 0.92485 | 1.9876 | 0 | no base cost | 0 | 0 | 0.37 | rate at $0.37/sq.ft, reference: https://www.homewyse.com/costs/cost_of_duct_insulation.html | 0.59125 | rate at $53.75/per labor hour and 0.011 hr/sq.ft, reference: https://www.homewyse.com/costs/cost_of_duct_insulation.html | 0.96125 | sq ft | 16065.03 | 15442.51
Nonequipment | Duct Insulation | Standard Electric Heating and Central AC with Insulated Ductwork (R-8) | 0 | Commercial | New | Restaurants | FL Zone 2 | Per End Use Consumption | 0% | 120615.3 | 118148.5 | 2466.885 | 0.020453 | 15 | 0.67017 | 1.4403 | 0 | no base cost | 0 | 0 | 0.37 | rate at $0.37/sq.ft, reference: https://www.homewyse.com/costs/cost_of_duct_insulation.html | 0.59125 | rate at $53.75/per labor hour and 0.011 hr/sq.ft, reference: https://www.homewyse.com/costs/cost_of_duct_insulation.html | 0.96125 | sq ft | 5079.789 | 4882.948
Nonequipment | Duct Insulation | Standard Electric Heating and Central AC with Insulated Ductwork (R-8) | 0 | Commercial | New | Retail | FL Zone 2 | Per End Use Consumption | 0% | 52681.84 | 51604.37 | 1077.475 | 0.020453 | 15 | 0.29271 | 0.62909 | 0 | no base cost | 0 | 0 | 0.37 | rate at $0.37/sq.ft, reference: https://www.homewyse.com/costs/cost_of_duct_insulation.html | 0.59125 | rate at $53.75/per labor hour and 0.011 hr/sq.ft, reference: https://www.homewyse.com/costs/cost_of_duct_insulation.html | 0.96125 | sq ft | 11443.85 | 11000.4
Nonequipment | Duct Insulation | Standard Electric Heating and Central AC with Insulated Ductwork (R-8) | 0 | Commercial | New | Schools K-12 | FL Zone 2 | Per End Use Consumption | 0% | 196877 | 192850.3 | 4026.626 | 0.020453 | 15 | 1.0939 | 2.351 | 0 | no base cost | 0 | 0 | 0.37 | rate at $0.37/sq.ft, reference: https://www.homewyse.com/costs/cost_of_duct_insulation.html | 0.59125 | rate at $53.75/per labor hour and 0.011 hr/sq.ft, reference: https://www.homewyse.com/costs/cost_of_duct_insulation.html | 0.96125 | sq ft | 52061.22 | 50043.85
Nonequipment | Duct Insulation | Standard Electric Heating and Central AC with Insulated Ductwork (R-8) | 0 | Commercial | New | Warehouse | FL Zone 2 | Per End Use Consumption | 0% | 19557.83 | 19157.83 | 400.0066 | 0.020453 | 15 | 0.10867 | 0.23355 | 0 | no base cost | 0 | 0 | 0.37 | rate at $0.37/sq.ft, reference: https://www.homewyse.com/costs/cost_of_duct_insulation.html | 0.59125 | rate at $53.75/per labor hour and 0.011 hr/sq.ft, reference: https://www.homewyse.com/costs/cost_of_duct_insulation.html | 0.96125 | sq ft | 16063.99 | 15441.51
Nonequipment | Duct Sealing Repair | Standard Electric Heating and Central AC with Improved Duct Sealing | Standard Electric Heating and Central AC, Standard Duct Sealing | Commercial | Existing | Assembly | FL Zone 2 | Per End Use Consumption | 0% | 48078.24 | 42308.85 | 5769.388 | 0.12 | 15 | 1.1367 | 4.0258 | 0 | 0 | 0 | 0 | 0.11 | https://www.fixr.com/costs/air-leaks-sealing | 0 | included in total equipment cost, per reference | 0.11 | sq ft | 19267.25 | 2119.398
Nonequipment | Duct Sealing Repair | Standard Electric Heating and Central AC with Improved Duct Sealing | Standard Electric Heating and Central AC, Standard Duct Sealing | Commercial | Existing | College and University | FL Zone 2 | Per End Use Consumption | 0% | 287152.3 | 252694 | 34458.28 | 0.12 | 15 | 6.789 | 24.0448 | 0 | 0 | 0 | 0 | 0.11 | https://www.fixr.com/costs/air-leaks-sealing | 0 | included in total equipment cost, per reference | 0.11 | sq ft | 75933.21 | 8352.653
Nonequipment | Duct Sealing Repair | Standard Electric Heating and Central AC with Improved Duct Sealing | Standard Electric Heating and Central AC, Standard Duct Sealing | Commercial | Existing | Grocery | FL Zone 2 | Per End Use Consumption | 0% | 115753 | 101862.6 | 13890.36 | 0.12 | 15 | 2.7367 | 9.6926 | 0 | 0 | 0 | 0 | 0.11 | https://www.fixr.com/costs/air-leaks-sealing | 0 | included in total equipment cost, per reference | 0.11 | sq ft | 4711.697 | 518.2866
Nonequipment | Duct Sealing Repair | Standard Electric Heating and Central AC with Improved Duct Sealing | Standard Electric Heating and Central AC, Standard Duct Sealing | Commercial | Existing | Healthcare | FL Zone 2 | Per End Use Consumption | 0% | 202047.4 | 177801.7 | 24245.69 | 0.12 | 15 | 4.7769 | 16.9185 | 0 | 0 | 0 | 0 | 0.11 | https://www.fixr.com/costs/air-leaks-sealing | 0 | included in total equipment cost, per reference | 0.11 | sq ft | 20120.77 | 2213.284
Nonequipment | Duct Sealing Repair | Standard Electric Heating and Central AC with Improved Duct Sealing | Standard Electric Heating and Central AC, Standard Duct Sealing | Commercial | Existing | Hospitals | FL Zone 2 | Per End Use Consumption | 0% | 2105302 | 1852666 | 252636.2 | 0.12 | 15 | 49.7747 | 176.288 | 0 | 0 | 0 | 0 | 0.11 | https://www.fixr.com/costs/air-leaks-sealing | 0 | included in total equipment cost, per reference | 0.11 | sq ft | 209655.2 | 23062.07
Nonequipment | Duct Sealing Repair | Standard Electric Heating and Central AC with Improved Duct Sealing | Standard Electric Heating and Central AC, Standard Duct Sealing | Commercial | Existing | Institutional | FL Zone 2 | Per End Use Consumption | 0% | 233568.9 | 205540.7 | 28028.27 | 0.12 | 15 | 5.5222 | 19.558 | 0 | 0 | 0 | 0 | 0.11 | https://www.fixr.com/costs/air-leaks-sealing | 0 | included in total equipment cost, per reference | 0.11 | sq ft | 20630.29 | 2269.331
Nonequipment | Duct Sealing Repair | Standard Electric Heating and Central AC with Improved Duct Sealing | Standard Electric Heating and Central AC, Standard Duct Sealing | Commercial | Existing | Lodging/Hospitality | FL Zone 2 | Per End Use Consumption | 0% | 191602.2 | 168609.9 | 22992.26 | 0.12 | 15 | 4.53 | 16.0439 | 0 | 0 | 0 | 0 | 0.11 | https://www.fixr.com/costs/air-leaks-sealing | 0 | included in total equipment cost, per reference | 0.11 | sq ft | 33805.34 | 3718.587
Nonequipment | Duct Sealing Repair | Standard Electric Heating and Central AC with Improved Duct Sealing | Standard Electric Heating and Central AC, Standard Duct Sealing | Commercial | Existing | Miscellaneous | FL Zone 2 | Per End Use Consumption | 0% | 2226772 | 1959560 | 267212.7 | 0.12 | 15 | 52.6466 | 186.4593 | 0 | 0 | 0 | 0 | 0.11 | https://www.fixr.com/costs/air-leaks-sealing | 0 | included in total equipment cost, per reference | 0.11 | sq ft | 288693.3 | 31756.27
Nonequipment | Duct Sealing Repair | Standard Electric Heating and Central AC with Improved Duct Sealing | Standard Electric Heating and Central AC, Standard Duct Sealing | Commercial | Existing | Offices | FL Zone 2 | Per End Use Consumption | 31% | 166452.1 | 146477.8 | 19974.25 | 0.12 | 15 | 3.9354 | 13.9379 | 0 | 0 | 0 | 0 | 0.11 | https://www.fixr.com/costs/air-leaks-sealing | 0 | included in total equipment cost, per reference | 0.11 | sq ft | 16065.03 | 1767.154
Nonequipment | Duct Sealing Repair | Standard Electric Heating and Central AC with Improved Duct Sealing | Standard Electric Heating and Central AC, Standard Duct Sealing | Commercial | Existing | Restaurants | FL Zone 2 | Per End Use Consumption | 31% | 120615.3 | 106141.5 | 14473.84 | 0.12 | 15 | 2.8517 | 10.0998 | 0 | 0 | 0 | 0 | 0.11 | https://www.fixr.com/costs/air-leaks-sealing | 0 | included in total equipment cost, per reference | 0.11 | sq ft | 5079.789 | 558.7768
Nonequipment | Duct Sealing Repair | Standard Electric Heating and Central AC with Improved Duct Sealing | Standard Electric Heating and Central AC, Standard Duct Sealing | Commercial | Existing | Retail | FL Zone 2 | Per End Use Consumption | 31% | 52681.84 | 46360.02 | 6321.821 | 0.12 | 15 | 1.2455 | 4.4113 | 0 | 0 | 0 | 0 | 0.11 | https://www.fixr.com/costs/air-leaks-sealing | 0 | included in total equipment cost, per reference | 0.11 | sq ft | 11443.85 | 1258.823
Nonequipment | Duct Sealing Repair | Standard Electric Heating and Central AC with Improved Duct Sealing | Standard Electric Heating and Central AC, Standard Duct Sealing | Commercial | Existing | Schools K-12 | FL Zone 2 | Per End Use Consumption | 0% | 196877 | 173251.7 | 23625.24 | 0.12 | 15 | 4.6547 | 16.4855 | 0 | 0 | 0 | 0 | 0.11 | https://www.fixr.com/costs/air-leaks-sealing | 0 | included in total equipment cost, per reference | 0.11 | sq ft | 52061.22 | 5726.734
Nonequipment | Duct Sealing Repair | Standard Electric Heating and Central AC with Improved Duct Sealing | Standard Electric Heating and Central AC, Standard Duct Sealing | Commercial | Existing | Warehouse | FL Zone 2 | Per End Use Consumption | 0% | 19557.83 | 17210.89 | 2346.94 | 0.12 | 15 | 0.4624 | 1.6377 | 0 | 0 | 0 | 0 | 0.11 | https://www.fixr.com/costs/air-leaks-sealing | 0 | included in total equipment cost, per reference | 0.11 | sq ft | 16063.99 | 1767.039
Nonequipment | Duct Sealing Repair | Standard Electric Heating and Central AC with Improved Duct Sealing | N/A - Retrofit Only | Commercial | New | Assembly | FL Zone 2 | Per End Use Consumption | 0% | 48078.24 | 42308.85 | 5769.388 | 0.12 | 15 | 1.1367 | 4.0258 | 0 | 0 | 0 | 0 | 0.11 | https://www.fixr.com/costs/air-leaks-sealing | 0 | included in total equipment cost, per reference | 0.11 | sq ft | 19267.25 | 2119.398
Nonequipment | Duct Sealing Repair | Standard Electric Heating and Central AC with Improved Duct Sealing | N/A - Retrofit Only | Commercial | New | College and University | FL Zone 2 | Per End Use Consumption | 0% | 287152.3 | 252694 | 34458.28 | 0.12 | 15 | 6.789 | 24.0448 | 0 | 0 | 0 | 0 | 0.11 | https://www.fixr.com/costs/air-leaks-sealing | 0 | included in total equipment cost, per reference | 0.11 | sq ft | 75933.21 | 8352.653
Nonequipment | Duct Sealing Repair | Standard Electric Heating and Central AC with Improved Duct Sealing | N/A - Retrofit Only | Commercial | New | Grocery | FL Zone 2 | Per End Use Consumption | 0% | 115753 | 101862.6 | 13890.36 | 0.12 | 15 | 2.7367 | 9.6926 | 0 | 0 | 0 | 0 | 0.11 | https://www.fixr.com/costs/air-leaks-sealing | 0 | included in total equipment cost, per reference | 0.11 | sq ft | 4711.697 | 518.2866
Nonequipment | Duct Sealing Repair | Standard Electric Heating and Central AC with Improved Duct Sealing | N/A - Retrofit Only | Commercial | New | Healthcare | FL Zone 2 | Per End Use Consumption | 0% | 202047.4 | 177801.7 | 24245.69 | 0.12 | 15 | 4.7769 | 16.9185 | 0 | 0 | 0 | 0 | 0.11 | https://www.fixr.com/costs/air-leaks-sealing | 0 | included in total equipment cost, per reference | 0.11 | sq ft | 20120.77 | 2213.284
Nonequipment | Duct Sealing Repair | Standard Electric Heating and Central AC with Improved Duct Sealing | N/A - Retrofit Only | Commercial | New | Hospitals | FL Zone 2 | Per End Use Consumption | 0% | 2105302 | 1852666 | 252636.2 | 0.12 | 15 | 49.7747 | 176.288 | 0 | 0 | 0 | 0 | 0.11 | https://www.fixr.com/costs/air-leaks-sealing | 0 | included in total equipment cost, per reference | 0.11 | sq ft | 209655.2 | 23062.07
Nonequipment | Duct Sealing Repair | Standard Electric Heating and Central AC with Improved Duct Sealing | N/A - Retrofit Only | Commercial | New | Institutional | FL Zone 2 | Per End Use Consumption | 0% | 233568.9 | 205540.7 | 28028.27 | 0.12 | 15 | 5.5222 | 19.558 | 0 | 0 | 0 | 0 | 0.11 | https://www.fixr.com/costs/air-leaks-sealing | 0 | included in total equipment cost, per reference | 0.11 | sq ft | 20630.29 | 2269.331
Nonequipment | Duct Sealing Repair | Standard Electric Heating and Central AC with Improved Duct Sealing | N/A - Retrofit Only | Commercial | New | Lodging/Hospitality | FL Zone 2 | Per End Use Consumption | 0% | 191602.2 | 168609.9 | 22992.26 | 0.12 | 15 | 4.53 | 16.0439 | 0 | 0 | 0 | 0 | 0.11 | https://www.fixr.com/costs/air-leaks-sealing | 0 | included in total equipment cost, per reference | 0.11 | sq ft | 33805.34 | 3718.587
Nonequipment | Duct Sealing Repair | Standard Electric Heating and Central AC with Improved Duct Sealing | N/A - Retrofit Only | Commercial | New | Miscellaneous | FL Zone 2 | Per End Use Consumption | 0% | 2226772 | 1959560 | 267212.7 | 0.12 | 15 | 52.6466 | 186.4593 | 0 | 0 | 0 | 0 | 0.11 | https://www.fixr.com/costs/air-leaks-sealing | 0 | included in total equipment cost, per reference | 0.11 | sq ft | 288693.3 | 31756.27
Nonequipment | Duct Sealing Repair | Standard Electric Heating and Central AC with Improved Duct Sealing | N/A - Retrofit Only | Commercial | New | Offices | FL Zone 2 | Per End Use Consumption | 0% | 166452.1 | 146477.8 | 19974.25 | 0.12 | 15 | 3.9354 | 13.9379 | 0 | 0 | 0 | 0 | 0.11 | https://www.fixr.com/costs/air-leaks-sealing | 0 | included in total equipment cost, per reference | 0.11 | sq ft | 16065.03 | 1767.154
Nonequipment | Duct Sealing Repair | Standard Electric Heating and Central AC with Improved Duct Sealing | N/A - Retrofit Only | Commercial | New | Restaurants | FL Zone 2 | Per End Use Consumption | 0% | 120615.3 | 106141.5 | 14473.84 | 0.12 | 15 | 2.8517 | 10.0998 | 0 | 0 | 0 | 0 | 0.11 | https://www.fixr.com/costs/air-leaks-sealing | 0 | included in total equipment cost, per reference | 0.11 | sq ft | 5079.789 | 558.7768
Nonequipment | Duct Sealing Repair | Standard Electric Heating and Central AC with Improved Duct Sealing | N/A - Retrofit Only | Commercial | New | Retail | FL Zone 2 | Per End Use Consumption | 0% | 52681.84 | 46360.02 | 6321.821 | 0.12 | 15 | 1.2455 | 4.4113 | 0 | 0 | 0 | 0 | 0.11 | https://www.fixr.com/costs/air-leaks-sealing | 0 | included in total equipment cost, per reference | 0.11 | sq ft | 11443.85 | 1258.823
Nonequipment | Duct Sealing Repair | Standard Electric Heating and Central AC with Improved Duct Sealing | N/A - Retrofit Only | Commercial | New | Schools K-12 | FL Zone 2 | Per End Use Consumption | 0% | 196877 | 173251.7 | 23625.24 | 0.12 | 15 | 4.6547 | 16.4855 | 0 | 0 | 0 | 0 | 0.11 | https://www.fixr.com/costs/air-leaks-sealing | 0 | included in total equipment cost, per reference | 0.11 | sq ft | 52061.22 | 5726.734
Nonequipment | Duct Sealing Repair | Standard Electric Heating and Central AC with Improved Duct Sealing | N/A - Retrofit Only | Commercial | New | Warehouse | FL Zone 2 | Per End Use Consumption | 0% | 19557.83 | 17210.89 | 2346.94 | 0.12 | 15 | 0.4624 | 1.6377 | 0 | 0 | 0 | 0 | 0.11 | https://www.fixr.com/costs/air-leaks-sealing | 0 | included in total equipment cost, per reference | 0.11 | sq ft | 16063.99 | 1767.039
Nonequipment | ECM Motors on Furnaces | ECM motors on furnaces | 0 | Commercial | Existing | Assembly | FL Zone 2 | Per Unit | 48% | 74113.63 | 72848.97 | 1264.664 | 0.017064 | 15 | 0 | 0 | 0 | no base cost | 0 | 0 | 287 | Mid-Atlantic TRM, v7.0, 2017, retrofit cost | 0 | 0 | 287 | furnace |  | 287
Nonequipment | ECM Motors on Furnaces | ECM motors on furnaces | 0 | Commercial | Existing | College and University | FL Zone 2 | Per Unit | 48% | 74113.63 | 72848.97 | 1264.664 | 0.017064 | 15 | 0 | 0.19298 | 0 | no base cost | 0 | 0 | 287 | Mid-Atlantic TRM, v7.0, 2017, retrofit cost | 0 | 0 | 287 | furnace |  | 287
Nonequipment | ECM Motors on Furnaces | ECM motors on furnaces | 0 | Commercial | Existing | Grocery | FL Zone 2 | Per Unit | 48% | 127475.4 | 125300.2 | 2175.223 | 0.017064 | 15 | 0 | 0.24831 | 0 | no base cost | 0 | 0 | 287 | Mid-Atlantic TRM, v7.0, 2017, retrofit cost | 0 | 0 | 287 | furnace |  | 287
Nonequipment | ECM Motors on Furnaces | ECM motors on furnaces | 0 | Commercial | Existing | Healthcare | FL Zone 2 | Per Unit | 48% | 116210.2 | 114227.2 | 1982.994 | 0.017064 | 15 | 0 | 0 | 0 | no base cost | 0 | 0 | 287 | Mid-Atlantic TRM, v7.0, 2017, retrofit cost | 0 | 0 | 287 | furnace |  | 287
Nonequipment | ECM Motors on Furnaces | ECM motors on furnaces | 0 | Commercial | Existing | Hospitals | FL Zone 2 | Per Unit | 48% | 132218.7 | 129962.6 | 2256.161 | 0.017064 | 15 | 0 | 0.34427 | 0 | no base cost | 0 | 0 | 287 | Mid-Atlantic TRM, v7.0, 2017, retrofit cost | 0 | 0 | 287 | furnace |  | 287
Nonequipment | ECM Motors on Furnaces | ECM motors on furnaces | 0 | Commercial | Existing | Institutional | FL Zone 2 | Per Unit | 48% | 64627.09 | 63524.3 | 1102.787 | 0.017064 | 15 | 0 | 0 | 0 | no base cost | 0 | 0 | 287 | Mid-Atlantic TRM, v7.0, 2017, retrofit cost | 0 | 0 | 287 | furnace |  | 287
Nonequipment | ECM Motors on Furnaces | ECM motors on furnaces | 0 | Commercial | Existing | Lodging/Hospitality | FL Zone 2 | Per Unit | 48% | 78264 | 76928.51 | 1335.486 | 0.017064 | 15 | 0 | 0.15245 | 0 | no base cost | 0 | 0 | 287 | Mid-Atlantic TRM, v7.0, 2017, retrofit cost | 0 | 0 | 287 | furnace |  | 287
Nonequipment | ECM Motors on Furnaces | ECM motors on furnaces | 0 | Commercial | Existing | Miscellaneous | FL Zone 2 | Per Unit | 48% | 40910.72 | 40212.63 | 698.0947 | 0.017064 | 15 | 0 | 0 | 0 | no base cost | 0 | 0 | 287 | Mid-Atlantic TRM, v7.0, 2017, retrofit cost | 0 | 0 | 287 | furnace |  | 287
Nonequipment | ECM Motors on Furnaces | ECM motors on furnaces | 0 | Commercial | Existing | Offices | FL Zone 2 | Per Unit | 48% | 43282.36 | 42543.8 | 738.564 | 0.017064 | 15 | 0 | 0 | 0 | no base cost | 0 | 0 | 287 | Mid-Atlantic TRM, v7.0, 2017, retrofit cost | 0 | 0 | 287 | furnace |  | 287
Nonequipment | ECM Motors on Furnaces | ECM motors on furnaces | 0 | Commercial | Existing | Restaurants | FL Zone 2 | Per Unit | 48% | 273331.1 | 268667 | 4664.082 | 0.017064 | 15 | 0 | 0.53243 | 0 | no base cost | 0 | 0 | 287 | Mid-Atlantic TRM, v7.0, 2017, retrofit cost | 0 | 0 | 287 | furnace |  | 287
Nonequipment | ECM Motors on Furnaces | ECM motors on furnaces | 0 | Commercial | Existing | Retail | FL Zone 2 | Per Unit | 48% | 171350.7 | 168426.8 | 2923.904 | 0.017064 | 15 | 0 | 0.33378 | 0 | no base cost | 0 | 0 | 287 | Mid-Atlantic TRM, v7.0, 2017, retrofit cost | 0 | 0 | 287 | furnace |  | 287
Nonequipment | ECM Motors on Furnaces | ECM motors on furnaces | 0 | Commercial | Existing | Schools K-12 | FL Zone 2 | Per Unit | 48% | 157713.8 | 155022.6 | 2691.206 | 0.017064 | 15 | 0 | 0 | 0 | no base cost | 0 | 0 | 287 | Mid-Atlantic TRM, v7.0, 2017, retrofit cost | 0 | 0 | 287 | furnace |  | 287
Nonequipment | ECM Motors on Furnaces | ECM motors on furnaces | 0 | Commercial | Existing | Warehouse | FL Zone 2 | Per Unit | 48% | 40910.72 | 40212.63 | 698.0947 | 0.017064 | 15 | 0 | 0 | 0 | no base cost | 0 | 0 | 287 | Mid-Atlantic TRM, v7.0, 2017, retrofit cost | 0 | 0 | 287 | furnace |  | 287
Nonequipment | ECM Motors on Furnaces | ECM motors on furnaces | 0 | Commercial | New | Assembly | FL Zone 2 | Per Unit | 48% | 74113.63 | 72848.97 | 1264.664 | 0.017064 | 15 | 0 | 0 | 0 | no base cost | 0 | 0 | 287 | Mid-Atlantic TRM, v7.0, 2017, retrofit cost | 0 | 0 | 287 | furnace |  | 287
Nonequipment | ECM Motors on Furnaces | ECM motors on furnaces | 0 | Commercial | New | College and University | FL Zone 2 | Per Unit | 48% | 74113.63 | 72848.97 | 1264.664 | 0.017064 | 15 | 0 | 0.19298 | 0 | no base cost | 0 | 0 | 287 | Mid-Atlantic TRM, v7.0, 2017, retrofit cost | 0 | 0 | 287 | furnace |  | 287
Nonequipment | ECM Motors on Furnaces | ECM motors on furnaces | 0 | Commercial | New | Grocery | FL Zone 2 | Per Unit | 48% | 127475.4 | 125300.2 | 2175.223 | 0.017064 | 15 | 0 | 0.24831 | 0 | no base cost | 0 | 0 | 287 | Mid-Atlantic TRM, v7.0, 2017, retrofit cost | 0 | 0 | 287 | furnace |  | 287
Nonequipment | ECM Motors on Furnaces | ECM motors on furnaces | 0 | Commercial | New | Healthcare | FL Zone 2 | Per Unit | 48% | 116210.2 | 114227.2 | 1982.994 | 0.017064 | 15 | 0 | 0 | 0 | no base cost | 0 | 0 | 287 | Mid-Atlantic TRM, v7.0, 2017, retrofit cost | 0 | 0 | 287 | furnace |  | 287
Nonequipment | ECM Motors on Furnaces | ECM motors on furnaces | 0 | Commercial | New | Hospitals | FL Zone 2 | Per Unit | 48% | 132218.7 | 129962.6 | 2256.161 | 0.017064 | 15 | 0 | 0.34427 | 0 | no base cost | 0 | 0 | 287 | Mid-Atlantic TRM, v7.0, 2017, retrofit cost | 0 | 0 | 287 | furnace |  | 287
Nonequipment | ECM Motors on Furnaces | ECM motors on furnaces | 0 | Commercial | New | Institutional | FL Zone 2 | Per Unit | 48% | 64627.09 | 63524.3 | 1102.787 | 0.017064 | 15 | 0 | 0 | 0 | no base cost | 0 | 0 | 287 | Mid-Atlantic TRM, v7.0, 2017, retrofit cost | 0 | 0 | 287 | furnace |  | 287
Nonequipment | ECM Motors on Furnaces | ECM motors on furnaces | 0 | Commercial | New | Lodging/Hospitality | FL Zone 2 | Per Unit | 48% | 78264 | 76928.51 | 1335.486 | 0.017064 | 15 | 0 | 0.15245 | 0 | no base cost | 0 | 0 | 287 | Mid-Atlantic TRM, v7.0, 2017, retrofit cost | 0 | 0 | 287 | furnace |  | 287
Nonequipment | ECM Motors on Furnaces | ECM motors on furnaces | 0 | Commercial | New | Miscellaneous | FL Zone 2 | Per Unit | 48% | 40910.72 | 40212.63 | 698.0947 | 0.017064 | 15 | 0 | 0 | 0 | no base cost | 0 | 0 | 287 | Mid-Atlantic TRM, v7.0, 2017, retrofit cost | 0 | 0 | 287 | furnace |  | 287
Nonequipment | ECM Motors on Furnaces | ECM motors on furnaces | 0 | Commercial | New | Offices | FL Zone 2 | Per Unit | 48% | 43282.36 | 42543.8 | 738.564 | 0.017064 | 15 | 0 | 0 | 0 | no base cost | 0 | 0 | 287 | Mid-Atlantic TRM, v7.0, 2017, retrofit cost | 0 | 0 | 287 | furnace |  | 287
Nonequipment | ECM Motors on Furnaces | ECM motors on furnaces | 0 | Commercial | New | Restaurants | FL Zone 2 | Per Unit | 48% | 273331.1 | 268667 | 4664.082 | 0.017064 | 15 | 0 | 0.53243 | 0 | no base cost | 0 | 0 | 287 | Mid-Atlantic TRM, v7.0, 2017, retrofit cost | 0 | 0 | 287 | furnace |  | 287
Nonequipment | ECM Motors on Furnaces | ECM motors on furnaces | 0 | Commercial | New | Retail | FL Zone 2 | Per Unit | 48% | 171350.7 | 168426.8 | 2923.904 | 0.017064 | 15 | 0 | 0.33378 | 0 | no base cost | 0 | 0 | 287 | Mid-Atlantic TRM, v7.0, 2017, retrofit cost | 0 | 0 | 287 | furnace |  | 287
Nonequipment | ECM Motors on Furnaces | ECM motors on furnaces | 0 | Commercial | New | Schools K-12 | FL Zone 2 | Per Unit | 48% | 157713.8 | 155022.6 | 2691.206 | 0.017064 | 15 | 0 | 0 | 0 | no base cost | 0 | 0 | 287 | Mid-Atlantic TRM, v7.0, 2017, retrofit cost | 0 | 0 | 287 | furnace |  | 287
Nonequipment | ECM Motors on Furnaces | ECM motors on furnaces | 0 | Commercial | New | Warehouse | FL Zone 2 | Per Unit | 48% | 40910.72 | 40212.63 | 698.0947 | 0.017064 | 15 | 0 | 0 | 0 | no base cost | 0 | 0 | 287 | Mid-Atlantic TRM, v7.0, 2017, retrofit cost | 0 | 0 | 287 | furnace |  | 287
Nonequipment | Energy Recovery Ventilation System (ERV) | Unitary Cooling Equipment that Incorporates Energy Recovery | Current Market Packaged or Split DX Unit, 7.5 tons, 10.9 EER | Commercial | Existing | Assembly | FL Zone 2 | Per End Use Consumption | 54% | 40558.16 | 33160.35 | 7397.809 | 0.1824 | 15 | 13.3127 | 11.3508 | 0 | no base cost | 0 | 0 | 6 | Illinois 2018 Statewide TRM, Section 4.4.27 | 0 | 0 | 6 | CFM | 19267.25 | 115603.5
Nonequipment | Energy Recovery Ventilation System (ERV) | Unitary Cooling Equipment that Incorporates Energy Recovery | Current Market Packaged or Split DX Unit, 7.5 tons, 10.9 EER | Commercial | Existing | College and University | FL Zone 2 | Per End Use Consumption | 35% | 242237.9 | 217432.7 | 24805.16 | 0.1024 | 15 | 44.638 | 38.0597 | 0 | no base cost | 0 | 0 | 6 | Illinois 2018 Statewide TRM, Section 4.4.27 | 0 | 0 | 6 | CFM | 75933.21 | 455599.3
Nonequipment | Energy Recovery Ventilation System (ERV) | Unitary Cooling Equipment that Incorporates Energy Recovery | Current Market Packaged or Split DX Unit, 7.5 tons, 10.9 EER | Commercial | Existing | Grocery | FL Zone 2 | Per End Use Consumption | 49% | 97647.71 | 87946.41 | 9701.3 | 0.09935 | 15 | 17.4579 | 14.8851 | 0 | no base cost | 0 | 0 | 6 | Illinois 2018 Statewide TRM, Section 4.4.27 | 0 | 0 | 6 | CFM | 4711.697 | 28270.18
Nonequipment | Energy Recovery Ventilation System (ERV) | Unitary Cooling Equipment that Incorporates Energy Recovery | Current Market Packaged or Split DX Unit, 7.5 tons, 10.9 EER | Commercial | Existing | Healthcare | FL Zone 2 | Per End Use Consumption | 35% | 170444.5 | 153510.8 | 16933.66 | 0.09935 | 15 | 30.4729 | 25.9821 | 0 | no base cost | 0 | 0 | 6 | Illinois 2018 Statewide TRM, Section 4.4.27 | 0 | 0 | 6 | CFM | 20120.77 | 120724.6
Nonequipment | Energy Recovery Ventilation System (ERV) | Unitary Cooling Equipment that Incorporates Energy Recovery | Current Market Packaged or Split DX Unit, 7.5 tons, 10.9 EER | Commercial | Existing | Hospitals | FL Zone 2 | Per End Use Consumption | 38% | 1776005 | 1599559 | 176446.1 | 0.09935 | 15 | 317.5226 | 270.7292 | 0 | no base cost | 0 | 0 | 6 | Illinois 2018 Statewide TRM, Section 4.4.27 | 0 | 0 | 6 | CFM | 209655.2 | 1257931
Nonequipment | Energy Recovery Ventilation System (ERV) | Unitary Cooling Equipment that Incorporates Energy Recovery | Current Market Packaged or Split DX Unit, 7.5 tons, 10.9 EER | Commercial | Existing | Institutional | FL Zone 2 | Per End Use Consumption | 38% | 197035.7 | 177460.2 | 19575.49 | 0.09935 | 15 | 35.227 | 30.0356 | 0 | no base cost | 0 | 0 | 6 | Illinois 2018 Statewide TRM, Section 4.4.27 | 0 | 0 | 6 | CFM | 20630.29 | 123781.7
Nonequipment | Energy Recovery Ventilation System (ERV) | Unitary Cooling Equipment that Incorporates Energy Recovery | Current Market Packaged or Split DX Unit, 7.5 tons, 10.9 EER | Commercial | Existing | Lodging/Hospitality | FL Zone 2 | Per End Use Consumption | 49% | 161633.1 | 145574.8 | 16058.24 | 0.09935 | 15 | 28.8975 | 24.6389 | 0 | no base cost | 0 | 0 | 6 | Illinois 2018 Statewide TRM, Section 4.4.27 | 0 | 0 | 6 | CFM | 33805.34 | 202832
Nonequipment | Energy Recovery Ventilation System (ERV) | Unitary Cooling Equipment that Incorporates Energy Recovery | Current Market Packaged or Split DX Unit, 7.5 tons, 10.9 EER | Commercial | Existing | Miscellaneous | FL Zone 2 | Per End Use Consumption | 49% | 1878476 | 1691849 | 186626.6 | 0.09935 | 15 | 335.8429 | 286.3496 | 0 | no base cost | 0 | 0 | 6 | Illinois 2018 Statewide TRM, Section 4.4.27 | 0 | 0 | 6 | CFM | 288596.2 | 1731577
Nonequipment | Energy Recovery Ventilation System (ERV) | Unitary Cooling Equipment that Incorporates Energy Recovery | Current Market Packaged or Split DX Unit, 7.5 tons, 10.9 EER | Commercial | Existing | Offices | FL Zone 2 | Per End Use Consumption | 38% | 140416.8 | 131823.3 | 8593.507 | 0.0612 | 15 | 15.4644 | 13.1854 | 0 | no base cost | 0 | 0 | 6 | Illinois 2018 Statewide TRM, Section 4.4.27 | 0 | 0 | 6 | CFM | 16065.03 | 96390.2
Nonequipment | Energy Recovery Ventilation System (ERV) | Unitary Cooling Equipment that Incorporates Energy Recovery | Current Market Packaged or Split DX Unit, 7.5 tons, 10.9 EER | Commercial | Existing | Restaurants | FL Zone 2 | Per End Use Consumption | 49% | 101749.5 | 90658.81 | 11090.7 | 0.109 | 15 | 19.9582 | 17.017 | 0 | no base cost | 0 | 0 | 6 | Illinois 2018 Statewide TRM, Section 4.4.27 | 0 | 0 | 6 | CFM | 5079.789 | 30478.74
Nonequipment | Energy Recovery Ventilation System (ERV) | Unitary Cooling Equipment that Incorporates Energy Recovery | Current Market Packaged or Split DX Unit, 7.5 tons, 10.9 EER | Commercial | Existing | Retail | FL Zone 2 | Per End Use Consumption | 49% | 44441.71 | 38895.38 | 5546.325 | 0.1248 | 15 | 9.9809 | 8.51 | 0 | no base cost | 0 | 0 | 6 | Illinois 2018 Statewide TRM, Section 4.4.27 | 0 | 0 | 6 | CFM | 11443.85 | 68663.08
Nonequipment | Energy Recovery Ventilation System (ERV) | Unitary Cooling Equipment that Incorporates Energy Recovery | Current Market Packaged or Split DX Unit, 7.5 tons, 10.9 EER | Commercial | Existing | Schools K-12 | FL Zone 2 | Per End Use Consumption | 35% | 166082.8 | 149075.9 | 17006.88 | 0.1024 | 15 | 30.6046 | 26.0944 | 0 | no base cost | 0 | 0 | 6 | Illinois 2018 Statewide TRM, Section 4.4.27 | 0 | 0 | 6 | CFM | 52061.22 | 312367.3
Nonequipment | Energy Recovery Ventilation System (ERV) | Unitary Cooling Equipment that Incorporates Energy Recovery | Current Market Packaged or Split DX Unit, 7.5 tons, 10.9 EER | Commercial | Existing | Warehouse | FL Zone 2 | Per End Use Consumption | 49% | 16498.73 | 14859.58 | 1639.149 | 0.09935 | 15 | 2.9497 | 2.515 | 0 | no base cost | 0 | 0 | 6 | Illinois 2018 Statewide TRM, Section 4.4.27 | 0 | 0 | 6 | CFM | 16063.99 | 96383.95
Nonequipment | Energy Recovery Ventilation System (ERV) | Unitary Cooling Equipment that Incorporates Energy Recovery | Code-Compliant Packaged or Split DX Unit, 7.5 Tons, 11.2 EER | Commercial | New | Assembly | FL Zone 2 | Per End Use Consumption | 55% | 40558.16 | 33160.35 | 7397.809 | 0.1824 | 15 | 13.3127 | 11.3508 | 0 | no base cost | 0 | 0 | 6 | Illinois 2018 Statewide TRM, Section 4.4.27 | 0 | 0 | 6 | CFM | 19267.25 | 115603.5
Nonequipment | Energy Recovery Ventilation System (ERV) | Unitary Cooling Equipment that Incorporates Energy Recovery | Code-Compliant Packaged or Split DX Unit, 7.5 Tons, 11.2 EER | Commercial | New | College and University | FL Zone 2 | Per End Use Consumption | 35% | 242237.9 | 217432.7 | 24805.16 | 0.1024 | 15 | 44.638 | 38.0597 | 0 | no base cost | 0 | 0 | 6 | Illinois 2018 Statewide TRM, Section 4.4.27 | 0 | 0 | 6 | CFM | 75933.21 | 455599.3
Nonequipment | Energy Recovery Ventilation System (ERV) | Unitary Cooling Equipment that Incorporates Energy Recovery | Code-Compliant Packaged or Split DX Unit, 7.5 Tons, 11.2 EER | Commercial | New | Grocery | FL Zone 2 | Per End Use Consumption | 49% | 97647.71 | 87946.41 | 9701.3 | 0.09935 | 15 | 17.4579 | 14.8851 | 0 | no base cost | 0 | 0 | 6 | Illinois 2018 Statewide TRM, Section 4.4.27 | 0 | 0 | 6 | CFM | 4711.697 | 28270.18
Nonequipment | Energy Recovery Ventilation System (ERV) | Unitary Cooling Equipment that Incorporates Energy Recovery | Code-Compliant Packaged or Split DX Unit, 7.5 Tons, 11.2 EER | Commercial | New | Healthcare | FL Zone 2 | Per End Use Consumption | 35% | 170444.5 | 153510.8 | 16933.66 | 0.09935 | 15 | 30.4729 | 25.9821 | 0 | no base cost | 0 | 0 | 6 | Illinois 2018 Statewide TRM, Section 4.4.27 | 0 | 0 | 6 | CFM | 20120.77 | 120724.6
Nonequipment | Energy Recovery Ventilation System (ERV) | Unitary Cooling Equipment that Incorporates Energy Recovery | Code-Compliant Packaged or Split DX Unit, 7.5 Tons, 11.2 EER | Commercial | New | Hospitals | FL Zone 2 | Per End Use Consumption | 39% | 1776005 | 1599559 | 176446.1 | 0.09935 | 15 | 317.5226 | 270.7292 | 0 | no base cost | 0 | 0 | 6 | Illinois 2018 Statewide TRM, Section 4.4.27 | 0 | 0 | 6 | CFM | 209655.2 | 1257931
Nonequipment | Energy Recovery Ventilation System (ERV) | Unitary Cooling Equipment that Incorporates Energy Recovery | Code-Compliant Packaged or Split DX Unit, 7.5 Tons, 11.2 EER | Commercial | New | Institutional | FL Zone 2 | Per End Use Consumption | 39% | 197035.7 | 177460.2 | 19575.49 | 0.09935 | 15 | 35.227 | 30.0356 | 0 | no base cost | 0 | 0 | 6 | Illinois 2018 Statewide TRM, Section 4.4.27 | 0 | 0 | 6 | CFM | 20630.29 | 123781.7
Nonequipment | Energy Recovery Ventilation System (ERV) | Unitary Cooling Equipment that Incorporates Energy Recovery | Code-Compliant Packaged or Split DX Unit, 7.5 Tons, 11.2 EER | Commercial | New | Lodging/Hospitality | FL Zone 2 | Per End Use Consumption | 49% | 161633.1 | 145574.8 | 16058.24 | 0.09935 | 15 | 28.8975 | 24.6389 | 0 | no base cost | 0 | 0 | 6 | Illinois 2018 Statewide TRM, Section 4.4.27 | 0 | 0 | 6 | CFM | 33805.34 | 202832
Nonequipment | Energy Recovery Ventilation System (ERV) | Unitary Cooling Equipment that Incorporates Energy Recovery | Code-Compliant Packaged or Split DX Unit, 7.5 Tons, 11.2 EER | Commercial | New | Miscellaneous | FL Zone 2 | Per End Use Consumption | 49% | 1878476 | 1691849 | 186626.6 | 0.09935 | 15 | 335.8429 | 286.3496 | 0 | no base cost | 0 | 0 | 6 | Illinois 2018 Statewide TRM, Section 4.4.27 | 0 | 0 | 6 | CFM | 288596.2 | 1731577
Nonequipment | Energy Recovery Ventilation System (ERV) | Unitary Cooling Equipment that Incorporates Energy Recovery | Code-Compliant Packaged or Split DX Unit, 7.5 Tons, 11.2 EER | Commercial | New | Offices | FL Zone 2 | Per End Use Consumption | 39% | 140416.8 | 131823.3 | 8593.507 | 0.0612 | 15 | 15.4644 | 13.1854 | 0 | no base cost | 0 | 0 | 6 | Illinois 2018 Statewide TRM, Section 4.4.27 | 0 | 0 | 6 | CFM | 16065.03 | 96390.2
Nonequipment | Energy Recovery Ventilation System (ERV) | Unitary Cooling Equipment that Incorporates Energy Recovery | Code-Compliant Packaged or Split DX Unit, 7.5 Tons, 11.2 EER | Commercial | New | Restaurants | FL Zone 2 | Per End Use Consumption | 49% | 101749.5 | 90658.81 | 11090.7 | 0.109 | 15 | 19.9582 | 17.017 | 0 | no base cost | 0 | 0 | 6 | Illinois 2018 Statewide TRM, Section 4.4.27 | 0 | 0 | 6 | CFM | 5079.789 | 30478.74
Nonequipment | Energy Recovery Ventilation System (ERV) | Unitary Cooling Equipment that Incorporates Energy Recovery | Code-Compliant Packaged or Split DX Unit, 7.5 Tons, 11.2 EER | Commercial | New | Retail | FL Zone 2 | Per End Use Consumption | 49% | 44441.71 | 38895.38 | 5546.325 | 0.1248 | 15 | 9.9809 | 8.51 | 0 | no base cost | 0 | 0 | 6 | Illinois 2018 Statewide TRM, Section 4.4.27 | 0 | 0 | 6 | CFM | 11443.85 | 68663.08
Nonequipment | Energy Recovery Ventilation System (ERV) | Unitary Cooling Equipment that Incorporates Energy Recovery | Code-Compliant Packaged or Split DX Unit, 7.5 Tons, 11.2 EER | Commercial | New | Schools K-12 | FL Zone 2 | Per End Use Consumption | 35% | 166082.8 | 149075.9 | 17006.88 | 0.1024 | 15 | 30.6046 | 26.0944 | 0 | no base cost | 0 | 0 | 6 | Illinois 2018 Statewide TRM, Section 4.4.27 | 0 | 0 | 6 | CFM | 52061.22 | 312367.3
Nonequipment | Energy Recovery Ventilation System (ERV) | Unitary Cooling Equipment that Incorporates Energy Recovery | Code-Compliant Packaged or Split DX Unit, 7.5 Tons, 11.2 EER | Commercial | New | Warehouse | FL Zone 2 | Per End Use Consumption | 49% | 16498.73 | 14859.58 | 1639.149 | 0.09935 | 15 | 2.9497 | 2.515 | 0 | no base cost | 0 | 0 | 6 | Illinois 2018 Statewide TRM, Section 4.4.27 | 0 | 0 | 6 | CFM | 16063.99 | 96383.95
Nonequipment | Facility Commissioning | Perform facility commissioning | N/A - New Construction Only | Commercial | Existing | Assembly | FL Zone 2 | Per end use consumption | 55% | 0 | 0 | 0 | 0 | 10 | 0 | 0 | 0 | no base cost | 0 | 0 | 1.16 | Lawrence Berkeley National Laboratory: A Golden Opportunity for Reducing Energy Costs and Greenhouse Gas Emissions. July, 2009. | 0 | 0 | 1.16 | sq ft | 19267.25 | 22350.01
Nonequipment | Facility Commissioning | Perform facility commissioning | N/A - New Construction Only | Commercial | Existing | College and University | FL Zone 2 | Per end use consumption | 55% | 0 | 0 | 0 | 0 | 10 | 0 | 0 | 0 | no base cost | 0 | 0 | 1.16 | Lawrence Berkeley National Laboratory: A Golden Opportunity for Reducing Energy Costs and Greenhouse Gas Emissions. July, 2009. | 0 | 0 | 1.16 | sq ft | 75933.21 | 88082.52
Nonequipment | Facility Commissioning | Perform facility commissioning | N/A - New Construction Only | Commercial | Existing | Grocery | FL Zone 2 | Per end use consumption | 53% | 0 | 0 | 0 | 0 | 10 | 0 | 0 | 0 | no base cost | 0 | 0 | 1.16 | Lawrence Berkeley National Laboratory: A Golden Opportunity for Reducing Energy Costs and Greenhouse Gas Emissions. July, 2009. | 0 | 0 | 1.16 | sq ft | 4711.697 | 5465.568
Nonequipment | Facility Commissioning | Perform facility commissioning | N/A - New Construction Only | Commercial | Existing | Healthcare | FL Zone 2 | Per end use consumption | 55% | 0 | 0 | 0 | 0 | 10 | 0 | 0 | 0 | no base cost | 0 | 0 | 1.16 | Lawrence Berkeley National Laboratory: A Golden Opportunity for Reducing Energy Costs and Greenhouse Gas Emissions. July, 2009. | 0 | 0 | 1.16 | sq ft | 20120.77 | 23340.09
Nonequipment | Facility Commissioning | Perform facility commissioning | N/A - New Construction Only | Commercial | Existing | Hospitals | FL Zone 2 | Per end use consumption | 55% | 0 | 0 | 0 | 0 | 10 | 0 | 0 | 0 | no base cost | 0 | 0 | 1.16 | Lawrence Berkeley National Laboratory: A Golden Opportunity for Reducing Energy Costs and Greenhouse Gas Emissions. July, 2009. | 0 | 0 | 1.16 | sq ft | 209655.2 | 243200
Nonequipment | Facility Commissioning | Perform facility commissioning | N/A - New Construction Only | Commercial | Existing | Institutional | FL Zone 2 | Per end use consumption | 55% | 0 | 0 | 0 | 0 | 10 | 0 | 0 | 0 | no base cost | 0 | 0 | 1.16 | Lawrence Berkeley National Laboratory: A Golden Opportunity for Reducing Energy Costs and Greenhouse Gas Emissions. July, 2009. | 0 | 0 | 1.16 | sq ft | 20630.29 | 23931.13
Nonequipment | Facility Commissioning | Perform facility commissioning | N/A - New Construction Only | Commercial | Existing | Lodging/Hospitality | FL Zone 2 | Per end use consumption | 55% | 0 | 0 | 0 | 0 | 10 | 0 | 0 | 0 | no base cost | 0 | 0 | 1.16 | Lawrence Berkeley National Laboratory: A Golden Opportunity for Reducing Energy Costs and Greenhouse Gas Emissions. July, 2009. | 0 | 0 | 1.16 | sq ft | 33805.34 | 39214.19
Nonequipment | Facility Commissioning | Perform facility commissioning | N/A - New Construction Only | Commercial | Existing | Miscellaneous | FL Zone 2 | Per end use consumption | 53% | 0 | 0 | 0 | 0 | 10 | 0 | 0 | 0 | no base cost | 0 | 0 | 1.16 | Lawrence Berkeley National Laboratory: A Golden Opportunity for Reducing Energy Costs and Greenhouse Gas Emissions. July, 2009. | 0 | 0 | 1.16 | sq ft | 287978.9 | 334055.6
Nonequipment | Facility Commissioning | Perform facility commissioning | N/A - New Construction Only | Commercial | Existing | Offices | FL Zone 2 | Per end use consumption | 55% | 0 | 0 | 0 | 0 | 10 | 0 | 0 | 0 | no base cost | 0 | 0 | 1.16 | Lawrence Berkeley National Laboratory: A Golden Opportunity for Reducing Energy Costs and Greenhouse Gas Emissions. July, 2009. | 0 | 0 | 1.16 | sq ft | 16065.03 | 18635.44
Nonequipment | Facility Commissioning | Perform facility commissioning | N/A - New Construction Only | Commercial | Existing | Restaurants | FL Zone 2 | Per end use consumption | 55% | 0 | 0 | 0 | 0 | 10 | 0 | 0 | 0 | no base cost | 0 | 0 | 1.16 | Lawrence Berkeley National Laboratory: A Golden Opportunity for Reducing Energy Costs and Greenhouse Gas Emissions. July, 2009. | 0 | 0 | 1.16 | sq ft | 5079.789 | 5892.556
Nonequipment | Facility Commissioning | Perform facility commissioning | N/A - New Construction Only | Commercial | Existing | Retail | FL Zone 2 | Per end use consumption | 53% | 0 | 0 | 0 | 0 | 10 | 0 | 0 | 0 | no base cost | 0 | 0 | 1.16 | Lawrence Berkeley National Laboratory: A Golden Opportunity for Reducing Energy Costs and Greenhouse Gas Emissions. July, 2009. | 0 | 0 | 1.16 | sq ft | 11443.85 | 13274.86
Nonequipment | Facility Commissioning | Perform facility commissioning | N/A - New Construction Only | Commercial | Existing | Schools K-12 | FL Zone 2 | Per end use consumption | 55% | 0 | 0 | 0 | 0 | 10 | 0 | 0 | 0 | no base cost | 0 | 0 | 1.16 | Lawrence Berkeley National Laboratory: A Golden Opportunity for Reducing Energy Costs and Greenhouse Gas Emissions. July, 2009. | 0 | 0 | 1.16 | sq ft | 52061.22 | 60391.02
Nonequipment | Facility Commissioning | Perform facility commissioning | N/A - New Construction Only | Commercial | Existing | Warehouse | FL Zone 2 | Per end use consumption | 53% | 0 | 0 | 0 | 0 | 10 | 0 | 0 | 0 | no base cost | 0 | 0 | 1.16 | Lawrence Berkeley National Laboratory: A Golden Opportunity for Reducing Energy Costs and Greenhouse Gas Emissions. July, 2009. | 0 | 0 | 1.16 | sq ft | 16063.99 | 18634.23
Nonequipment | Facility Commissioning | Perform facility commissioning | Comparable facility, no commissioning | Commercial | New | Assembly | FL Zone 2 | Per end use consumption | 36% | 40558.16 | 34068.86 | 6489.306 | 0.16 | 10 | 1.3944 | 0.13997 | 0 | no base cost | 0 | 0 | 1.16 | Lawrence Berkeley National Laboratory: A Golden Opportunity for Reducing Energy Costs and Greenhouse Gas Emissions. July, 2009. | 0 | 0 | 1.16 | sq ft | 19267.25 | 22350.01
Nonequipment | Facility Commissioning | Perform facility commissioning | Comparable facility, no commissioning | Commercial | New | College and University | FL Zone 2 | Per end use consumption | 72% | 242237.9 | 203479.8 | 38758.06 | 0.16 | 10 | 7.1769 | 5.9242 | 0 | no base cost | 0 | 0 | 1.16 | Lawrence Berkeley National Laboratory: A Golden Opportunity for Reducing Energy Costs and Greenhouse Gas Emissions. July, 2009. | 0 | 0 | 1.16 | sq ft | 75933.21 | 88082.52
Nonequipment | Facility Commissioning | Perform facility commissioning | Comparable facility, no commissioning | Commercial | New | Grocery | FL Zone 2 | Per end use consumption | 53% | 97647.71 | 82024.07 | 15623.63 | 0.16 | 10 | 3.3572 | 0.33698 | 0 | no base cost | 0 | 0 | 1.16 | Lawrence Berkeley National Laboratory: A Golden Opportunity for Reducing Energy Costs and Greenhouse Gas Emissions. July, 2009. | 0 | 0 | 1.16 | sq ft | 4711.697 | 5465.568
Nonequipment | Facility Commissioning | Perform facility commissioning | Comparable facility, no commissioning | Commercial | New | Healthcare | FL Zone 2 | Per end use consumption | 72% | 170444.5 | 143173.4 | 27271.12 | 0.16 | 10 | 5.8599 | 0.5882 | 0 | no base cost | 0 | 0 | 1.16 | Lawrence Berkeley National Laboratory: A Golden Opportunity for Reducing Energy Costs and Greenhouse Gas Emissions. July, 2009. | 0 | 0 | 1.16 | sq ft | 20120.77 | 23340.09
Nonequipment | Facility Commissioning | Perform facility commissioning | Comparable facility, no commissioning | Commercial | New | Hospitals | FL Zone 2 | Per end use consumption | 36% | 1776005 | 1491844 | 284160.8 | 0.16 | 10 | 52.6188 | 43.4343 | 0 | no base cost | 0 | 0 | 1.16 | Lawrence Berkeley National Laboratory: A Golden Opportunity for Reducing Energy Costs and Greenhouse Gas Emissions. July, 2009. | 0 | 0 | 1.16 | sq ft | 209655.2 | 243200
Nonequipment | Facility Commissioning | Perform facility commissioning | Comparable facility, no commissioning | Commercial | New | Institutional | FL Zone 2 | Per end use consumption | 36% | 197035.7 | 165510 | 31525.7 | 0.16 | 10 | 6.7742 | 0.67997 | 0 | no base cost | 0 | 0 | 1.16 | Lawrence Berkeley National Laboratory: A Golden Opportunity for Reducing Energy Costs and Greenhouse Gas Emissions. July, 2009. | 0 | 0 | 1.16 | sq ft | 20630.29 | 23931.13
Nonequipment | Facility Commissioning | Perform facility commissioning | Comparable facility, no commissioning | Commercial | New | Lodging/Hospitality | FL Zone 2 | Per end use consumption | 72% | 161633.1 | 135771.8 | 25861.29 | 0.16 | 10 | 5.557 | 0.55779 | 0 | no base cost | 0 | 0 | 1.16 | Lawrence Berkeley National Laboratory: A Golden Opportunity for Reducing Energy Costs and Greenhouse Gas Emissions. July, 2009. | 0 | 0 | 1.16 | sq ft | 33805.34 | 39214.19
Nonequipment | Facility Commissioning | Perform facility commissioning | Comparable facility, no commissioning | Commercial | New | Miscellaneous | FL Zone 2 | Per end use consumption | 53% | 1878476 | 1577920 | 300556.1 | 0.16 | 10 | 64.5827 | 6.4826 | 0 | no base cost | 0 | 0 | 1.16 | Lawrence Berkeley National Laboratory: A Golden Opportunity for Reducing Energy Costs and Greenhouse Gas Emissions. July, 2009. | 0 | 0 | 1.16 | sq ft | 287978.9 | 334055.6
Nonequipment | Facility Commissioning | Perform facility commissioning | Comparable facility, no commissioning | Commercial | New | Offices | FL Zone 2 | Per end use consumption | 36% | 140416.8 | 117950.1 | 22466.68 | 0.16 | 10 | 4.8276 | 0.48457 | 0 | no base cost | 0 | 0 | 1.16 | Lawrence Berkeley National Laboratory: A Golden Opportunity for Reducing Energy Costs and Greenhouse Gas Emissions. July, 2009. | 0 | 0 | 1.16 | sq ft | 16065.03 | 18635.44
Nonequipment | Facility Commissioning | Perform facility commissioning | Comparable facility, no commissioning | Commercial | New | Restaurants | FL Zone 2 | Per end use consumption | 72% | 101749.5 | 85469.59 | 16279.92 | 0.16 | 10 | 3.4982 | 0.35113 | 0 | no base cost | 0 | 0 | 1.16 | Lawrence Berkeley National Laboratory: A Golden Opportunity for Reducing Energy Costs and Greenhouse Gas Emissions. July, 2009. | 0 | 0 | 1.16 | sq ft | 5079.789 | 5892.556
Nonequipment | Facility Commissioning | Perform facility commissioning | Comparable facility, no commissioning | Commercial | New | Retail | FL Zone 2 | Per end use consumption | 53% | 44441.71 | 37331.03 | 7110.673 | 0.16 | 10 | 1.5279 | 0.15337 | 0 | no base cost | 0 | 0 | 1.16 | Lawrence Berkeley National Laboratory: A Golden Opportunity for Reducing Energy Costs and Greenhouse Gas Emissions. July, 2009. | 0 | 0 | 1.16 | sq ft | 11443.85 | 13274.86
Nonequipment | Facility Commissioning | Perform facility commissioning | Comparable facility, no commissioning | Commercial | New | Schools K-12 | FL Zone 2 | Per end use consumption | 72% | 166082.8 | 139509.6 | 26573.25 | 0.16 | 10 | 5.71 | 0.57315 | 0 | no base cost | 0 | 0 | 1.16 | Lawrence Berkeley National Laboratory: A Golden Opportunity for Reducing Energy Costs and Greenhouse Gas Emissions. July, 2009. | 0 | 0 | 1.16 | sq ft | 52061.22 | 60391.02
Nonequipment | Facility Commissioning | Perform facility commissioning | Comparable facility, no commissioning | Commercial | New | Warehouse | FL Zone 2 | Per end use consumption | 53% | 16498.73 | 13858.93 | 2639.797 | 0.16 | 10 | 0.56723 | 0.056937 | 0 | no base cost | 0 | 0 | 1.16 | Lawrence Berkeley National Laboratory: A Golden Opportunity for Reducing Energy Costs and Greenhouse Gas Emissions. July, 2009. | 0 | 0 | 1.16 | sq ft | 16063.99 | 18634.23
Nonequipment | Facility Energy Management System | Energy Management System deployed to automatically control HVAC and lighting, etc to save energy | 0 | Commercial | Existing | Assembly | FL Zone 2 | Per End Use Consumption | 5% | 84673.14 | 66274.71 | 18398.42 | 0.21729 | 15 | 3.8562 | 0.3316 | 0 | no base cost | 0 | 0 | 0.75 | https://blogs.intel.com/iot/2016/06/20/costs-savings-roi-smart-building-implementation/ | 0 | 0 | 0.75 | sq ft | 19267.25 | 14450.44
Nonequipment | Facility Energy Management System | Energy Management System deployed to automatically control HVAC and lighting, etc to save energy | 0 | Commercial | Existing | College and University | FL Zone 2 | Per End Use Consumption | 1% | 505719.2 | 395832.7 | 109886.5 | 0.21729 | 15 | 16.2679 | 14.0526 | 0 | no base cost | 0 | 0 | 0.75 | https://blogs.intel.com/iot/2016/06/20/costs-savings-roi-smart-building-implementation/ | 0 | 0 | 0.75 | sq ft | 75933.21 | 56949.91
Nonequipment | Facility Energy Management System | Energy Management System deployed to automatically control HVAC and lighting, etc to save energy | 0 | Commercial | Existing | Grocery | FL Zone 2 | Per End Use Consumption | 7% | 203858.8 | 159562.8 | 44295.99 | 0.21729 | 15 | 11.5595 | 5.3149 | 0 | no base cost | 0 | 0 | 0.75 | https://blogs.intel.com/iot/2016/06/20/costs-savings-roi-smart-building-implementation/ | 0 | 0 | 0.75 | sq ft | 4711.697 | 3533.773
Nonequipment | Facility Energy Management System | Energy Management System deployed to automatically control HVAC and lighting, etc to save energy | 0 | Commercial | Existing | Healthcare | FL Zone 2 | Per End Use Consumption | 1% | 355836.4 | 278517.5 | 77318.84 | 0.21729 | 15 | 16.2055 | 1.3935 | 0 | no base cost | 0 | 0 | 0.75 | https://blogs.intel.com/iot/2016/06/20/costs-savings-roi-smart-building-implementation/ | 0 | 0 | 0.75 | sq ft | 20120.77 | 15090.57
Nonequipment | Facility Energy Management System | Energy Management System deployed to automatically control HVAC and lighting, etc to save energy | 0 | Commercial | Existing | Hospitals | FL Zone 2 | Per End Use Consumption | 5% | 3707759 | 2902109 | 805650.1 | 0.21729 | 15 | 119.2704 | 103.029 | 0 | no base cost | 0 | 0 | 0.75 | https://blogs.intel.com/iot/2016/06/20/costs-savings-roi-smart-building-implementation/ | 0 | 0 | 0.75 | sq ft | 209655.2 | 157241.4
Nonequipment | Facility Energy Management System | Energy Management System deployed to automatically control HVAC and lighting, etc to save energy | 0 | Commercial | Existing | Institutional | FL Zone 2 | Per End Use Consumption | 5% | 411350.6 | 321969.3 | 89381.4 | 0.21729 | 15 | 18.7338 | 1.6109 | 0 | no base cost | 0 | 0 | 0.75 | https://blogs.intel.com/iot/2016/06/20/costs-savings-roi-smart-building-implementation/ | 0 | 0 | 0.75 | sq ft | 20630.29 | 15472.71
Nonequipment | Facility Energy Management System | Energy Management System deployed to automatically control HVAC and lighting, etc to save energy | 0 | Commercial | Existing | Lodging/Hospitality | FL Zone 2 | Per End Use Consumption | 1% | 337440.8 | 264119.1 | 73321.7 | 0.21729 | 15 | 19.134 | 8.7976 | 0 | no base cost | 0 | 0 | 0.75 | https://blogs.intel.com/iot/2016/06/20/costs-savings-roi-smart-building-implementation/ | 0 | 0 | 0.75 | sq ft | 33805.34 | 25354
Nonequipment | Facility Energy Management System | Energy Management System deployed to automatically control HVAC and lighting, etc to save energy | 0 | Commercial | Existing | Miscellaneous | FL Zone 2 | Per End Use Consumption | 7% | 3921687 | 3069553 | 852134 | 0.21729 | 15 | 178.6019 | 15.3582 | 0 | no base cost | 0 | 0 | 0.75 | https://blogs.intel.com/iot/2016/06/20/costs-savings-roi-smart-building-implementation/ | 0 | 0 | 0.75 | sq ft | 288693.3 | 216520
Nonequipment | Facility Energy Management System | Energy Management System deployed to automatically control HVAC and lighting, etc to save energy | 0 | Commercial | Existing | Offices | FL Zone 2 | Per End Use Consumption | 3% | 293147.6 | 229450.3 | 63697.35 | 0.21729 | 15 | 13.3506 | 1.148 | 0 | no base cost | 0 | 0 | 0.75 | https://blogs.intel.com/iot/2016/06/20/costs-savings-roi-smart-building-implementation/ | 0 | 0 | 0.75 | sq ft | 16065.03 | 12048.77
Nonequipment | Facility Energy Management System | Energy Management System deployed to automatically control HVAC and lighting, etc to save energy | 0 | Commercial | Existing | Restaurants | FL Zone 2 | Per End Use Consumption | 1% | 212422.1 | 166265.4 | 46156.69 | 0.21729 | 15 | 12.0451 | 5.5382 | 0 | no base cost | 0 | 0 | 0.75 | https://blogs.intel.com/iot/2016/06/20/costs-savings-roi-smart-building-implementation/ | 0 | 0 | 0.75 | sq ft | 5079.789 | 3809.842
Nonequipment | Facility Energy Management System | Energy Management System deployed to automatically control HVAC and lighting, etc to save energy | 0 | Commercial | Existing | Retail | FL Zone 2 | Per End Use Consumption | 4% | 92780.8 | 72620.68 | 20160.12 | 0.21729 | 15 | 5.261 | 2.419 | 0 | no base cost | 0 | 0 | 0.75 | https://blogs.intel.com/iot/2016/06/20/costs-savings-roi-smart-building-implementation/ | 0 | 0 | 0.75 | sq ft | 11443.85 | 8582.884
Nonequipment | Facility Energy Management System | Energy Management System deployed to automatically control HVAC and lighting, etc to save energy | 0 | Commercial | Existing | Schools K-12 | FL Zone 2 | Per End Use Consumption | 1% | 346730.5 | 271390.3 | 75340.24 | 0.21729 | 15 | 15.7908 | 1.3579 | 0 | no base cost | 0 | 0 | 0.75 | https://blogs.intel.com/iot/2016/06/20/costs-savings-roi-smart-building-implementation/ | 0 | 0 | 0.75 | sq ft | 52061.22 | 39045.92
Nonequipment | Facility Energy Management System | Energy Management System deployed to automatically control HVAC and lighting, etc to save energy | 0 | Commercial | Existing | Warehouse | FL Zone 2 | Per End Use Consumption | 4% | 34444.34 | 26960.01 | 7484.329 | 0.21729 | 15 | 1.5687 | 0.13489 | 0 | no base cost | 0 | 0 | 0.75 | https://blogs.intel.com/iot/2016/06/20/costs-savings-roi-smart-building-implementation/ | 0 | 0 | 0.75 | sq ft | 16063.99 | 12047.99
Nonequipment | Facility Energy Management System | Energy Management System deployed to automatically control HVAC and lighting, etc to save energy | No Energy Management System | Commercial | New | Assembly | FL Zone 2 | Per End Use Consumption | 4% | 84673.14 | 66274.71 | 18398.42 | 0.21729 | 15 | 3.8562 | 0.3316 | 0 | no base cost | 0 | 0 | 0.75 | https://blogs.intel.com/iot/2016/06/20/costs-savings-roi-smart-building-implementation/ | 0 | 0 | 0.75 | sq ft | 19267.25 | 14450.44
Nonequipment | Facility Energy Management System | Energy Management System deployed to automatically control HVAC and lighting, etc to save energy | No Energy Management System | Commercial | New | College and University | FL Zone 2 | Per End Use Consumption | 4% | 505719.2 | 395832.7 | 109886.5 | 0.21729 | 15 | 16.2679 | 14.0526 | 0 | no base cost | 0 | 0 | 0.75 | https://blogs.intel.com/iot/2016/06/20/costs-savings-roi-smart-building-implementation/ | 0 | 0 | 0.75 | sq ft | 75933.21 | 56949.91
Nonequipment | Facility Energy Management System | Energy Management System deployed to automatically control HVAC and lighting, etc to save energy | No Energy Management System | Commercial | New | Grocery | FL Zone 2 | Per End Use Consumption | 4% | 203858.8 | 159562.8 | 44295.99 | 0.21729 | 15 | 11.5595 | 5.3149 | 0 | no base cost | 0 | 0 | 0.75 | https://blogs.intel.com/iot/2016/06/20/costs-savings-roi-smart-building-implementation/ | 0 | 0 | 0.75 | sq ft | 4711.697 | 3533.773
Nonequipment | Facility Energy Management System | Energy Management System deployed to automatically control HVAC and lighting, etc to save energy | No Energy Management System | Commercial | New | Healthcare | FL Zone 2 | Per End Use Consumption | 4% | 355836.4 | 278517.5 | 77318.84 | 0.21729 | 15 | 16.2055 | 1.3935 | 0 | no base cost | 0 | 0 | 0.75 | https://blogs.intel.com/iot/2016/06/20/costs-savings-roi-smart-building-implementation/ | 0 | 0 | 0.75 | sq ft | 20120.77 | 15090.57
Nonequipment | Facility Energy Management System | Energy Management System deployed to automatically control HVAC and lighting, etc to save energy | No Energy Management System | Commercial | New | Hospitals | FL Zone 2 | Per End Use Consumption | 4% | 3707759 | 2902109 | 805650.1 | 0.21729 | 15 | 119.2704 | 103.029 | 0 | no base cost | 0 | 0 | 0.75 | https://blogs.intel.com/iot/2016/06/20/costs-savings-roi-smart-building-implementation/ | 0 | 0 | 0.75 | sq ft | 209655.2 | 157241.4
Nonequipment | Facility Energy Management System | Energy Management System deployed to automatically control HVAC and lighting, etc to save energy | No Energy Management System | Commercial | New | Institutional | FL Zone 2 | Per End Use Consumption | 2% | 411350.6 | 321969.3 | 89381.4 | 0.21729 | 15 | 18.7338 | 1.6109 | 0 | no base cost | 0 | 0 | 0.75 | https://blogs.intel.com/iot/2016/06/20/costs-savings-roi-smart-building-implementation/ | 0 | 0 | 0.75 | sq ft | 20630.29 | 15472.71
Nonequipment | Facility Energy Management System | Energy Management System deployed to automatically control HVAC and lighting, etc to save energy | No Energy Management System | Commercial | New | Lodging/Hospitality | FL Zone 2 | Per End Use Consumption | 4% | 337440.8 | 264119.1 | 73321.7 | 0.21729 | 15 | 19.134 | 8.7976 | 0 | no base cost | 0 | 0 | 0.75 | https://blogs.intel.com/iot/2016/06/20/costs-savings-roi-smart-building-implementation/ | 0 | 0 | 0.75 | sq ft | 33805.34 | 25354
Nonequipment | Facility Energy Management System | Energy Management System deployed to automatically control HVAC and lighting, etc to save energy | No Energy Management System | Commercial | New | Miscellaneous | FL Zone 2 | Per End Use Consumption | 7% | 3921687 | 3069553 | 852134 | 0.21729 | 15 | 178.6019 | 15.3582 | 0 | no base cost | 0 | 0 | 0.75 | https://blogs.intel.com/iot/2016/06/20/costs-savings-roi-smart-building-implementation/ | 0 | 0 | 0.75 | sq ft | 288693.3 | 216520
Nonequipment | Facility Energy Management System | Energy Management System deployed to automatically control HVAC and lighting, etc to save energy | No Energy Management System | Commercial | New | Offices | FL Zone 2 | Per End Use Consumption | 2% | 293147.6 | 229450.3 | 63697.35 | 0.21729 | 15 | 13.3506 | 1.148 | 0 | no base cost | 0 | 0 | 0.75 | https://blogs.intel.com/iot/2016/06/20/costs-savings-roi-smart-building-implementation/ | 0 | 0 | 0.75 | sq ft | 16065.03 | 12048.77
Nonequipment | Facility Energy Management System | Energy Management System deployed to automatically control HVAC and lighting, etc to save energy | No Energy Management System | Commercial | New | Restaurants | FL Zone 2 | Per End Use Consumption | 4% | 212422.1 | 166265.4 | 46156.69 | 0.21729 | 15 | 12.0451 | 5.5382 | 0 | no base cost | 0 | 0 | 0.75 | https://blogs.intel.com/iot/2016/06/20/costs-savings-roi-smart-building-implementation/ | 0 | 0 | 0.75 | sq ft | 5079.789 | 3809.842
Nonequipment | Facility Energy Management System | Energy Management System deployed to automatically control HVAC and lighting, etc to save energy | No Energy Management System | Commercial | New | Retail | FL Zone 2 | Per End Use Consumption | 4% | 92780.8 | 72620.68 | 20160.12 | 0.21729 | 15 | 5.261 | 2.419 | 0 | no base cost | 0 | 0 | 0.75 | https://blogs.intel.com/iot/2016/06/20/costs-savings-roi-smart-building-implementation/ | 0 | 0 | 0.75 | sq ft | 11443.85 | 8582.884
Nonequipment | Facility Energy Management System | Energy Management System deployed to automatically control HVAC and lighting, etc to save energy | No Energy Management System | Commercial | New | Schools K-12 | FL Zone 2 | Per End Use Consumption | 4% | 346730.5 | 271390.3 | 75340.24 | 0.21729 | 15 | 15.7908 | 1.3579 | 0 | no base cost | 0 | 0 | 0.75 | https://blogs.intel.com/iot/2016/06/20/costs-savings-roi-smart-building-implementation/ | 0 | 0 | 0.75 | sq ft | 52061.22 | 39045.92
Nonequipment | Facility Energy Management System | Energy Management System deployed to automatically control HVAC and lighting, etc to save energy | No Energy Management System | Commercial | New | Warehouse | FL Zone 2 | Per End Use Consumption | 4% | 34444.34 | 26960.01 | 7484.329 | 0.21729 | 15 | 1.5687 | 0.13489 | 0 | no base cost | 0 | 0 | 0.75 | https://blogs.intel.com/iot/2016/06/20/costs-savings-roi-smart-building-implementation/ | 0 | 0 | 0.75 | sq ft | 16063.99 | 12047.99
Nonequipment | Floor Insulation | Increased Floor Insulation (R-19) | Market Average Existing Floor Insulation | Commercial | Existing | Assembly | FL Zone 2 | Square feet | 13% | 3.7877 | 3.7141 | 0.073626 | 0.019438 | 20 | 1.47e-06 | 3.32e-05 | 0 | no base cost | 0 | 0 | 0.73 | rate at $0.73/sq.ft, reference: https://www.homewyse.com/costs/cost_of_floor_insulation.html | 0.6658 | rate at $53.92/per labor hour and 0.012 hr/sq.ft, referenrce: https://www.homewyse.com/costs/cost_of_floor_insulation.html | 1.3958 | sq ft |  | 1.3958
Nonequipment | Floor Insulation | Increased Floor Insulation (R-19) | Market Average Existing Floor Insulation | Commercial | Existing | College and University | FL Zone 2 | Square feet | 7% | 11.0507 | 10.977 | 0.073626 | 0.006663 | 20 | 3.05e-05 | 1.79e-05 | 0 | no base cost | 0 | 0 | 0.73 | rate at $0.73/sq.ft, reference: https://www.homewyse.com/costs/cost_of_floor_insulation.html | 0.6658 | rate at $53.92/per labor hour and 0.012 hr/sq.ft, referenrce: https://www.homewyse.com/costs/cost_of_floor_insulation.html | 1.3958 | sq ft |  | 1.3958
Nonequipment | Floor Insulation | Increased Floor Insulation (R-19) | Market Average Existing Floor Insulation | Commercial | Existing | Grocery | FL Zone 2 | Square feet | 20% | 31.0105 | 30.9369 | 0.073626 | 0.002374 | 20 | 1.5e-05 | 3.44e-05 | 0 | no base cost | 0 | 0 | 0.73 | rate at $0.73/sq.ft, reference: https://www.homewyse.com/costs/cost_of_floor_insulation.html | 0.6658 | rate at $53.92/per labor hour and 0.012 hr/sq.ft, referenrce: https://www.homewyse.com/costs/cost_of_floor_insulation.html | 1.3958 | sq ft |  | 1.3958
Nonequipment | Floor Insulation | Increased Floor Insulation (R-19) | Market Average Existing Floor Insulation | Commercial | Existing | Healthcare | FL Zone 2 | Square feet | 5% | 15.083 | 15.0093 | 0.073626 | 0.004881 | 20 | 1.47e-06 | 3.32e-05 | 0 | no base cost | 0 | 0 | 0.73 | rate at $0.73/sq.ft, reference: https://www.homewyse.com/costs/cost_of_floor_insulation.html | 0.6658 | rate at $53.92/per labor hour and 0.012 hr/sq.ft, referenrce: https://www.homewyse.com/costs/cost_of_floor_insulation.html | 1.3958 | sq ft |  | 1.3958
Nonequipment | Floor Insulation | Increased Floor Insulation (R-19) | Market Average Existing Floor Insulation | Commercial | Existing | Hospitals | FL Zone 2 | Square feet | 13% | 81.2975 | 81.2238 | 0.073626 | 0.000906 | 20 | 3.05e-05 | 1.79e-05 | 0 | no base cost | 0 | 0 | 0.73 | rate at $0.73/sq.ft, reference: https://www.homewyse.com/costs/cost_of_floor_insulation.html | 0.6658 | rate at $53.92/per labor hour and 0.012 hr/sq.ft, referenrce: https://www.homewyse.com/costs/cost_of_floor_insulation.html | 1.3958 | sq ft |  | 1.3958
Nonequipment | Floor Insulation | Increased Floor Insulation (R-19) | Market Average Existing Floor Insulation | Commercial | Existing | Institutional | FL Zone 2 | Square feet | 12% | 56.2721 | 56.1985 | 0.073626 | 0.001308 | 20 | 1.47e-06 | 3.32e-05 | 0 | no base cost | 0 | 0 | 0.73 | rate at $0.73/sq.ft, reference: https://www.homewyse.com/costs/cost_of_floor_insulation.html | 0.6658 | rate at $53.92/per labor hour and 0.012 hr/sq.ft, referenrce: https://www.homewyse.com/costs/cost_of_floor_insulation.html | 1.3958 | sq ft |  | 1.3958
Nonequipment | Floor Insulation | Increased Floor Insulation (R-19) | Market Average Existing Floor Insulation | Commercial | Existing | Lodging/Hospitality | FL Zone 2 | Square feet | 12% | 34.7257 | 34.6521 | 0.073626 | 0.00212 | 20 | 3.05e-05 | 1.79e-05 | 0 | no base cost | 0 | 0 | 0.73 | rate at $0.73/sq.ft, reference: https://www.homewyse.com/costs/cost_of_floor_insulation.html | 0.6658 | rate at $53.92/per labor hour and 0.012 hr/sq.ft, referenrce: https://www.homewyse.com/costs/cost_of_floor_insulation.html | 1.3958 | sq ft |  | 1.3958
Nonequipment | Floor Insulation | Increased Floor Insulation (R-19) | Market Average Existing Floor Insulation | Commercial | Existing | Miscellaneous | FL Zone 2 | Square feet | 24% | 107.2344 | 107.1608 | 0.073626 | 0.000687 | 20 | 1.47e-06 | 3.32e-05 | 0 | no base cost | 0 | 0 | 0.73 | rate at $0.73/sq.ft, reference: https://www.homewyse.com/costs/cost_of_floor_insulation.html | 0.6658 | rate at $53.92/per labor hour and 0.012 hr/sq.ft, referenrce: https://www.homewyse.com/costs/cost_of_floor_insulation.html | 1.3958 | sq ft |  | 1.3958
Nonequipment | Floor Insulation | Increased Floor Insulation (R-19) | Market Average Existing Floor Insulation | Commercial | Existing | Offices | FL Zone 2 | Square feet | 3% | 58.1979 | 58.1243 | 0.073626 | 0.001265 | 20 | 1.47e-06 | 3.32e-05 | 0 | no base cost | 0 | 0 | 0.73 | rate at $0.73/sq.ft, reference: https://www.homewyse.com/costs/cost_of_floor_insulation.html | 0.6658 | rate at $53.92/per labor hour and 0.012 hr/sq.ft, referenrce: https://www.homewyse.com/costs/cost_of_floor_insulation.html | 1.3958 | sq ft |  | 1.3958
Nonequipment | Floor Insulation | Increased Floor Insulation (R-19) | Market Average Existing Floor Insulation | Commercial | Existing | Restaurants | FL Zone 2 | Square feet | 7% | 31.354 | 31.2803 | 0.073626 | 0.002348 | 20 | 1.5e-05 | 3.44e-05 | 0 | no base cost | 0 | 0 | 0.73 | rate at $0.73/sq.ft, reference: https://www.homewyse.com/costs/cost_of_floor_insulation.html | 0.6658 | rate at $53.92/per labor hour and 0.012 hr/sq.ft, referenrce: https://www.homewyse.com/costs/cost_of_floor_insulation.html | 1.3958 | sq ft |  | 1.3958
Nonequipment | Floor Insulation | Increased Floor Insulation (R-19) | Market Average Existing Floor Insulation | Commercial | Existing | Retail | FL Zone 2 | Square feet | 12% | 5.9824 | 5.9087 | 0.073626 | 0.012307 | 20 | 1.5e-05 | 3.44e-05 | 0 | no base cost | 0 | 0 | 0.73 | rate at $0.73/sq.ft, reference: https://www.homewyse.com/costs/cost_of_floor_insulation.html | 0.6658 | rate at $53.92/per labor hour and 0.012 hr/sq.ft, referenrce: https://www.homewyse.com/costs/cost_of_floor_insulation.html | 1.3958 | sq ft |  | 1.3958
Nonequipment | Floor Insulation | Increased Floor Insulation (R-19) | Market Average Existing Floor Insulation | Commercial | Existing | Schools K-12 | FL Zone 2 | Square feet | 7% | 5.1058 | 5.0321 | 0.073626 | 0.01442 | 20 | 1.47e-06 | 3.32e-05 | 0 | no base cost | 0 | 0 | 0.73 | rate at $0.73/sq.ft, reference: https://www.homewyse.com/costs/cost_of_floor_insulation.html | 0.6658 | rate at $53.92/per labor hour and 0.012 hr/sq.ft, referenrce: https://www.homewyse.com/costs/cost_of_floor_insulation.html | 1.3958 | sq ft |  | 1.3958
Nonequipment | Floor Insulation | Increased Floor Insulation (R-19) | Market Average Existing Floor Insulation | Commercial | Existing | Warehouse | FL Zone 2 | Square feet | 20% | 1.4026 | 1.3289 | 0.073626 | 0.052494 | 20 | 8.35e-06 | 1.49e-05 | 0 | no base cost | 0 | 0 | 0.73 | rate at $0.73/sq.ft, reference: https://www.homewyse.com/costs/cost_of_floor_insulation.html | 0.6658 | rate at $53.92/per labor hour and 0.012 hr/sq.ft, referenrce: https://www.homewyse.com/costs/cost_of_floor_insulation.html | 1.3958 | sq ft |  | 1.3958
Nonequipment | Floor Insulation | Increased Floor Insulation (R-19) | Code-Compliant Floor Insulation (Zone 1 & 2: Floor R-Value: 13) | Commercial | New | Assembly | FL Zone 2 | Square feet | 32% | 3.7877 | 3.717 | 0.070704 | 0.018667 | 20 | 1.41e-06 | 3.19e-05 | 0 | no base cost | 0 | 0 | 0.73 | rate at $0.73/sq.ft, reference: https://www.homewyse.com/costs/cost_of_floor_insulation.html | 0.6658 | rate at $53.92/per labor hour and 0.012 hr/sq.ft, referenrce: https://www.homewyse.com/costs/cost_of_floor_insulation.html | 1.3958 | sq ft |  | 1.3958
Nonequipment | Floor Insulation | Increased Floor Insulation (R-19) | Code-Compliant Floor Insulation (Zone 1 & 2: Floor R-Value: 13) | Commercial | New | College and University | FL Zone 2 | Square feet | 17% | 11.0507 | 10.98 | 0.070704 | 0.006398 | 20 | 2.92e-05 | 1.72e-05 | 0 | no base cost | 0 | 0 | 0.73 | rate at $0.73/sq.ft, reference: https://www.homewyse.com/costs/cost_of_floor_insulation.html | 0.6658 | rate at $53.92/per labor hour and 0.012 hr/sq.ft, referenrce: https://www.homewyse.com/costs/cost_of_floor_insulation.html | 1.3958 | sq ft |  | 1.3958
Nonequipment | Floor Insulation | Increased Floor Insulation (R-19) | Code-Compliant Floor Insulation (Zone 1 & 2: Floor R-Value: 13) | Commercial | New | Grocery | FL Zone 2 | Square feet | 50% | 31.0105 | 30.9398 | 0.070704 | 0.00228 | 20 | 1.44e-05 | 3.3e-05 | 0 | no base cost | 0 | 0 | 0.73 | rate at $0.73/sq.ft, reference: https://www.homewyse.com/costs/cost_of_floor_insulation.html | 0.6658 | rate at $53.92/per labor hour and 0.012 hr/sq.ft, referenrce: https://www.homewyse.com/costs/cost_of_floor_insulation.html | 1.3958 | sq ft |  | 1.3958
Nonequipment | Floor Insulation | Increased Floor Insulation (R-19) | Code-Compliant Floor Insulation (Zone 1 & 2: Floor R-Value: 13) | Commercial | New | Healthcare | FL Zone 2 | Square feet | 13% | 15.083 | 15.0122 | 0.070704 | 0.004688 | 20 | 1.41e-06 | 3.19e-05 | 0 | no base cost | 0 | 0 | 0.73 | rate at $0.73/sq.ft, reference: https://www.homewyse.com/costs/cost_of_floor_insulation.html | 0.6658 | rate at $53.92/per labor hour and 0.012 hr/sq.ft, referenrce: https://www.homewyse.com/costs/cost_of_floor_insulation.html | 1.3958 | sq ft |  | 1.3958
Nonequipment | Floor Insulation | Increased Floor Insulation (R-19) | Code-Compliant Floor Insulation (Zone 1 & 2: Floor R-Value: 13) | Commercial | New | Hospitals | FL Zone 2 | Square feet | 32% | 81.2975 | 81.2268 | 0.070704 | 0.00087 | 20 | 2.92e-05 | 1.72e-05 | 0 | no base cost | 0 | 0 | 0.73 | rate at $0.73/sq.ft, reference: https://www.homewyse.com/costs/cost_of_floor_insulation.html | 0.6658 | rate at $53.92/per labor hour and 0.012 hr/sq.ft, referenrce: https://www.homewyse.com/costs/cost_of_floor_insulation.html | 1.3958 | sq ft |  | 1.3958
Nonequipment | Floor Insulation | Increased Floor Insulation (R-19) | Code-Compliant Floor Insulation (Zone 1 & 2: Floor R-Value: 13) | Commercial | New | Institutional | FL Zone 2 | Square feet | 30% | 56.2721 | 56.2014 | 0.070704 | 0.001256 | 20 | 1.41e-06 | 3.19e-05 | 0 | no base cost | 0 | 0 | 0.73 | rate at $0.73/sq.ft, reference: https://www.homewyse.com/costs/cost_of_floor_insulation.html | 0.6658 | rate at $53.92/per labor hour and 0.012 hr/sq.ft, referenrce: https://www.homewyse.com/costs/cost_of_floor_insulation.html | 1.3958 | sq ft |  | 1.3958
Nonequipment | Floor Insulation | Increased Floor Insulation (R-19) | Code-Compliant Floor Insulation (Zone 1 & 2: Floor R-Value: 13) | Commercial | New | Lodging/Hospitality | FL Zone 2 | Square feet | 17% | 34.7257 | 34.655 | 0.070704 | 0.002036 | 20 | 2.92e-05 | 1.72e-05 | 0 | no base cost | 0 | 0 | 0.73 | rate at $0.73/sq.ft, reference: https://www.homewyse.com/costs/cost_of_floor_insulation.html | 0.6658 | rate at $53.92/per labor hour and 0.012 hr/sq.ft, referenrce: https://www.homewyse.com/costs/cost_of_floor_insulation.html | 1.3958 | sq ft |  | 1.3958
Nonequipment | Floor Insulation | Increased Floor Insulation (R-19) | Code-Compliant Floor Insulation (Zone 1 & 2: Floor R-Value: 13) | Commercial | New | Miscellaneous | FL Zone 2 | Square feet | 24% | 107.2344 | 107.1637 | 0.070704 | 0.000659 | 20 | 1.41e-06 | 3.19e-05 | 0 | no base cost | 0 | 0 | 0.73 | rate at $0.73/sq.ft, reference: https://www.homewyse.com/costs/cost_of_floor_insulation.html | 0.6658 | rate at $53.92/per labor hour and 0.012 hr/sq.ft, referenrce: https://www.homewyse.com/costs/cost_of_floor_insulation.html | 1.3958 | sq ft |  | 1.3958
Nonequipment | Floor Insulation | Increased Floor Insulation (R-19) | Code-Compliant Floor Insulation (Zone 1 & 2: Floor R-Value: 13) | Commercial | New | Offices | FL Zone 2 | Square feet | 8% | 58.1979 | 58.1272 | 0.070704 | 0.001215 | 20 | 1.41e-06 | 3.19e-05 | 0 | no base cost | 0 | 0 | 0.73 | rate at $0.73/sq.ft, reference: https://www.homewyse.com/costs/cost_of_floor_insulation.html | 0.6658 | rate at $53.92/per labor hour and 0.012 hr/sq.ft, referenrce: https://www.homewyse.com/costs/cost_of_floor_insulation.html | 1.3958 | sq ft |  | 1.3958
Nonequipment | Floor Insulation | Increased Floor Insulation (R-19) | Code-Compliant Floor Insulation (Zone 1 & 2: Floor R-Value: 13) | Commercial | New | Restaurants | FL Zone 2 | Square feet | 17% | 31.354 | 31.2833 | 0.070704 | 0.002255 | 20 | 1.44e-05 | 3.3e-05 | 0 | no base cost | 0 | 0 | 0.73 | rate at $0.73/sq.ft, reference: https://www.homewyse.com/costs/cost_of_floor_insulation.html | 0.6658 | rate at $53.92/per labor hour and 0.012 hr/sq.ft, referenrce: https://www.homewyse.com/costs/cost_of_floor_insulation.html | 1.3958 | sq ft |  | 1.3958
Nonequipment | Floor Insulation | Increased Floor Insulation (R-19) | Code-Compliant Floor Insulation (Zone 1 & 2: Floor R-Value: 13) | Commercial | New | Retail | FL Zone 2 | Square feet | 30% | 5.9824 | 5.9117 | 0.070704 | 0.011819 | 20 | 1.44e-05 | 3.3e-05 | 0 | no base cost | 0 | 0 | 0.73 | rate at $0.73/sq.ft, reference: https://www.homewyse.com/costs/cost_of_floor_insulation.html | 0.6658 | rate at $53.92/per labor hour and 0.012 hr/sq.ft, referenrce: https://www.homewyse.com/costs/cost_of_floor_insulation.html | 1.3958 | sq ft |  | 1.3958
Nonequipment | Floor Insulation | Increased Floor Insulation (R-19) | Code-Compliant Floor Insulation (Zone 1 & 2: Floor R-Value: 13) | Commercial | New | Schools K-12 | FL Zone 2 | Square feet | 17% | 5.1058 | 5.0351 | 0.070704 | 0.013848 | 20 | 1.41e-06 | 3.19e-05 | 0 | no base cost | 0 | 0 | 0.73 | rate at $0.73/sq.ft, reference: https://www.homewyse.com/costs/cost_of_floor_insulation.html | 0.6658 | rate at $53.92/per labor hour and 0.012 hr/sq.ft, referenrce: https://www.homewyse.com/costs/cost_of_floor_insulation.html | 1.3958 | sq ft |  | 1.3958
Nonequipment | Floor Insulation | Increased Floor Insulation (R-19) | Code-Compliant Floor Insulation (Zone 1 & 2: Floor R-Value: 13) | Commercial | New | Warehouse | FL Zone 2 | Square feet | 50% | 1.4026 | 1.3319 | 0.070704 | 0.05041 | 20 | 8.02e-06 | 1.43e-05 | 0 | no base cost | 0 | 0 | 0.73 | rate at $0.73/sq.ft, reference: https://www.homewyse.com/costs/cost_of_floor_insulation.html | 0.6658 | rate at $53.92/per labor hour and 0.012 hr/sq.ft, referenrce: https://www.homewyse.com/costs/cost_of_floor_insulation.html | 1.3958 | sq ft |  | 1.3958
Nonequipment | Green Roof | Green Roof | Market Average Existing Ceiling Insulation | Commercial | Existing | Assembly | FL Zone 2 | Square feet | 0% | 3.7877 | 3.6021 | 0.18559 | 0.048999 | 15 | 7.88e-05 | 0 | 1.22 | RS Means Green Building Cost Data 2014 (Table 7.21.16.20) | 2.3725 | rate at $69.60/ per labor hour (same rate as baseline), assume .0349 hrs/sq ft | 17 | Reducing Urban Heat Islands: Green Roofs (EPA 2014) (/sqft) | 2.6448 | rate at $69.60/ per labor hour (same rate as baseline), assume .038 hrs/sq ft (consistent with Res assumption) | 16.0523 | sq ft |  | 16.0523
Nonequipment | Green Roof | Green Roof | Market Average Existing Ceiling Insulation | Commercial | Existing | College and University | FL Zone 2 | Square feet | 0% | 11.0507 | 10.8651 | 0.18559 | 0.016795 | 15 | 7.88e-05 | 0 | 1.22 | RS Means Green Building Cost Data 2014 (Table 7.21.16.20) | 2.3725 | rate at $69.60/ per labor hour (same rate as baseline), assume .0349 hrs/sq ft | 17 | Reducing Urban Heat Islands: Green Roofs (EPA 2014) (/sqft) | 2.6448 | rate at $69.60/ per labor hour (same rate as baseline), assume .038 hrs/sq ft (consistent with Res assumption) | 16.0523 | sq ft |  | 16.0523
Nonequipment | Green Roof | Green Roof | Market Average Existing Ceiling Insulation | Commercial | Existing | Grocery | FL Zone 2 | Square feet | 0% | 31.0105 | 30.8249 | 0.18559 | 0.005985 | 15 | 7.88e-05 | 0 | 1.22 | RS Means Green Building Cost Data 2014 (Table 7.21.16.20) | 2.3725 | rate at $69.60/ per labor hour (same rate as baseline), assume .0349 hrs/sq ft | 17 | Reducing Urban Heat Islands: Green Roofs (EPA 2014) (/sqft) | 2.6448 | rate at $69.60/ per labor hour (same rate as baseline), assume .038 hrs/sq ft (consistent with Res assumption) | 16.0523 | sq ft |  | 16.0523
Nonequipment | Green Roof | Green Roof | Market Average Existing Ceiling Insulation | Commercial | Existing | Healthcare | FL Zone 2 | Square feet | 0% | 15.083 | 14.8973 | 0.18559 | 0.012305 | 15 | 7.88e-05 | 0 | 1.22 | RS Means Green Building Cost Data 2014 (Table 7.21.16.20) | 2.3725 | rate at $69.60/ per labor hour (same rate as baseline), assume .0349 hrs/sq ft | 17 | Reducing Urban Heat Islands: Green Roofs (EPA 2014) (/sqft) | 2.6448 | rate at $69.60/ per labor hour (same rate as baseline), assume .038 hrs/sq ft (consistent with Res assumption) | 16.0523 | sq ft |  | 16.0523
Nonequipment | Green Roof | Green Roof | Market Average Existing Ceiling Insulation | Commercial | Existing | Hospitals | FL Zone 2 | Square feet | 0% | 81.2975 | 81.1119 | 0.18559 | 0.002283 | 15 | 7.88e-05 | 0 | 1.22 | RS Means Green Building Cost Data 2014 (Table 7.21.16.20) | 2.3725 | rate at $69.60/ per labor hour (same rate as baseline), assume .0349 hrs/sq ft | 17 | Reducing Urban Heat Islands: Green Roofs (EPA 2014) (/sqft) | 2.6448 | rate at $69.60/ per labor hour (same rate as baseline), assume .038 hrs/sq ft (consistent with Res assumption) | 16.0523 | sq ft |  | 16.0523
Nonequipment | Green Roof | Green Roof | Market Average Existing Ceiling Insulation | Commercial | Existing | Institutional | FL Zone 2 | Square feet | 0% | 56.2721 | 56.0865 | 0.18559 | 0.003298 | 15 | 7.88e-05 | 0 | 1.22 | RS Means Green Building Cost Data 2014 (Table 7.21.16.20) | 2.3725 | rate at $69.60/ per labor hour (same rate as baseline), assume .0349 hrs/sq ft | 17 | Reducing Urban Heat Islands: Green Roofs (EPA 2014) (/sqft) | 2.6448 | rate at $69.60/ per labor hour (same rate as baseline), assume .038 hrs/sq ft (consistent with Res assumption) | 16.0523 | sq ft |  | 16.0523
Nonequipment | Green Roof | Green Roof | Market Average Existing Ceiling Insulation | Commercial | Existing | Lodging/Hospitality | FL Zone 2 | Square feet | 0% | 34.7257 | 34.5401 | 0.18559 | 0.005345 | 15 | 0.000105 | 0 | 1.22 | RS Means Green Building Cost Data 2014 (Table 7.21.16.20) | 2.3725 | rate at $69.60/ per labor hour (same rate as baseline), assume .0349 hrs/sq ft | 17 | Reducing Urban Heat Islands: Green Roofs (EPA 2014) (/sqft) | 2.6448 | rate at $69.60/ per labor hour (same rate as baseline), assume .038 hrs/sq ft (consistent with Res assumption) | 16.0523 | sq ft |  | 16.0523
Nonequipment | Green Roof | Green Roof | Market Average Existing Ceiling Insulation | Commercial | Existing | Miscellaneous | FL Zone 2 | Square feet | 0% | 107.2344 | 107.0488 | 0.18559 | 0.001731 | 15 | 2.39e-05 | 0 | 1.22 | RS Means Green Building Cost Data 2014 (Table 7.21.16.20) | 2.3725 | rate at $69.60/ per labor hour (same rate as baseline), assume .0349 hrs/sq ft | 17 | Reducing Urban Heat Islands: Green Roofs (EPA 2014) (/sqft) | 2.6448 | rate at $69.60/ per labor hour (same rate as baseline), assume .038 hrs/sq ft (consistent with Res assumption) | 16.0523 | sq ft |  | 16.0523
Nonequipment | Green Roof | Green Roof | Market Average Existing Ceiling Insulation | Commercial | Existing | Offices | FL Zone 2 | Square feet | 0% | 58.1979 | 58.0123 | 0.18559 | 0.003189 | 15 | 7.88e-05 | 0 | 1.22 | RS Means Green Building Cost Data 2014 (Table 7.21.16.20) | 2.3725 | rate at $69.60/ per labor hour (same rate as baseline), assume .0349 hrs/sq ft | 17 | Reducing Urban Heat Islands: Green Roofs (EPA 2014) (/sqft) | 2.6448 | rate at $69.60/ per labor hour (same rate as baseline), assume .038 hrs/sq ft (consistent with Res assumption) | 16.0523 | sq ft |  | 16.0523
Nonequipment | Green Roof | Green Roof | Market Average Existing Ceiling Insulation | Commercial | Existing | Restaurants | FL Zone 2 | Square feet | 0% | 31.354 | 31.1684 | 0.18559 | 0.005919 | 15 | 7.88e-05 | 0 | 1.22 | RS Means Green Building Cost Data 2014 (Table 7.21.16.20) | 2.3725 | rate at $69.60/ per labor hour (same rate as baseline), assume .0349 hrs/sq ft | 17 | Reducing Urban Heat Islands: Green Roofs (EPA 2014) (/sqft) | 2.6448 | rate at $69.60/ per labor hour (same rate as baseline), assume .038 hrs/sq ft (consistent with Res assumption) | 16.0523 | sq ft |  | 16.0523
Nonequipment | Green Roof | Green Roof | Market Average Existing Ceiling Insulation | Commercial | Existing | Retail | FL Zone 2 | Square feet | 0% | 5.9824 | 5.7968 | 0.18559 | 0.031023 | 15 | 7.88e-05 | 0 | 1.22 | RS Means Green Building Cost Data 2014 (Table 7.21.16.20) | 2.3725 | rate at $69.60/ per labor hour (same rate as baseline), assume .0349 hrs/sq ft | 17 | Reducing Urban Heat Islands: Green Roofs (EPA 2014) (/sqft) | 2.6448 | rate at $69.60/ per labor hour (same rate as baseline), assume .038 hrs/sq ft (consistent with Res assumption) | 16.0523 | sq ft |  | 16.0523
Nonequipment | Green Roof | Green Roof | Market Average Existing Ceiling Insulation | Commercial | Existing | Schools K-12 | FL Zone 2 | Square feet | 0% | 5.1058 | 4.9202 | 0.18559 | 0.03635 | 15 | 7.88e-05 | 0 | 1.22 | RS Means Green Building Cost Data 2014 (Table 7.21.16.20) | 2.3725 | rate at $69.60/ per labor hour (same rate as baseline), assume .0349 hrs/sq ft | 17 | Reducing Urban Heat Islands: Green Roofs (EPA 2014) (/sqft) | 2.6448 | rate at $69.60/ per labor hour (same rate as baseline), assume .038 hrs/sq ft (consistent with Res assumption) | 16.0523 | sq ft |  | 16.0523
Nonequipment | Green Roof | Green Roof | Market Average Existing Ceiling Insulation | Commercial | Existing | Warehouse | FL Zone 2 | Square feet | 0% | 1.4026 | 1.217 | 0.18559 | 0.13232 | 15 | 2.39e-05 | 0 | 1.22 | RS Means Green Building Cost Data 2014 (Table 7.21.16.20) | 2.3725 | rate at $69.60/ per labor hour (same rate as baseline), assume .0349 hrs/sq ft | 17 | Reducing Urban Heat Islands: Green Roofs (EPA 2014) (/sqft) | 2.6448 | rate at $69.60/ per labor hour (same rate as baseline), assume .038 hrs/sq ft (consistent with Res assumption) | 16.0523 | sq ft |  | 16.0523
Nonequipment | Green Roof | Green Roof | Code-Compliant Ceiling Insulation | Commercial | New | Assembly | FL Zone 2 | Square feet | 0% | 3.7877 | 3.6107 | 0.17699 | 0.046727 | 15 | 7.52e-05 | 0 | 1.22 | RS Means Green Building Cost Data 2014 (Table 7.21.16.20) | 2.3725 | rate at $69.60/ per labor hour (same rate as baseline), assume .0349 hrs/sq ft | 17 | Reducing Urban Heat Islands: Green Roofs (EPA 2014) (/sqft) | 2.6448 | rate at $69.60/ per labor hour (same rate as baseline), assume .038 hrs/sq ft (consistent with Res assumption) | 16.0523 | sq ft |  | 16.0523
Nonequipment | Green Roof | Green Roof | Code-Compliant Ceiling Insulation | Commercial | New | College and University | FL Zone 2 | Square feet | 1% | 11.0507 | 10.8737 | 0.17699 | 0.016016 | 15 | 7.52e-05 | 0 | 1.22 | RS Means Green Building Cost Data 2014 (Table 7.21.16.20) | 2.3725 | rate at $69.60/ per labor hour (same rate as baseline), assume .0349 hrs/sq ft | 17 | Reducing Urban Heat Islands: Green Roofs (EPA 2014) (/sqft) | 2.6448 | rate at $69.60/ per labor hour (same rate as baseline), assume .038 hrs/sq ft (consistent with Res assumption) | 16.0523 | sq ft |  | 16.0523
Nonequipment | Green Roof | Green Roof | Code-Compliant Ceiling Insulation | Commercial | New | Grocery | FL Zone 2 | Square feet | 0% | 31.0105 | 30.8335 | 0.17699 | 0.005707 | 15 | 7.52e-05 | 0 | 1.22 | RS Means Green Building Cost Data 2014 (Table 7.21.16.20) | 2.3725 | rate at $69.60/ per labor hour (same rate as baseline), assume .0349 hrs/sq ft | 17 | Reducing Urban Heat Islands: Green Roofs (EPA 2014) (/sqft) | 2.6448 | rate at $69.60/ per labor hour (same rate as baseline), assume .038 hrs/sq ft (consistent with Res assumption) | 16.0523 | sq ft |  | 16.0523
Nonequipment | Green Roof | Green Roof | Code-Compliant Ceiling Insulation | Commercial | New | Healthcare | FL Zone 2 | Square feet | 0% | 15.083 | 14.906 | 0.17699 | 0.011734 | 15 | 7.52e-05 | 0 | 1.22 | RS Means Green Building Cost Data 2014 (Table 7.21.16.20) | 2.3725 | rate at $69.60/ per labor hour (same rate as baseline), assume .0349 hrs/sq ft | 17 | Reducing Urban Heat Islands: Green Roofs (EPA 2014) (/sqft) | 2.6448 | rate at $69.60/ per labor hour (same rate as baseline), assume .038 hrs/sq ft (consistent with Res assumption) | 16.0523 | sq ft |  | 16.0523
Nonequipment | Green Roof | Green Roof | Code-Compliant Ceiling Insulation | Commercial | New | Hospitals | FL Zone 2 | Square feet | 0% | 81.2975 | 81.1205 | 0.17699 | 0.002177 | 15 | 7.52e-05 | 0 | 1.22 | RS Means Green Building Cost Data 2014 (Table 7.21.16.20) | 2.3725 | rate at $69.60/ per labor hour (same rate as baseline), assume .0349 hrs/sq ft | 17 | Reducing Urban Heat Islands: Green Roofs (EPA 2014) (/sqft) | 2.6448 | rate at $69.60/ per labor hour (same rate as baseline), assume .038 hrs/sq ft (consistent with Res assumption) | 16.0523 | sq ft |  | 16.0523
Nonequipment | Green Roof | Green Roof | Code-Compliant Ceiling Insulation | Commercial | New | Institutional | FL Zone 2 | Square feet | 0% | 56.2721 | 56.0951 | 0.17699 | 0.003145 | 15 | 7.52e-05 | 0 | 1.22 | RS Means Green Building Cost Data 2014 (Table 7.21.16.20) | 2.3725 | rate at $69.60/ per labor hour (same rate as baseline), assume .0349 hrs/sq ft | 17 | Reducing Urban Heat Islands: Green Roofs (EPA 2014) (/sqft) | 2.6448 | rate at $69.60/ per labor hour (same rate as baseline), assume .038 hrs/sq ft (consistent with Res assumption) | 16.0523 | sq ft |  | 16.0523
Nonequipment | Green Roof | Green Roof | Code-Compliant Ceiling Insulation | Commercial | New | Lodging/Hospitality | FL Zone 2 | Square feet | 1% | 34.7257 | 34.5487 | 0.17699 | 0.005097 | 15 | 9.97e-05 | 0 | 1.22 | RS Means Green Building Cost Data 2014 (Table 7.21.16.20) | 2.3725 | rate at $69.60/ per labor hour (same rate as baseline), assume .0349 hrs/sq ft | 17 | Reducing Urban Heat Islands: Green Roofs (EPA 2014) (/sqft) | 2.6448 | rate at $69.60/ per labor hour (same rate as baseline), assume .038 hrs/sq ft (consistent with Res assumption) | 16.0523 | sq ft |  | 16.0523
Nonequipment | Green Roof | Green Roof | Code-Compliant Ceiling Insulation | Commercial | New | Miscellaneous | FL Zone 2 | Square feet | 0% | 107.2344 | 107.0574 | 0.17699 | 0.00165 | 15 | 2.28e-05 | 0 | 1.22 | RS Means Green Building Cost Data 2014 (Table 7.21.16.20) | 2.3725 | rate at $69.60/ per labor hour (same rate as baseline), assume .0349 hrs/sq ft | 17 | Reducing Urban Heat Islands: Green Roofs (EPA 2014) (/sqft) | 2.6448 | rate at $69.60/ per labor hour (same rate as baseline), assume .038 hrs/sq ft (consistent with Res assumption) | 16.0523 | sq ft |  | 16.0523
Nonequipment | Green Roof | Green Roof | Code-Compliant Ceiling Insulation | Commercial | New | Offices | FL Zone 2 | Square feet | 0% | 58.1979 | 58.0209 | 0.17699 | 0.003041 | 15 | 7.52e-05 | 0 | 1.22 | RS Means Green Building Cost Data 2014 (Table 7.21.16.20) | 2.3725 | rate at $69.60/ per labor hour (same rate as baseline), assume .0349 hrs/sq ft | 17 | Reducing Urban Heat Islands: Green Roofs (EPA 2014) (/sqft) | 2.6448 | rate at $69.60/ per labor hour (same rate as baseline), assume .038 hrs/sq ft (consistent with Res assumption) | 16.0523 | sq ft |  | 16.0523
Nonequipment | Green Roof | Green Roof | Code-Compliant Ceiling Insulation | Commercial | New | Restaurants | FL Zone 2 | Square feet | 0% | 31.354 | 31.177 | 0.17699 | 0.005645 | 15 | 7.52e-05 | 0 | 1.22 | RS Means Green Building Cost Data 2014 (Table 7.21.16.20) | 2.3725 | rate at $69.60/ per labor hour (same rate as baseline), assume .0349 hrs/sq ft | 17 | Reducing Urban Heat Islands: Green Roofs (EPA 2014) (/sqft) | 2.6448 | rate at $69.60/ per labor hour (same rate as baseline), assume .038 hrs/sq ft (consistent with Res assumption) | 16.0523 | sq ft |  | 16.0523
Nonequipment | Green Roof | Green Roof | Code-Compliant Ceiling Insulation | Commercial | New | Retail | FL Zone 2 | Square feet | 0% | 5.9824 | 5.8054 | 0.17699 | 0.029585 | 15 | 7.52e-05 | 0 | 1.22 | RS Means Green Building Cost Data 2014 (Table 7.21.16.20) | 2.3725 | rate at $69.60/ per labor hour (same rate as baseline), assume .0349 hrs/sq ft | 17 | Reducing Urban Heat Islands: Green Roofs (EPA 2014) (/sqft) | 2.6448 | rate at $69.60/ per labor hour (same rate as baseline), assume .038 hrs/sq ft (consistent with Res assumption) | 16.0523 | sq ft |  | 16.0523
Nonequipment | Green Roof | Green Roof | Code-Compliant Ceiling Insulation | Commercial | New | Schools K-12 | FL Zone 2 | Square feet | 1% | 5.1058 | 4.9288 | 0.17699 | 0.034664 | 15 | 7.52e-05 | 0 | 1.22 | RS Means Green Building Cost Data 2014 (Table 7.21.16.20) | 2.3725 | rate at $69.60/ per labor hour (same rate as baseline), assume .0349 hrs/sq ft | 17 | Reducing Urban Heat Islands: Green Roofs (EPA 2014) (/sqft) | 2.6448 | rate at $69.60/ per labor hour (same rate as baseline), assume .038 hrs/sq ft (consistent with Res assumption) | 16.0523 | sq ft |  | 16.0523
Nonequipment | Green Roof | Green Roof | Code-Compliant Ceiling Insulation | Commercial | New | Warehouse | FL Zone 2 | Square feet | 0% | 1.4026 | 1.2256 | 0.17699 | 0.12619 | 15 | 2.28e-05 | 0 | 1.22 | RS Means Green Building Cost Data 2014 (Table 7.21.16.20) | 2.3725 | rate at $69.60/ per labor hour (same rate as baseline), assume .0349 hrs/sq ft | 17 | Reducing Urban Heat Islands: Green Roofs (EPA 2014) (/sqft) | 2.6448 | rate at $69.60/ per labor hour (same rate as baseline), assume .038 hrs/sq ft (consistent with Res assumption) | 16.0523 | sq ft |  | 16.0523
Nonequipment | Hotel Card Energy Control Systems | 3-Ton Guest Room HVAC Unit Controlled by Hotel-Key-Card Activated Energy Control System | 3-Ton Guest Room HVAC Unit, Manually Controlled by Guest | Commercial | Existing | Assembly | FL Zone 2 | Per end use consumption | 0% | 0 | 0 | 0 | 0 | 15 | 0 | 0 | 0 | no base cost | 0 | 0 | 260 | Illinois 2018 Statewide TRM, Section 4.4.8 | 0 | 0 | 260 | guest room |  | 260
Nonequipment | Hotel Card Energy Control Systems | 3-Ton Guest Room HVAC Unit Controlled by Hotel-Key-Card Activated Energy Control System | 3-Ton Guest Room HVAC Unit, Manually Controlled by Guest | Commercial | Existing | College and University | FL Zone 2 | Per end use consumption | 0% | 0 | 0 | 0 | 0 | 15 | 0 | 0 | 0 | no base cost | 0 | 0 | 260 | Illinois 2018 Statewide TRM, Section 4.4.8 | 0 | 0 | 260 | guest room |  | 260
Nonequipment | Hotel Card Energy Control Systems | 3-Ton Guest Room HVAC Unit Controlled by Hotel-Key-Card Activated Energy Control System | 3-Ton Guest Room HVAC Unit, Manually Controlled by Guest | Commercial | Existing | Grocery | FL Zone 2 | Per end use consumption | 0% | 0 | 0 | 0 | 0 | 15 | 0 | 0 | 0 | no base cost | 0 | 0 | 260 | Illinois 2018 Statewide TRM, Section 4.4.8 | 0 | 0 | 260 | guest room |  | 260
Nonequipment | Hotel Card Energy Control Systems | 3-Ton Guest Room HVAC Unit Controlled by Hotel-Key-Card Activated Energy Control System | 3-Ton Guest Room HVAC Unit, Manually Controlled by Guest | Commercial | Existing | Healthcare | FL Zone 2 | Per end use consumption | 0% | 0 | 0 | 0 | 0 | 15 | 0 | 0 | 0 | no base cost | 0 | 0 | 260 | Illinois 2018 Statewide TRM, Section 4.4.8 | 0 | 0 | 260 | guest room |  | 260
Nonequipment | Hotel Card Energy Control Systems | 3-Ton Guest Room HVAC Unit Controlled by Hotel-Key-Card Activated Energy Control System | 3-Ton Guest Room HVAC Unit, Manually Controlled by Guest | Commercial | Existing | Hospitals | FL Zone 2 | Per end use consumption | 0% | 0 | 0 | 0 | 0 | 15 | 0 | 0 | 0 | no base cost | 0 | 0 | 260 | Illinois 2018 Statewide TRM, Section 4.4.8 | 0 | 0 | 260 | guest room |  | 260
Nonequipment | Hotel Card Energy Control Systems | 3-Ton Guest Room HVAC Unit Controlled by Hotel-Key-Card Activated Energy Control System | 3-Ton Guest Room HVAC Unit, Manually Controlled by Guest | Commercial | Existing | Institutional | FL Zone 2 | Per end use consumption | 0% | 0 | 0 | 0 | 0 | 15 | 0 | 0 | 0 | no base cost | 0 | 0 | 260 | Illinois 2018 Statewide TRM, Section 4.4.8 | 0 | 0 | 260 | guest room |  | 260
Nonequipment | Hotel Card Energy Control Systems | 3-Ton Guest Room HVAC Unit Controlled by Hotel-Key-Card Activated Energy Control System | 3-Ton Guest Room HVAC Unit, Manually Controlled by Guest | Commercial | Existing | Lodging/Hospitality | FL Zone 2 | Per end use consumption | 41% | 8498.799 | 7937.379 | 561.42 | 0.066059 | 15 | 0.004488 | -0.01689 | 0 | no base cost | 0 | 0 | 260 | Illinois 2018 Statewide TRM, Section 4.4.8 | 0 | 0 | 260 | guest room |  | 260
Nonequipment | Hotel Card Energy Control Systems | 3-Ton Guest Room HVAC Unit Controlled by Hotel-Key-Card Activated Energy Control System | 3-Ton Guest Room HVAC Unit, Manually Controlled by Guest | Commercial | Existing | Miscellaneous | FL Zone 2 | Per end use consumption | 0% | 0 | 0 | 0 | 0 | 15 | 0 | 0 | 0 | no base cost | 0 | 0 | 260 | Illinois 2018 Statewide TRM, Section 4.4.8 | 0 | 0 | 260 | guest room |  | 260
Nonequipment | Hotel Card Energy Control Systems | 3-Ton Guest Room HVAC Unit Controlled by Hotel-Key-Card Activated Energy Control System | 3-Ton Guest Room HVAC Unit, Manually Controlled by Guest | Commercial | Existing | Offices | FL Zone 2 | Per end use consumption | 0% | 0 | 0 | 0 | 0 | 15 | 0 | 0 | 0 | no base cost | 0 | 0 | 260 | Illinois 2018 Statewide TRM, Section 4.4.8 | 0 | 0 | 260 | guest room |  | 260
Nonequipment | Hotel Card Energy Control Systems | 3-Ton Guest Room HVAC Unit Controlled by Hotel-Key-Card Activated Energy Control System | 3-Ton Guest Room HVAC Unit, Manually Controlled by Guest | Commercial | Existing | Restaurants | FL Zone 2 | Per end use consumption | 0% | 0 | 0 | 0 | 0 | 15 | 0 | 0 | 0 | no base cost | 0 | 0 | 260 | Illinois 2018 Statewide TRM, Section 4.4.8 | 0 | 0 | 260 | guest room |  | 260
Nonequipment | Hotel Card Energy Control Systems | 3-Ton Guest Room HVAC Unit Controlled by Hotel-Key-Card Activated Energy Control System | 3-Ton Guest Room HVAC Unit, Manually Controlled by Guest | Commercial | Existing | Retail | FL Zone 2 | Per end use consumption | 0% | 0 | 0 | 0 | 0 | 15 | 0 | 0 | 0 | no base cost | 0 | 0 | 260 | Illinois 2018 Statewide TRM, Section 4.4.8 | 0 | 0 | 260 | guest room |  | 260
Nonequipment | Hotel Card Energy Control Systems | 3-Ton Guest Room HVAC Unit Controlled by Hotel-Key-Card Activated Energy Control System | 3-Ton Guest Room HVAC Unit, Manually Controlled by Guest | Commercial | Existing | Schools K-12 | FL Zone 2 | Per end use consumption | 0% | 0 | 0 | 0 | 0 | 15 | 0 | 0 | 0 | no base cost | 0 | 0 | 260 | Illinois 2018 Statewide TRM, Section 4.4.8 | 0 | 0 | 260 | guest room |  | 260
Nonequipment | Hotel Card Energy Control Systems | 3-Ton Guest Room HVAC Unit Controlled by Hotel-Key-Card Activated Energy Control System | 3-Ton Guest Room HVAC Unit, Manually Controlled by Guest | Commercial | Existing | Warehouse | FL Zone 2 | Per end use consumption | 0% | 0 | 0 | 0 | 0 | 15 | 0 | 0 | 0 | no base cost | 0 | 0 | 260 | Illinois 2018 Statewide TRM, Section 4.4.8 | 0 | 0 | 260 | guest room |  | 260
Nonequipment | Hotel Card Energy Control Systems | 3-Ton Guest Room HVAC Unit Controlled by Hotel-Key-Card Activated Energy Control System | 3-Ton Guest Room HVAC Unit, Manually Controlled by Guest | Commercial | New | Assembly | FL Zone 2 | Per end use consumption | 0% | 0 | 0 | 0 | 0 | 15 | 0 | 0 | 0 | no base cost | 0 | 0 | 260 | Illinois 2018 Statewide TRM, Section 4.4.8 | 0 | 0 | 260 | guest room |  | 260
Nonequipment | Hotel Card Energy Control Systems | 3-Ton Guest Room HVAC Unit Controlled by Hotel-Key-Card Activated Energy Control System | 3-Ton Guest Room HVAC Unit, Manually Controlled by Guest | Commercial | New | College and University | FL Zone 2 | Per end use consumption | 0% | 0 | 0 | 0 | 0 | 15 | 0 | 0 | 0 | no base cost | 0 | 0 | 260 | Illinois 2018 Statewide TRM, Section 4.4.8 | 0 | 0 | 260 | guest room |  | 260
Nonequipment | Hotel Card Energy Control Systems | 3-Ton Guest Room HVAC Unit Controlled by Hotel-Key-Card Activated Energy Control System | 3-Ton Guest Room HVAC Unit, Manually Controlled by Guest | Commercial | New | Grocery | FL Zone 2 | Per end use consumption | 0% | 0 | 0 | 0 | 0 | 15 | 0 | 0 | 0 | no base cost | 0 | 0 | 260 | Illinois 2018 Statewide TRM, Section 4.4.8 | 0 | 0 | 260 | guest room |  | 260
Nonequipment | Hotel Card Energy Control Systems | 3-Ton Guest Room HVAC Unit Controlled by Hotel-Key-Card Activated Energy Control System | 3-Ton Guest Room HVAC Unit, Manually Controlled by Guest | Commercial | New | Healthcare | FL Zone 2 | Per end use consumption | 0% | 0 | 0 | 0 | 0 | 15 | 0 | 0 | 0 | no base cost | 0 | 0 | 260 | Illinois 2018 Statewide TRM, Section 4.4.8 | 0 | 0 | 260 | guest room |  | 260
Nonequipment | Hotel Card Energy Control Systems | 3-Ton Guest Room HVAC Unit Controlled by Hotel-Key-Card Activated Energy Control System | 3-Ton Guest Room HVAC Unit, Manually Controlled by Guest | Commercial | New | Hospitals | FL Zone 2 | Per end use consumption | 0% | 0 | 0 | 0 | 0 | 15 | 0 | 0 | 0 | no base cost | 0 | 0 | 260 | Illinois 2018 Statewide TRM, Section 4.4.8 | 0 | 0 | 260 | guest room |  | 260
Nonequipment | Hotel Card Energy Control Systems | 3-Ton Guest Room HVAC Unit Controlled by Hotel-Key-Card Activated Energy Control System | 3-Ton Guest Room HVAC Unit, Manually Controlled by Guest | Commercial | New | Institutional | FL Zone 2 | Per end use consumption | 0% | 0 | 0 | 0 | 0 | 15 | 0 | 0 | 0 | no base cost | 0 | 0 | 260 | Illinois 2018 Statewide TRM, Section 4.4.8 | 0 | 0 | 260 | guest room |  | 260
Nonequipment | Hotel Card Energy Control Systems | 3-Ton Guest Room HVAC Unit Controlled by Hotel-Key-Card Activated Energy Control System | 3-Ton Guest Room HVAC Unit, Manually Controlled by Guest | Commercial | New | Lodging/Hospitality | FL Zone 2 | Per end use consumption | 41% | 8498.799 | 7937.379 | 561.42 | 0.066059 | 15 | 0.004488 | -0.01689 | 0 | no base cost | 0 | 0 | 260 | Illinois 2018 Statewide TRM, Section 4.4.8 | 0 | 0 | 260 | guest room |  | 260
Nonequipment | Hotel Card Energy Control Systems | 3-Ton Guest Room HVAC Unit Controlled by Hotel-Key-Card Activated Energy Control System | 3-Ton Guest Room HVAC Unit, Manually Controlled by Guest | Commercial | New | Miscellaneous | FL Zone 2 | Per end use consumption | 0% | 0 | 0 | 0 | 0 | 15 | 0 | 0 | 0 | no base cost | 0 | 0 | 260 | Illinois 2018 Statewide TRM, Section 4.4.8 | 0 | 0 | 260 | guest room |  | 260
Nonequipment | Hotel Card Energy Control Systems | 3-Ton Guest Room HVAC Unit Controlled by Hotel-Key-Card Activated Energy Control System | 3-Ton Guest Room HVAC Unit, Manually Controlled by Guest | Commercial | New | Offices | FL Zone 2 | Per end use consumption | 0% | 0 | 0 | 0 | 0 | 15 | 0 | 0 | 0 | no base cost | 0 | 0 | 260 | Illinois 2018 Statewide TRM, Section 4.4.8 | 0 | 0 | 260 | guest room |  | 260
Nonequipment | Hotel Card Energy Control Systems | 3-Ton Guest Room HVAC Unit Controlled by Hotel-Key-Card Activated Energy Control System | 3-Ton Guest Room HVAC Unit, Manually Controlled by Guest | Commercial | New | Restaurants | FL Zone 2 | Per end use consumption | 0% | 0 | 0 | 0 | 0 | 15 | 0 | 0 | 0 | no base cost | 0 | 0 | 260 | Illinois 2018 Statewide TRM, Section 4.4.8 | 0 | 0 | 260 | guest room |  | 260
Nonequipment | Hotel Card Energy Control Systems | 3-Ton Guest Room HVAC Unit Controlled by Hotel-Key-Card Activated Energy Control System | 3-Ton Guest Room HVAC Unit, Manually Controlled by Guest | Commercial | New | Retail | FL Zone 2 | Per end use consumption | 0% | 0 | 0 | 0 | 0 | 15 | 0 | 0 | 0 | no base cost | 0 | 0 | 260 | Illinois 2018 Statewide TRM, Section 4.4.8 | 0 | 0 | 260 | guest room |  | 260
Nonequipment | Hotel Card Energy Control Systems | 3-Ton Guest Room HVAC Unit Controlled by Hotel-Key-Card Activated Energy Control System | 3-Ton Guest Room HVAC Unit, Manually Controlled by Guest | Commercial | New | Schools K-12 | FL Zone 2 | Per end use consumption | 0% | 0 | 0 | 0 | 0 | 15 | 0 | 0 | 0 | no base cost | 0 | 0 | 260 | Illinois 2018 Statewide TRM, Section 4.4.8 | 0 | 0 | 260 | guest room |  | 260
Nonequipment | Hotel Card Energy Control Systems | 3-Ton Guest Room HVAC Unit Controlled by Hotel-Key-Card Activated Energy Control System | 3-Ton Guest Room HVAC Unit, Manually Controlled by Guest | Commercial | New | Warehouse | FL Zone 2 | Per end use consumption | 0% | 0 | 0 | 0 | 0 | 15 | 0 | 0 | 0 | no base cost | 0 | 0 | 260 | Illinois 2018 Statewide TRM, Section 4.4.8 | 0 | 0 | 260 | guest room |  | 260
Nonequipment | HVAC tune-up | HVAC tune-up | Code-Compliant Retrofit PTAC, 1.5 Tons, 7.1 SEER | Commercial | Existing | Assembly | FL Zone 2 | Per Unit | 0% | 2409.059 | 2288.606 | 120.4529 | 0.05 | 5 | 0.023914 | 0.004353 | 0 | no base cost | 0 | 0 | 52.5 | Illinois 2018 Statewide TRM, Section 4.4.1 (for 1.5 ton unit) | 0 | 0 | 52.5 | unit (1.5 ton) |  | 52.5
Nonequipment | HVAC tune-up | HVAC tune-up | Code-Compliant Retrofit PTAC, 1.5 Tons, 7.1 SEER | Commercial | Existing | College and University | FL Zone 2 | Per Unit | 0% | 2672.636 | 2539.004 | 133.6318 | 0.05 | 5 | 0.050504 | 0.017071 | 0 | no base cost | 0 | 0 | 52.5 | Illinois 2018 Statewide TRM, Section 4.4.1 (for 1.5 ton unit) | 0 | 0 | 52.5 | unit (1.5 ton) |  | 52.5
Nonequipment | HVAC tune-up | HVAC tune-up | Code-Compliant Retrofit PTAC, 1.5 Tons, 7.1 SEER | Commercial | Existing | Grocery | FL Zone 2 | Per Unit | 0% | 1330.788 | 1264.249 | 66.5394 | 0.05 | 5 | 0.01321 | 0.002405 | 0 | no base cost | 0 | 0 | 52.5 | Illinois 2018 Statewide TRM, Section 4.4.1 (for 1.5 ton unit) | 0 | 0 | 52.5 | unit (1.5 ton) |  | 52.5
Nonequipment | HVAC tune-up | HVAC tune-up | Code-Compliant Retrofit PTAC, 1.5 Tons, 7.1 SEER | Commercial | Existing | Healthcare | FL Zone 2 | Per Unit | 0% | 5242.053 | 4979.95 | 262.1026 | 0.05 | 5 | 0.092058 | 0.011178 | 0 | no base cost | 0 | 0 | 52.5 | Illinois 2018 Statewide TRM, Section 4.4.1 (for 1.5 ton unit) | 0 | 0 | 52.5 | unit (1.5 ton) |  | 52.5
Nonequipment | HVAC tune-up | HVAC tune-up | Code-Compliant Retrofit PTAC, 1.5 Tons, 7.1 SEER | Commercial | Existing | Hospitals | FL Zone 2 | Per Unit | 0% | 4965.573 | 4717.294 | 248.2786 | 0.05 | 5 | 0.093834 | 0.031716 | 0 | no base cost | 0 | 0 | 52.5 | Illinois 2018 Statewide TRM, Section 4.4.1 (for 1.5 ton unit) | 0 | 0 | 52.5 | unit (1.5 ton) |  | 52.5
Nonequipment | HVAC tune-up | HVAC tune-up | Code-Compliant Retrofit PTAC, 1.5 Tons, 7.1 SEER | Commercial | Existing | Institutional | FL Zone 2 | Per Unit | 0% | 1301.297 | 1236.232 | 65.0649 | 0.05 | 5 | 0.012918 | 0.002352 | 0 | no base cost | 0 | 0 | 52.5 | Illinois 2018 Statewide TRM, Section 4.4.1 (for 1.5 ton unit) | 0 | 0 | 52.5 | unit (1.5 ton) |  | 52.5
Nonequipment | HVAC tune-up | HVAC tune-up | Code-Compliant Retrofit PTAC, 1.5 Tons, 7.1 SEER | Commercial | Existing | Lodging/Hospitality | FL Zone 2 | Per Unit | 0% | 3979.463 | 3780.489 | 198.9731 | 0.05 | 5 | 0.069885 | 0.008485 | 0 | no base cost | 0 | 0 | 52.5 | Illinois 2018 Statewide TRM, Section 4.4.1 (for 1.5 ton unit) | 0 | 0 | 52.5 | unit (1.5 ton) |  | 52.5
Nonequipment | HVAC tune-up | HVAC tune-up | Code-Compliant Retrofit PTAC, 1.5 Tons, 7.1 SEER | Commercial | Existing | Miscellaneous | FL Zone 2 | Per Unit | 0% | 1345.534 | 1278.257 | 67.2767 | 0.05 | 5 | 0.013357 | 0.002431 | 0 | no base cost | 0 | 0 | 52.5 | Illinois 2018 Statewide TRM, Section 4.4.1 (for 1.5 ton unit) | 0 | 0 | 52.5 | unit (1.5 ton) |  | 52.5
Nonequipment | HVAC tune-up | HVAC tune-up | Code-Compliant Retrofit PTAC, 1.5 Tons, 7.1 SEER | Commercial | Existing | Offices | FL Zone 2 | Per Unit | 0% | 2711.343 | 2575.776 | 135.5671 | 0.05 | 5 | 0.026915 | 0.0049 | 0 | no base cost | 0 | 0 | 52.5 | Illinois 2018 Statewide TRM, Section 4.4.1 (for 1.5 ton unit) | 0 | 0 | 52.5 | unit (1.5 ton) |  | 52.5
Nonequipment | HVAC tune-up | HVAC tune-up | Code-Compliant Retrofit PTAC, 1.5 Tons, 7.1 SEER | Commercial | Existing | Restaurants | FL Zone 2 | Per Unit | 0% | 3903.891 | 3708.697 | 195.1946 | 0.05 | 5 | 0.038753 | 0.007055 | 0 | no base cost | 0 | 0 | 52.5 | Illinois 2018 Statewide TRM, Section 4.4.1 (for 1.5 ton unit) | 0 | 0 | 52.5 | unit (1.5 ton) |  | 52.5
Nonequipment | HVAC tune-up | HVAC tune-up | Code-Compliant Retrofit PTAC, 1.5 Tons, 7.1 SEER | Commercial | Existing | Retail | FL Zone 2 | Per Unit | 0% | 3059.707 | 2906.722 | 152.9854 | 0.05 | 5 | 0.030373 | 0.005529 | 0 | no base cost | 0 | 0 | 52.5 | Illinois 2018 Statewide TRM, Section 4.4.1 (for 1.5 ton unit) | 0 | 0 | 52.5 | unit (1.5 ton) |  | 52.5
Nonequipment | HVAC tune-up | HVAC tune-up | Code-Compliant Retrofit PTAC, 1.5 Tons, 7.1 SEER | Commercial | Existing | Schools K-12 | FL Zone 2 | Per Unit | 0% | 2659.733 | 2526.747 | 132.9867 | 0.05 | 5 | 0.026402 | 0.004806 | 0 | no base cost | 0 | 0 | 52.5 | Illinois 2018 Statewide TRM, Section 4.4.1 (for 1.5 ton unit) | 0 | 0 | 52.5 | unit (1.5 ton) |  | 52.5
Nonequipment | HVAC tune-up | HVAC tune-up | Code-Compliant Retrofit PTAC, 1.5 Tons, 7.1 SEER | Commercial | Existing | Warehouse | FL Zone 2 | Per Unit | 0% | 584.2935 | 555.0788 | 29.2147 | 0.05 | 5 | 0.0058 | 0.001056 | 0 | no base cost | 0 | 0 | 52.5 | Illinois 2018 Statewide TRM, Section 4.4.1 (for 1.5 ton unit) | 0 | 0 | 52.5 | unit (1.5 ton) |  | 52.5
Nonequipment | HVAC tune-up | HVAC tune-up | Code-Compliant New Construction PTAC, 1.5 Tons, 11 SEER | Commercial | New | Assembly | FL Zone 2 | Per Unit | 0% | 2409.059 | 2288.606 | 120.4529 | 0.05 | 5 | 0.023914 | 0.004353 | 0 | no base cost | 0 | 0 | 52.5 | Illinois 2018 Statewide TRM, Section 4.4.1 (for 1.5 ton unit) | 0 | 0 | 52.5 | unit (1.5 ton) |  | 52.5
Nonequipment | HVAC tune-up | HVAC tune-up | Code-Compliant New Construction PTAC, 1.5 Tons, 11 SEER | Commercial | New | College and University | FL Zone 2 | Per Unit | 0% | 2672.636 | 2539.004 | 133.6318 | 0.05 | 5 | 0.050504 | 0.017071 | 0 | no base cost | 0 | 0 | 52.5 | Illinois 2018 Statewide TRM, Section 4.4.1 (for 1.5 ton unit) | 0 | 0 | 52.5 | unit (1.5 ton) |  | 52.5
Nonequipment | HVAC tune-up | HVAC tune-up | Code-Compliant New Construction PTAC, 1.5 Tons, 11 SEER | Commercial | New | Grocery | FL Zone 2 | Per Unit | 0% | 1330.788 | 1264.249 | 66.5394 | 0.05 | 5 | 0.01321 | 0.002405 | 0 | no base cost | 0 | 0 | 52.5 | Illinois 2018 Statewide TRM, Section 4.4.1 (for 1.5 ton unit) | 0 | 0 | 52.5 | unit (1.5 ton) |  | 52.5
Nonequipment | HVAC tune-up | HVAC tune-up | Code-Compliant New Construction PTAC, 1.5 Tons, 11 SEER | Commercial | New | Healthcare | FL Zone 2 | Per Unit | 0% | 5242.053 | 4979.95 | 262.1026 | 0.05 | 5 | 0.092058 | 0.011178 | 0 | no base cost | 0 | 0 | 52.5 | Illinois 2018 Statewide TRM, Section 4.4.1 (for 1.5 ton unit) | 0 | 0 | 52.5 | unit (1.5 ton) |  | 52.5
Nonequipment | HVAC tune-up | HVAC tune-up | Code-Compliant New Construction PTAC, 1.5 Tons, 11 SEER | Commercial | New | Hospitals | FL Zone 2 | Per Unit | 0% | 4965.573 | 4717.294 | 248.2786 | 0.05 | 5 | 0.093834 | 0.031716 | 0 | no base cost | 0 | 0 | 52.5 | Illinois 2018 Statewide TRM, Section 4.4.1 (for 1.5 ton unit) | 0 | 0 | 52.5 | unit (1.5 ton) |  | 52.5
Nonequipment | HVAC tune-up | HVAC tune-up | Code-Compliant New Construction PTAC, 1.5 Tons, 11 SEER | Commercial | New | Institutional | FL Zone 2 | Per Unit | 0% | 1301.297 | 1236.232 | 65.0649 | 0.05 | 5 | 0.012918 | 0.002352 | 0 | no base cost | 0 | 0 | 52.5 | Illinois 2018 Statewide TRM, Section 4.4.1 (for 1.5 ton unit) | 0 | 0 | 52.5 | unit (1.5 ton) |  | 52.5
Nonequipment | HVAC tune-up | HVAC tune-up | Code-Compliant New Construction PTAC, 1.5 Tons, 11 SEER | Commercial | New | Lodging/Hospitality | FL Zone 2 | Per Unit | 0% | 3979.463 | 3780.489 | 198.9731 | 0.05 | 5 | 0.069885 | 0.008485 | 0 | no base cost | 0 | 0 | 52.5 | Illinois 2018 Statewide TRM, Section 4.4.1 (for 1.5 ton unit) | 0 | 0 | 52.5 | unit (1.5 ton) |  | 52.5
Nonequipment | HVAC tune-up | HVAC tune-up | Code-Compliant New Construction PTAC, 1.5 Tons, 11 SEER | Commercial | New | Miscellaneous | FL Zone 2 | Per Unit | 0% | 1345.534 | 1278.257 | 67.2767 | 0.05 | 5 | 0.013357 | 0.002431 | 0 | no base cost | 0 | 0 | 52.5 | Illinois 2018 Statewide TRM, Section 4.4.1 (for 1.5 ton unit) | 0 | 0 | 52.5 | unit (1.5 ton) |  | 52.5
Nonequipment | HVAC tune-up | HVAC tune-up | Code-Compliant New Construction PTAC, 1.5 Tons, 11 SEER | Commercial | New | Offices | FL Zone 2 | Per Unit | 0% | 2711.343 | 2575.776 | 135.5671 | 0.05 | 5 | 0.026915 | 0.0049 | 0 | no base cost | 0 | 0 | 52.5 | Illinois 2018 Statewide TRM, Section 4.4.1 (for 1.5 ton unit) | 0 | 0 | 52.5 | unit (1.5 ton) |  | 52.5
Nonequipment | HVAC tune-up | HVAC tune-up | Code-Compliant New Construction PTAC, 1.5 Tons, 11 SEER | Commercial | New | Restaurants | FL Zone 2 | Per Unit | 0% | 3903.891 | 3708.697 | 195.1946 | 0.05 | 5 | 0.038753 | 0.007055 | 0 | no base cost | 0 | 0 | 52.5 | Illinois 2018 Statewide TRM, Section 4.4.1 (for 1.5 ton unit) | 0 | 0 | 52.5 | unit (1.5 ton) |  | 52.5
Nonequipment | HVAC tune-up | HVAC tune-up | Code-Compliant New Construction PTAC, 1.5 Tons, 11 SEER | Commercial | New | Retail | FL Zone 2 | Per Unit | 0% | 3059.707 | 2906.722 | 152.9854 | 0.05 | 5 | 0.030373 | 0.005529 | 0 | no base cost | 0 | 0 | 52.5 | Illinois 2018 Statewide TRM, Section 4.4.1 (for 1.5 ton unit) | 0 | 0 | 52.5 | unit (1.5 ton) |  | 52.5
Nonequipment | HVAC tune-up | HVAC tune-up | Code-Compliant New Construction PTAC, 1.5 Tons, 11 SEER | Commercial | New | Schools K-12 | FL Zone 2 | Per Unit | 0% | 2659.733 | 2526.747 | 132.9867 | 0.05 | 5 | 0.026402 | 0.004806 | 0 | no base cost | 0 | 0 | 52.5 | Illinois 2018 Statewide TRM, Section 4.4.1 (for 1.5 ton unit) | 0 | 0 | 52.5 | unit (1.5 ton) |  | 52.5
Nonequipment | HVAC tune-up | HVAC tune-up | Code-Compliant New Construction PTAC, 1.5 Tons, 11 SEER | Commercial | New | Warehouse | FL Zone 2 | Per Unit | 0% | 584.2935 | 555.0788 | 29.2147 | 0.05 | 5 | 0.0058 | 0.001056 | 0 | no base cost | 0 | 0 | 52.5 | Illinois 2018 Statewide TRM, Section 4.4.1 (for 1.5 ton unit) | 0 | 0 | 52.5 | unit (1.5 ton) |  | 52.5
Nonequipment | HVAC tune-up_RTU | HVAC tune-up_RTU | Code-Compliant Retrofit PTAC, 1.5 Tons, 7.1 SEER | Commercial | Existing | Assembly | FL Zone 2 | Per Unit | 0% | 15686.2 | 14901.89 | 784.3099 | 0.05 | 5 | 0.15571 | 0.028346 | 0 | no base cost | 0 | 0 | 350 | Illinois 2018 Statewide TRM, Section 4.4.1 (for 10 ton unit) | 0 | 0 | 350 | unit (10 ton) |  | 350
Nonequipment | HVAC tune-up_RTU | HVAC tune-up_RTU | Code-Compliant Retrofit PTAC, 1.5 Tons, 7.1 SEER | Commercial | Existing | College and University | FL Zone 2 | Per Unit | 0% | 17402.44 | 16532.32 | 870.122 | 0.05 | 5 | 0.32885 | 0.11115 | 0 | no base cost | 0 | 0 | 350 | Illinois 2018 Statewide TRM, Section 4.4.1 (for 10 ton unit) | 0 | 0 | 350 | unit (10 ton) |  | 350
Nonequipment | HVAC tune-up_RTU | HVAC tune-up_RTU | Code-Compliant Retrofit PTAC, 1.5 Tons, 7.1 SEER | Commercial | Existing | Grocery | FL Zone 2 | Per Unit | 0% | 8665.215 | 8231.954 | 433.2607 | 0.05 | 5 | 0.086017 | 0.015659 | 0 | no base cost | 0 | 0 | 350 | Illinois 2018 Statewide TRM, Section 4.4.1 (for 10 ton unit) | 0 | 0 | 350 | unit (10 ton) |  | 350
Nonequipment | HVAC tune-up_RTU | HVAC tune-up_RTU | Code-Compliant Retrofit PTAC, 1.5 Tons, 7.1 SEER | Commercial | Existing | Healthcare | FL Zone 2 | Per Unit | 0% | 34132.78 | 32426.14 | 1706.639 | 0.05 | 5 | 0.59942 | 0.072781 | 0 | no base cost | 0 | 0 | 350 | Illinois 2018 Statewide TRM, Section 4.4.1 (for 10 ton unit) | 0 | 0 | 350 | unit (10 ton) |  | 350
Nonequipment | HVAC tune-up_RTU | HVAC tune-up_RTU | Code-Compliant Retrofit PTAC, 1.5 Tons, 7.1 SEER | Commercial | Existing | Hospitals | FL Zone 2 | Per Unit | 0% | 32332.53 | 30715.91 | 1616.627 | 0.05 | 5 | 0.61098 | 0.20652 | 0 | no base cost | 0 | 0 | 350 | Illinois 2018 Statewide TRM, Section 4.4.1 (for 10 ton unit) | 0 | 0 | 350 | unit (10 ton) |  | 350
Nonequipment | HVAC tune-up_RTU | HVAC tune-up_RTU | Code-Compliant Retrofit PTAC, 1.5 Tons, 7.1 SEER | Commercial | Existing | Institutional | FL Zone 2 | Per Unit | 0% | 8473.188 | 8049.528 | 423.6594 | 0.05 | 5 | 0.084111 | 0.015312 | 0 | no base cost | 0 | 0 | 350 | Illinois 2018 Statewide TRM, Section 4.4.1 (for 10 ton unit) | 0 | 0 | 350 | unit (10 ton) |  | 350
Nonequipment | HVAC tune-up_RTU | HVAC tune-up_RTU | Code-Compliant Retrofit PTAC, 1.5 Tons, 7.1 SEER | Commercial | Existing | Lodging/Hospitality | FL Zone 2 | Per Unit | 0% | 25911.63 | 24616.05 | 1295.582 | 0.05 | 5 | 0.45504 | 0.055251 | 0 | no base cost | 0 | 0 | 350 | Illinois 2018 Statewide TRM, Section 4.4.1 (for 10 ton unit) | 0 | 0 | 350 | unit (10 ton) |  | 350
Nonequipment | HVAC tune-up_RTU | HVAC tune-up_RTU | Code-Compliant Retrofit PTAC, 1.5 Tons, 7.1 SEER | Commercial | Existing | Miscellaneous | FL Zone 2 | Per Unit | 0% | 8761.228 | 8323.167 | 438.0614 | 0.05 | 5 | 0.08697 | 0.015832 | 0 | no base cost | 0 | 0 | 350 | Illinois 2018 Statewide TRM, Section 4.4.1 (for 10 ton unit) | 0 | 0 | 350 | unit (10 ton) |  | 350
Nonequipment | HVAC tune-up_RTU | HVAC tune-up_RTU | Code-Compliant Retrofit PTAC, 1.5 Tons, 7.1 SEER | Commercial | Existing | Offices | FL Zone 2 | Per Unit | 0% | 17654.47 | 16771.75 | 882.7237 | 0.05 | 5 | 0.17525 | 0.031903 | 0 | no base cost | 0 | 0 | 350 | Illinois 2018 Statewide TRM, Section 4.4.1 (for 10 ton unit) | 0 | 0 | 350 | unit (10 ton) |  | 350
Nonequipment | HVAC tune-up_RTU | HVAC tune-up_RTU | Code-Compliant Retrofit PTAC, 1.5 Tons, 7.1 SEER | Commercial | Existing | Restaurants | FL Zone 2 | Per Unit | 0% | 25419.56 | 24148.58 | 1270.978 | 0.05 | 5 | 0.25233 | 0.045935 | 0 | no base cost | 0 | 0 | 350 | Illinois 2018 Statewide TRM, Section 4.4.1 (for 10 ton unit) | 0 | 0 | 350 | unit (10 ton) |  | 350
Nonequipment | HVAC tune-up_RTU | HVAC tune-up_RTU | Code-Compliant Retrofit PTAC, 1.5 Tons, 7.1 SEER | Commercial | Existing | Retail | FL Zone 2 | Per Unit | 0% | 19922.79 | 18926.65 | 996.1396 | 0.05 | 5 | 0.19777 | 0.036002 | 0 | no base cost | 0 | 0 | 350 | Illinois 2018 Statewide TRM, Section 4.4.1 (for 10 ton unit) | 0 | 0 | 350 | unit (10 ton) |  | 350
Nonequipment | HVAC tune-up_RTU | HVAC tune-up_RTU | Code-Compliant Retrofit PTAC, 1.5 Tons, 7.1 SEER | Commercial | Existing | Schools K-12 | FL Zone 2 | Per Unit | 0% | 17318.43 | 16452.51 | 865.9214 | 0.05 | 5 | 0.17192 | 0.031296 | 0 | no base cost | 0 | 0 | 350 | Illinois 2018 Statewide TRM, Section 4.4.1 (for 10 ton unit) | 0 | 0 | 350 | unit (10 ton) |  | 350
Nonequipment | HVAC tune-up_RTU | HVAC tune-up_RTU | Code-Compliant Retrofit PTAC, 1.5 Tons, 7.1 SEER | Commercial | Existing | Warehouse | FL Zone 2 | Per Unit | 0% | 3804.533 | 3614.307 | 190.2267 | 0.05 | 5 | 0.037766 | 0.006875 | 0 | no base cost | 0 | 0 | 350 | Illinois 2018 Statewide TRM, Section 4.4.1 (for 10 ton unit) | 0 | 0 | 350 | unit (10 ton) |  | 350
Nonequipment | HVAC tune-up_RTU | HVAC tune-up_RTU | Code-Compliant New Construction PTAC, 1.5 Tons, 11 SEER | Commercial | New | Assembly | FL Zone 2 | Per Unit | 0% | 15686.2 | 14901.89 | 784.3099 | 0.05 | 5 | 0.15571 | 0.028346 | 0 | no base cost | 0 | 0 | 350 | Illinois 2018 Statewide TRM, Section 4.4.1 (for 10 ton unit) | 0 | 0 | 350 | unit (10 ton) |  | 350
Nonequipment | HVAC tune-up_RTU | HVAC tune-up_RTU | Code-Compliant New Construction PTAC, 1.5 Tons, 11 SEER | Commercial | New | College and University | FL Zone 2 | Per Unit | 0% | 17402.44 | 16532.32 | 870.122 | 0.05 | 5 | 0.32885 | 0.11115 | 0 | no base cost | 0 | 0 | 350 | Illinois 2018 Statewide TRM, Section 4.4.1 (for 10 ton unit) | 0 | 0 | 350 | unit (10 ton) |  | 350
Nonequipment | HVAC tune-up_RTU | HVAC tune-up_RTU | Code-Compliant New Construction PTAC, 1.5 Tons, 11 SEER | Commercial | New | Grocery | FL Zone 2 | Per Unit | 0% | 8665.215 | 8231.954 | 433.2607 | 0.05 | 5 | 0.086017 | 0.015659 | 0 | no base cost | 0 | 0 | 350 | Illinois 2018 Statewide TRM, Section 4.4.1 (for 10 ton unit) | 0 | 0 | 350 | unit (10 ton) |  | 350
Nonequipment | HVAC tune-up_RTU | HVAC tune-up_RTU | Code-Compliant New Construction PTAC, 1.5 Tons, 11 SEER | Commercial | New | Healthcare | FL Zone 2 | Per Unit | 0% | 34132.78 | 32426.14 | 1706.639 | 0.05 | 5 | 0.59942 | 0.072781 | 0 | no base cost | 0 | 0 | 350 | Illinois 2018 Statewide TRM, Section 4.4.1 (for 10 ton unit) | 0 | 0 | 350 | unit (10 ton) |  | 350
Nonequipment | HVAC tune-up_RTU | HVAC tune-up_RTU | Code-Compliant New Construction PTAC, 1.5 Tons, 11 SEER | Commercial | New | Hospitals | FL Zone 2 | Per Unit | 0% | 32332.53 | 30715.91 | 1616.627 | 0.05 | 5 | 0.61098 | 0.20652 | 0 | no base cost | 0 | 0 | 350 | Illinois 2018 Statewide TRM, Section 4.4.1 (for 10 ton unit) | 0 | 0 | 350 | unit (10 ton) |  | 350
Nonequipment | HVAC tune-up_RTU | HVAC tune-up_RTU | Code-Compliant New Construction PTAC, 1.5 Tons, 11 SEER | Commercial | New | Institutional | FL Zone 2 | Per Unit | 0% | 8473.188 | 8049.528 | 423.6594 | 0.05 | 5 | 0.084111 | 0.015312 | 0 | no base cost | 0 | 0 | 350 | Illinois 2018 Statewide TRM, Section 4.4.1 (for 10 ton unit) | 0 | 0 | 350 | unit (10 ton) |  | 350
Nonequipment | HVAC tune-up_RTU | HVAC tune-up_RTU | Code-Compliant New Construction PTAC, 1.5 Tons, 11 SEER | Commercial | New | Lodging/Hospitality | FL Zone 2 | Per Unit | 0% | 25911.63 | 24616.05 | 1295.582 | 0.05 | 5 | 0.45504 | 0.055251 | 0 | no base cost | 0 | 0 | 350 | Illinois 2018 Statewide TRM, Section 4.4.1 (for 10 ton unit) | 0 | 0 | 350 | unit (10 ton) |  | 350
Nonequipment | HVAC tune-up_RTU | HVAC tune-up_RTU | Code-Compliant New Construction PTAC, 1.5 Tons, 11 SEER | Commercial | New | Miscellaneous | FL Zone 2 | Per Unit | 0% | 8761.228 | 8323.167 | 438.0614 | 0.05 | 5 | 0.08697 | 0.015832 | 0 | no base cost | 0 | 0 | 350 | Illinois 2018 Statewide TRM, Section 4.4.1 (for 10 ton unit) | 0 | 0 | 350 | unit (10 ton) |  | 350
Nonequipment | HVAC tune-up_RTU | HVAC tune-up_RTU | Code-Compliant New Construction PTAC, 1.5 Tons, 11 SEER | Commercial | New | Offices | FL Zone 2 | Per Unit | 0% | 17654.47 | 16771.75 | 882.7237 | 0.05 | 5 | 0.17525 | 0.031903 | 0 | no base cost | 0 | 0 | 350 | Illinois 2018 Statewide TRM, Section 4.4.1 (for 10 ton unit) | 0 | 0 | 350 | unit (10 ton) |  | 350
Nonequipment | HVAC tune-up_RTU | HVAC tune-up_RTU | Code-Compliant New Construction PTAC, 1.5 Tons, 11 SEER | Commercial | New | Restaurants | FL Zone 2 | Per Unit | 0% | 25419.56 | 24148.58 | 1270.978 | 0.05 | 5 | 0.25233 | 0.045935 | 0 | no base cost | 0 | 0 | 350 | Illinois 2018 Statewide TRM, Section 4.4.1 (for 10 ton unit) | 0 | 0 | 350 | unit (10 ton) |  | 350
Nonequipment | HVAC tune-up_RTU | HVAC tune-up_RTU | Code-Compliant New Construction PTAC, 1.5 Tons, 11 SEER | Commercial | New | Retail | FL Zone 2 | Per Unit | 0% | 19922.79 | 18926.65 | 996.1396 | 0.05 | 5 | 0.19777 | 0.036002 | 0 | no base cost | 0 | 0 | 350 | Illinois 2018 Statewide TRM, Section 4.4.1 (for 10 ton unit) | 0 | 0 | 350 | unit (10 ton) |  | 350
Nonequipment | HVAC tune-up_RTU | HVAC tune-up_RTU | Code-Compliant New Construction PTAC, 1.5 Tons, 11 SEER | Commercial | New | Schools K-12 | FL Zone 2 | Per Unit | 0% | 17318.43 | 16452.51 | 865.9214 | 0.05 | 5 | 0.17192 | 0.031296 | 0 | no base cost | 0 | 0 | 350 | Illinois 2018 Statewide TRM, Section 4.4.1 (for 10 ton unit) | 0 | 0 | 350 | unit (10 ton) |  | 350
Nonequipment | HVAC tune-up_RTU | HVAC tune-up_RTU | Code-Compliant New Construction PTAC, 1.5 Tons, 11 SEER | Commercial | New | Warehouse | FL Zone 2 | Per Unit | 0% | 3804.533 | 3614.307 | 190.2267 | 0.05 | 5 | 0.037766 | 0.006875 | 0 | no base cost | 0 | 0 | 350 | Illinois 2018 Statewide TRM, Section 4.4.1 (for 10 ton unit) | 0 | 0 | 350 | unit (10 ton) |  | 350
Nonequipment | Infiltration Reduction - Air Sealing | Reduced leakage through caulking, weather-stripping | 0 | Commercial | Existing | Assembly | FL Zone 2 | Square feet | 0% | 3.7877 | 3.7519 | 0.035817 | 0.009456 | 11 | 7.92e-06 | 2.35e-05 | 0 | no base cost | 0 | 0 | 0.094 | rate at $0.094/sq.ft, based on reference: https://www.fixr.com/costs/air-leaks-sealing#sQ1 | 0.168 | assume one energy audit rate at $0.125/sq.ft, sealing rate at $53.75/per labor hour (same as duct insulation) and 0.0016 hr/sq.ft, reference: https://www.fixr.com/costs/air-leaks-sealing#sQ1 | 0.262 | sq ft |  | 0.262
Nonequipment | Infiltration Reduction - Air Sealing | Reduced leakage through caulking, weather-stripping | 0 | Commercial | Existing | College and University | FL Zone 2 | Square feet | 0% | 11.0507 | 11.0332 | 0.017496 | 0.001583 | 11 | 3.87e-06 | 1.15e-05 | 0 | no base cost | 0 | 0 | 0.094 | rate at $0.094/sq.ft, based on reference: https://www.fixr.com/costs/air-leaks-sealing#sQ1 | 0.168 | assume one energy audit rate at $0.125/sq.ft, sealing rate at $53.75/per labor hour (same as duct insulation) and 0.0016 hr/sq.ft, reference: https://www.fixr.com/costs/air-leaks-sealing#sQ1 | 0.262 | sq ft |  | 0.262
Nonequipment | Infiltration Reduction - Air Sealing | Reduced leakage through caulking, weather-stripping | 0 | Commercial | Existing | Grocery | FL Zone 2 | Square feet | 0% | 31.0105 | 30.8887 | 0.1218 | 0.003928 | 11 | 2.69e-05 | 8e-05 | 0 | no base cost | 0 | 0 | 0.094 | rate at $0.094/sq.ft, based on reference: https://www.fixr.com/costs/air-leaks-sealing#sQ1 | 0.168 | assume one energy audit rate at $0.125/sq.ft, sealing rate at $53.75/per labor hour (same as duct insulation) and 0.0016 hr/sq.ft, reference: https://www.fixr.com/costs/air-leaks-sealing#sQ1 | 0.262 | sq ft |  | 0.262
Nonequipment | Infiltration Reduction - Air Sealing | Reduced leakage through caulking, weather-stripping | 0 | Commercial | Existing | Healthcare | FL Zone 2 | Square feet | 45% | 15.083 | 15.049 | 0.033939 | 0.00225 | 11 | 7.51e-06 | 2.23e-05 | 0 | no base cost | 0 | 0 | 0.094 | rate at $0.094/sq.ft, based on reference: https://www.fixr.com/costs/air-leaks-sealing#sQ1 | 0.168 | assume one energy audit rate at $0.125/sq.ft, sealing rate at $53.75/per labor hour (same as duct insulation) and 0.0016 hr/sq.ft, reference: https://www.fixr.com/costs/air-leaks-sealing#sQ1 | 0.262 | sq ft |  | 0.262
Nonequipment | Infiltration Reduction - Air Sealing | Reduced leakage through caulking, weather-stripping | 0 | Commercial | Existing | Hospitals | FL Zone 2 | Square feet | 0% | 81.2975 | 81.2799 | 0.017556 | 0.000216 | 11 | 3.88e-06 | 1.15e-05 | 0 | no base cost | 0 | 0 | 0.094 | rate at $0.094/sq.ft, based on reference: https://www.fixr.com/costs/air-leaks-sealing#sQ1 | 0.168 | assume one energy audit rate at $0.125/sq.ft, sealing rate at $53.75/per labor hour (same as duct insulation) and 0.0016 hr/sq.ft, reference: https://www.fixr.com/costs/air-leaks-sealing#sQ1 | 0.262 | sq ft |  | 0.262
Nonequipment | Infiltration Reduction - Air Sealing | Reduced leakage through caulking, weather-stripping | 0 | Commercial | Existing | Institutional | FL Zone 2 | Square feet | 0% | 56.2721 | 56.1626 | 0.10953 | 0.001946 | 11 | 2.42e-05 | 7.19e-05 | 0 | no base cost | 0 | 0 | 0.094 | rate at $0.094/sq.ft, based on reference: https://www.fixr.com/costs/air-leaks-sealing#sQ1 | 0.168 | assume one energy audit rate at $0.125/sq.ft, sealing rate at $53.75/per labor hour (same as duct insulation) and 0.0016 hr/sq.ft, reference: https://www.fixr.com/costs/air-leaks-sealing#sQ1 | 0.262 | sq ft |  | 0.262
Nonequipment | Infiltration Reduction - Air Sealing | Reduced leakage through caulking, weather-stripping | 0 | Commercial | Existing | Lodging/Hospitality | FL Zone 2 | Square feet | 0% | 34.7257 | 34.6433 | 0.082397 | 0.002373 | 11 | 1.82e-05 | 5.41e-05 | 0 | no base cost | 0 | 0 | 0.094 | rate at $0.094/sq.ft, based on reference: https://www.fixr.com/costs/air-leaks-sealing#sQ1 | 0.168 | assume one energy audit rate at $0.125/sq.ft, sealing rate at $53.75/per labor hour (same as duct insulation) and 0.0016 hr/sq.ft, reference: https://www.fixr.com/costs/air-leaks-sealing#sQ1 | 0.262 | sq ft |  | 0.262
Nonequipment | Infiltration Reduction - Air Sealing | Reduced leakage through caulking, weather-stripping | 0 | Commercial | Existing | Miscellaneous | FL Zone 2 | Square feet | 0% | 107.2344 | 107.2125 | 0.021894 | 0.000204 | 11 | 4.84e-06 | 1.44e-05 | 0 | no base cost | 0 | 0 | 0.094 | rate at $0.094/sq.ft, based on reference: https://www.fixr.com/costs/air-leaks-sealing#sQ1 | 0.168 | assume one energy audit rate at $0.125/sq.ft, sealing rate at $53.75/per labor hour (same as duct insulation) and 0.0016 hr/sq.ft, reference: https://www.fixr.com/costs/air-leaks-sealing#sQ1 | 0.262 | sq ft |  | 0.262
Nonequipment | Infiltration Reduction - Air Sealing | Reduced leakage through caulking, weather-stripping | 0 | Commercial | Existing | Offices | FL Zone 2 | Square feet | 45% | 58.1979 | 58.0389 | 0.15896 | 0.002731 | 11 | 3.52e-05 | 0.000104 | 0 | no base cost | 0 | 0 | 0.094 | rate at $0.094/sq.ft, based on reference: https://www.fixr.com/costs/air-leaks-sealing#sQ1 | 0.168 | assume one energy audit rate at $0.125/sq.ft, sealing rate at $53.75/per labor hour (same as duct insulation) and 0.0016 hr/sq.ft, reference: https://www.fixr.com/costs/air-leaks-sealing#sQ1 | 0.262 | sq ft |  | 0.262
Nonequipment | Infiltration Reduction - Air Sealing | Reduced leakage through caulking, weather-stripping | 0 | Commercial | Existing | Restaurants | FL Zone 2 | Square feet | 0% | 31.354 | 31.2358 | 0.11818 | 0.003769 | 11 | 2.61e-05 | 7.76e-05 | 0 | no base cost | 0 | 0 | 0.094 | rate at $0.094/sq.ft, based on reference: https://www.fixr.com/costs/air-leaks-sealing#sQ1 | 0.168 | assume one energy audit rate at $0.125/sq.ft, sealing rate at $53.75/per labor hour (same as duct insulation) and 0.0016 hr/sq.ft, reference: https://www.fixr.com/costs/air-leaks-sealing#sQ1 | 0.262 | sq ft |  | 0.262
Nonequipment | Infiltration Reduction - Air Sealing | Reduced leakage through caulking, weather-stripping | 0 | Commercial | Existing | Retail | FL Zone 2 | Square feet | 45% | 5.9824 | 5.9307 | 0.051626 | 0.00863 | 11 | 1.14e-05 | 3.39e-05 | 0 | no base cost | 0 | 0 | 0.094 | rate at $0.094/sq.ft, based on reference: https://www.fixr.com/costs/air-leaks-sealing#sQ1 | 0.168 | assume one energy audit rate at $0.125/sq.ft, sealing rate at $53.75/per labor hour (same as duct insulation) and 0.0016 hr/sq.ft, reference: https://www.fixr.com/costs/air-leaks-sealing#sQ1 | 0.262 | sq ft |  | 0.262
Nonequipment | Infiltration Reduction - Air Sealing | Reduced leakage through caulking, weather-stripping | 0 | Commercial | Existing | Schools K-12 | FL Zone 2 | Square feet | 0% | 5.1058 | 5.094 | 0.01179 | 0.002309 | 11 | 2.61e-06 | 7.74e-06 | 0 | no base cost | 0 | 0 | 0.094 | rate at $0.094/sq.ft, based on reference: https://www.fixr.com/costs/air-leaks-sealing#sQ1 | 0.168 | assume one energy audit rate at $0.125/sq.ft, sealing rate at $53.75/per labor hour (same as duct insulation) and 0.0016 hr/sq.ft, reference: https://www.fixr.com/costs/air-leaks-sealing#sQ1 | 0.262 | sq ft |  | 0.262
Nonequipment | Infiltration Reduction - Air Sealing | Reduced leakage through caulking, weather-stripping | 0 | Commercial | Existing | Warehouse | FL Zone 2 | Square feet | 0% | 1.4026 | 1.37 | 0.032603 | 0.023246 | 11 | 7.21e-06 | 2.14e-05 | 0 | no base cost | 0 | 0 | 0.094 | rate at $0.094/sq.ft, based on reference: https://www.fixr.com/costs/air-leaks-sealing#sQ1 | 0.168 | assume one energy audit rate at $0.125/sq.ft, sealing rate at $53.75/per labor hour (same as duct insulation) and 0.0016 hr/sq.ft, reference: https://www.fixr.com/costs/air-leaks-sealing#sQ1 | 0.262 | sq ft |  | 0.262
Nonequipment | Infiltration Reduction - Air Sealing | Reduced leakage through caulking, weather-stripping | 0 | Commercial | New | Assembly | FL Zone 2 | Square feet | 0% | 3.7877 | 3.7533 | 0.034395 | 0.009081 | 11 | 7.61e-06 | 2.26e-05 | 0 | no base cost | 0 | 0 | 0.094 | rate at $0.094/sq.ft, based on reference: https://www.fixr.com/costs/air-leaks-sealing#sQ1 | 0.168 | assume one energy audit rate at $0.125/sq.ft, sealing rate at $53.75/per labor hour (same as duct insulation) and 0.0016 hr/sq.ft, reference: https://www.fixr.com/costs/air-leaks-sealing#sQ1 | 0.262 | sq ft |  | 0.262
Nonequipment | Infiltration Reduction - Air Sealing | Reduced leakage through caulking, weather-stripping | 0 | Commercial | New | College and University | FL Zone 2 | Square feet | 0% | 11.0507 | 11.0338 | 0.016801 | 0.00152 | 11 | 3.72e-06 | 1.1e-05 | 0 | no base cost | 0 | 0 | 0.094 | rate at $0.094/sq.ft, based on reference: https://www.fixr.com/costs/air-leaks-sealing#sQ1 | 0.168 | assume one energy audit rate at $0.125/sq.ft, sealing rate at $53.75/per labor hour (same as duct insulation) and 0.0016 hr/sq.ft, reference: https://www.fixr.com/costs/air-leaks-sealing#sQ1 | 0.262 | sq ft |  | 0.262
Nonequipment | Infiltration Reduction - Air Sealing | Reduced leakage through caulking, weather-stripping | 0 | Commercial | New | Grocery | FL Zone 2 | Square feet | 0% | 31.0105 | 30.8935 | 0.11696 | 0.003772 | 11 | 2.59e-05 | 7.68e-05 | 0 | no base cost | 0 | 0 | 0.094 | rate at $0.094/sq.ft, based on reference: https://www.fixr.com/costs/air-leaks-sealing#sQ1 | 0.168 | assume one energy audit rate at $0.125/sq.ft, sealing rate at $53.75/per labor hour (same as duct insulation) and 0.0016 hr/sq.ft, reference: https://www.fixr.com/costs/air-leaks-sealing#sQ1 | 0.262 | sq ft |  | 0.262
Nonequipment | Infiltration Reduction - Air Sealing | Reduced leakage through caulking, weather-stripping | 0 | Commercial | New | Healthcare | FL Zone 2 | Square feet | 0% | 15.083 | 15.0503 | 0.032592 | 0.002161 | 11 | 7.21e-06 | 2.14e-05 | 0 | no base cost | 0 | 0 | 0.094 | rate at $0.094/sq.ft, based on reference: https://www.fixr.com/costs/air-leaks-sealing#sQ1 | 0.168 | assume one energy audit rate at $0.125/sq.ft, sealing rate at $53.75/per labor hour (same as duct insulation) and 0.0016 hr/sq.ft, reference: https://www.fixr.com/costs/air-leaks-sealing#sQ1 | 0.262 | sq ft |  | 0.262
Nonequipment | Infiltration Reduction - Air Sealing | Reduced leakage through caulking, weather-stripping | 0 | Commercial | New | Hospitals | FL Zone 2 | Square feet | 0% | 81.2975 | 81.2806 | 0.016859 | 0.000207 | 11 | 3.73e-06 | 1.11e-05 | 0 | no base cost | 0 | 0 | 0.094 | rate at $0.094/sq.ft, based on reference: https://www.fixr.com/costs/air-leaks-sealing#sQ1 | 0.168 | assume one energy audit rate at $0.125/sq.ft, sealing rate at $53.75/per labor hour (same as duct insulation) and 0.0016 hr/sq.ft, reference: https://www.fixr.com/costs/air-leaks-sealing#sQ1 | 0.262 | sq ft |  | 0.262
Nonequipment | Infiltration Reduction - Air Sealing | Reduced leakage through caulking, weather-stripping | 0 | Commercial | New | Institutional | FL Zone 2 | Square feet | 0% | 56.2721 | 56.1669 | 0.10518 | 0.001869 | 11 | 2.33e-05 | 6.91e-05 | 0 | no base cost | 0 | 0 | 0.094 | rate at $0.094/sq.ft, based on reference: https://www.fixr.com/costs/air-leaks-sealing#sQ1 | 0.168 | assume one energy audit rate at $0.125/sq.ft, sealing rate at $53.75/per labor hour (same as duct insulation) and 0.0016 hr/sq.ft, reference: https://www.fixr.com/costs/air-leaks-sealing#sQ1 | 0.262 | sq ft |  | 0.262
Nonequipment | Infiltration Reduction - Air Sealing | Reduced leakage through caulking, weather-stripping | 0 | Commercial | New | Lodging/Hospitality | FL Zone 2 | Square feet | 0% | 34.7257 | 34.6466 | 0.079127 | 0.002279 | 11 | 1.75e-05 | 5.2e-05 | 0 | no base cost | 0 | 0 | 0.094 | rate at $0.094/sq.ft, based on reference: https://www.fixr.com/costs/air-leaks-sealing#sQ1 | 0.168 | assume one energy audit rate at $0.125/sq.ft, sealing rate at $53.75/per labor hour (same as duct insulation) and 0.0016 hr/sq.ft, reference: https://www.fixr.com/costs/air-leaks-sealing#sQ1 | 0.262 | sq ft |  | 0.262
Nonequipment | Infiltration Reduction - Air Sealing | Reduced leakage through caulking, weather-stripping | 0 | Commercial | New | Miscellaneous | FL Zone 2 | Square feet | 0% | 107.2344 | 107.2134 | 0.021025 | 0.000196 | 11 | 4.65e-06 | 1.38e-05 | 0 | no base cost | 0 | 0 | 0.094 | rate at $0.094/sq.ft, based on reference: https://www.fixr.com/costs/air-leaks-sealing#sQ1 | 0.168 | assume one energy audit rate at $0.125/sq.ft, sealing rate at $53.75/per labor hour (same as duct insulation) and 0.0016 hr/sq.ft, reference: https://www.fixr.com/costs/air-leaks-sealing#sQ1 | 0.262 | sq ft |  | 0.262
Nonequipment | Infiltration Reduction - Air Sealing | Reduced leakage through caulking, weather-stripping | 0 | Commercial | New | Offices | FL Zone 2 | Square feet | 0% | 58.1979 | 58.0452 | 0.15265 | 0.002623 | 11 | 3.38e-05 | 0.0001 | 0 | no base cost | 0 | 0 | 0.094 | rate at $0.094/sq.ft, based on reference: https://www.fixr.com/costs/air-leaks-sealing#sQ1 | 0.168 | assume one energy audit rate at $0.125/sq.ft, sealing rate at $53.75/per labor hour (same as duct insulation) and 0.0016 hr/sq.ft, reference: https://www.fixr.com/costs/air-leaks-sealing#sQ1 | 0.262 | sq ft |  | 0.262
Nonequipment | Infiltration Reduction - Air Sealing | Reduced leakage through caulking, weather-stripping | 0 | Commercial | New | Restaurants | FL Zone 2 | Square feet | 0% | 31.354 | 31.2405 | 0.11349 | 0.00362 | 11 | 2.51e-05 | 7.45e-05 | 0 | no base cost | 0 | 0 | 0.094 | rate at $0.094/sq.ft, based on reference: https://www.fixr.com/costs/air-leaks-sealing#sQ1 | 0.168 | assume one energy audit rate at $0.125/sq.ft, sealing rate at $53.75/per labor hour (same as duct insulation) and 0.0016 hr/sq.ft, reference: https://www.fixr.com/costs/air-leaks-sealing#sQ1 | 0.262 | sq ft |  | 0.262
Nonequipment | Infiltration Reduction - Air Sealing | Reduced leakage through caulking, weather-stripping | 0 | Commercial | New | Retail | FL Zone 2 | Square feet | 0% | 5.9824 | 5.9328 | 0.049577 | 0.008287 | 11 | 1.1e-05 | 3.26e-05 | 0 | no base cost | 0 | 0 | 0.094 | rate at $0.094/sq.ft, based on reference: https://www.fixr.com/costs/air-leaks-sealing#sQ1 | 0.168 | assume one energy audit rate at $0.125/sq.ft, sealing rate at $53.75/per labor hour (same as duct insulation) and 0.0016 hr/sq.ft, reference: https://www.fixr.com/costs/air-leaks-sealing#sQ1 | 0.262 | sq ft |  | 0.262
Nonequipment | Infiltration Reduction - Air Sealing | Reduced leakage through caulking, weather-stripping | 0 | Commercial | New | Schools K-12 | FL Zone 2 | Square feet | 0% | 5.1058 | 5.0944 | 0.011322 | 0.002218 | 11 | 2.5e-06 | 7.44e-06 | 0 | no base cost | 0 | 0 | 0.094 | rate at $0.094/sq.ft, based on reference: https://www.fixr.com/costs/air-leaks-sealing#sQ1 | 0.168 | assume one energy audit rate at $0.125/sq.ft, sealing rate at $53.75/per labor hour (same as duct insulation) and 0.0016 hr/sq.ft, reference: https://www.fixr.com/costs/air-leaks-sealing#sQ1 | 0.262 | sq ft |  | 0.262
Nonequipment | Infiltration Reduction - Air Sealing | Reduced leakage through caulking, weather-stripping | 0 | Commercial | New | Warehouse | FL Zone 2 | Square feet | 0% | 1.4026 | 1.3713 | 0.031309 | 0.022323 | 11 | 6.93e-06 | 2.06e-05 | 0 | no base cost | 0 | 0 | 0.094 | rate at $0.094/sq.ft, based on reference: https://www.fixr.com/costs/air-leaks-sealing#sQ1 | 0.168 | assume one energy audit rate at $0.125/sq.ft, sealing rate at $53.75/per labor hour (same as duct insulation) and 0.0016 hr/sq.ft, reference: https://www.fixr.com/costs/air-leaks-sealing#sQ1 | 0.262 | sq ft |  | 0.262
Nonequipment | Low U-Value Windows | 100ft2 of Window meeting Energy Star Version 6.0 Requirements (R-Value: 0.27, SHGC: 0.21) | 100ft2 of Window meeting Energy Star Version 5.0 Requirements (R-Value: 0.3, SHGC: 0.21) | Commercial | Existing | Assembly | FL Zone 2 | Per 100 S.F. | 5% | 750.8563 | 405.4624 | 345.3939 | 0.46 | 20 | 0.12838 | 0.001435 | 0 | No equipment cost | 0 | No Labor Cost | 360 | Incremental cost equivalent to estimated window efficiency (U-factor = 0.27) https://www.energystar.gov/sites/default/files/ESWDS-ReviewOfCost_EffectivenessAnalysis.pdf | 0 | 0 | 360 | 100 sq ft |  | 360
Nonequipment | Low U-Value Windows | 100ft2 of Window meeting Energy Star Version 6.0 Requirements (R-Value: 0.27, SHGC: 0.21) | 100ft2 of Window meeting Energy Star Version 5.0 Requirements (R-Value: 0.3, SHGC: 0.21) | Commercial | Existing | College and University | FL Zone 2 | Per 100 S.F. | 11% | 750.8563 | 405.4624 | 345.3939 | 0.46 | 20 | 0.12838 | 0.001435 | 0 | No equipment cost | 0 | No Labor Cost | 360 | Incremental cost equivalent to estimated window efficiency (U-factor = 0.27) https://www.energystar.gov/sites/default/files/ESWDS-ReviewOfCost_EffectivenessAnalysis.pdf | 0 | 0 | 360 | 100 sq ft |  | 360
Nonequipment | Low U-Value Windows | 100ft2 of Window meeting Energy Star Version 6.0 Requirements (R-Value: 0.27, SHGC: 0.21) | 100ft2 of Window meeting Energy Star Version 5.0 Requirements (R-Value: 0.3, SHGC: 0.21) | Commercial | Existing | Grocery | FL Zone 2 | Per 100 S.F. | 8% | 750.8563 | 405.4624 | 345.3939 | 0.46 | 20 | 0.12838 | 0.001435 | 0 | No equipment cost | 0 | No Labor Cost | 360 | Incremental cost equivalent to estimated window efficiency (U-factor = 0.27) https://www.energystar.gov/sites/default/files/ESWDS-ReviewOfCost_EffectivenessAnalysis.pdf | 0 | 0 | 360 | 100 sq ft |  | 360
Nonequipment | Low U-Value Windows | 100ft2 of Window meeting Energy Star Version 6.0 Requirements (R-Value: 0.27, SHGC: 0.21) | 100ft2 of Window meeting Energy Star Version 5.0 Requirements (R-Value: 0.3, SHGC: 0.21) | Commercial | Existing | Healthcare | FL Zone 2 | Per 100 S.F. | 8% | 750.8563 | 405.4624 | 345.3939 | 0.46 | 20 | 0.12838 | 0.001435 | 0 | No equipment cost | 0 | No Labor Cost | 360 | Incremental cost equivalent to estimated window efficiency (U-factor = 0.27) https://www.energystar.gov/sites/default/files/ESWDS-ReviewOfCost_EffectivenessAnalysis.pdf | 0 | 0 | 360 | 100 sq ft |  | 360
Nonequipment | Low U-Value Windows | 100ft2 of Window meeting Energy Star Version 6.0 Requirements (R-Value: 0.27, SHGC: 0.21) | 100ft2 of Window meeting Energy Star Version 5.0 Requirements (R-Value: 0.3, SHGC: 0.21) | Commercial | Existing | Hospitals | FL Zone 2 | Per 100 S.F. | 5% | 750.8563 | 405.4624 | 345.3939 | 0.46 | 20 | 0.12838 | 0.001435 | 0 | No equipment cost | 0 | No Labor Cost | 360 | Incremental cost equivalent to estimated window efficiency (U-factor = 0.27) https://www.energystar.gov/sites/default/files/ESWDS-ReviewOfCost_EffectivenessAnalysis.pdf | 0 | 0 | 360 | 100 sq ft |  | 360
Nonequipment | Low U-Value Windows | 100ft2 of Window meeting Energy Star Version 6.0 Requirements (R-Value: 0.27, SHGC: 0.21) | 100ft2 of Window meeting Energy Star Version 5.0 Requirements (R-Value: 0.3, SHGC: 0.21) | Commercial | Existing | Institutional | FL Zone 2 | Per 100 S.F. | 5% | 750.8563 | 405.4624 | 345.3939 | 0.46 | 20 | 0.12838 | 0.001435 | 0 | No equipment cost | 0 | No Labor Cost | 360 | Incremental cost equivalent to estimated window efficiency (U-factor = 0.27) https://www.energystar.gov/sites/default/files/ESWDS-ReviewOfCost_EffectivenessAnalysis.pdf | 0 | 0 | 360 | 100 sq ft |  | 360
Nonequipment | Low U-Value Windows | 100ft2 of Window meeting Energy Star Version 6.0 Requirements (R-Value: 0.27, SHGC: 0.21) | 100ft2 of Window meeting Energy Star Version 5.0 Requirements (R-Value: 0.3, SHGC: 0.21) | Commercial | Existing | Lodging/Hospitality | FL Zone 2 | Per 100 S.F. | 11% | 750.8563 | 405.4624 | 345.3939 | 0.46 | 20 | 0.15241 | -0.0343 | 0 | No equipment cost | 0 | No Labor Cost | 360 | Incremental cost equivalent to estimated window efficiency (U-factor = 0.27) https://www.energystar.gov/sites/default/files/ESWDS-ReviewOfCost_EffectivenessAnalysis.pdf | 0 | 0 | 360 | 100 sq ft |  | 360
Nonequipment | Low U-Value Windows | 100ft2 of Window meeting Energy Star Version 6.0 Requirements (R-Value: 0.27, SHGC: 0.21) | 100ft2 of Window meeting Energy Star Version 5.0 Requirements (R-Value: 0.3, SHGC: 0.21) | Commercial | Existing | Miscellaneous | FL Zone 2 | Per 100 S.F. | 14% | 750.8563 | 405.4624 | 345.3939 | 0.46 | 20 | 0.11891 | -0.02008 | 0 | No equipment cost | 0 | No Labor Cost | 360 | Incremental cost equivalent to estimated window efficiency (U-factor = 0.27) https://www.energystar.gov/sites/default/files/ESWDS-ReviewOfCost_EffectivenessAnalysis.pdf | 0 | 0 | 360 | 100 sq ft |  | 360
Nonequipment | Low U-Value Windows | 100ft2 of Window meeting Energy Star Version 6.0 Requirements (R-Value: 0.27, SHGC: 0.21) | 100ft2 of Window meeting Energy Star Version 5.0 Requirements (R-Value: 0.3, SHGC: 0.21) | Commercial | Existing | Offices | FL Zone 2 | Per 100 S.F. | 5% | 750.8563 | 405.4624 | 345.3939 | 0.46 | 20 | 0.12838 | 0.001435 | 0 | No equipment cost | 0 | No Labor Cost | 360 | Incremental cost equivalent to estimated window efficiency (U-factor = 0.27) https://www.energystar.gov/sites/default/files/ESWDS-ReviewOfCost_EffectivenessAnalysis.pdf | 0 | 0 | 360 | 100 sq ft |  | 360
Nonequipment | Low U-Value Windows | 100ft2 of Window meeting Energy Star Version 6.0 Requirements (R-Value: 0.27, SHGC: 0.21) | 100ft2 of Window meeting Energy Star Version 5.0 Requirements (R-Value: 0.3, SHGC: 0.21) | Commercial | Existing | Restaurants | FL Zone 2 | Per 100 S.F. | 11% | 750.8563 | 405.4624 | 345.3939 | 0.46 | 20 | 0.12838 | 0.001435 | 0 | No equipment cost | 0 | No Labor Cost | 360 | Incremental cost equivalent to estimated window efficiency (U-factor = 0.27) https://www.energystar.gov/sites/default/files/ESWDS-ReviewOfCost_EffectivenessAnalysis.pdf | 0 | 0 | 360 | 100 sq ft |  | 360
Nonequipment | Low U-Value Windows | 100ft2 of Window meeting Energy Star Version 6.0 Requirements (R-Value: 0.27, SHGC: 0.21) | 100ft2 of Window meeting Energy Star Version 5.0 Requirements (R-Value: 0.3, SHGC: 0.21) | Commercial | Existing | Retail | FL Zone 2 | Per 100 S.F. | 5% | 750.8563 | 405.4624 | 345.3939 | 0.46 | 20 | 0.12838 | 0.001435 | 0 | No equipment cost | 0 | No Labor Cost | 360 | Incremental cost equivalent to estimated window efficiency (U-factor = 0.27) https://www.energystar.gov/sites/default/files/ESWDS-ReviewOfCost_EffectivenessAnalysis.pdf | 0 | 0 | 360 | 100 sq ft |  | 360
Nonequipment | Low U-Value Windows | 100ft2 of Window meeting Energy Star Version 6.0 Requirements (R-Value: 0.27, SHGC: 0.21) | 100ft2 of Window meeting Energy Star Version 5.0 Requirements (R-Value: 0.3, SHGC: 0.21) | Commercial | Existing | Schools K-12 | FL Zone 2 | Per 100 S.F. | 11% | 750.8563 | 405.4624 | 345.3939 | 0.46 | 20 | 0.12838 | 0.001435 | 0 | No equipment cost | 0 | No Labor Cost | 360 | Incremental cost equivalent to estimated window efficiency (U-factor = 0.27) https://www.energystar.gov/sites/default/files/ESWDS-ReviewOfCost_EffectivenessAnalysis.pdf | 0 | 0 | 360 | 100 sq ft |  | 360
Nonequipment | Low U-Value Windows | 100ft2 of Window meeting Energy Star Version 6.0 Requirements (R-Value: 0.27, SHGC: 0.21) | 100ft2 of Window meeting Energy Star Version 5.0 Requirements (R-Value: 0.3, SHGC: 0.21) | Commercial | Existing | Warehouse | FL Zone 2 | Per 100 S.F. | 5% | 750.8563 | 405.4624 | 345.3939 | 0.46 | 20 | 0.11891 | -0.02008 | 0 | No equipment cost | 0 | No Labor Cost | 360 | Incremental cost equivalent to estimated window efficiency (U-factor = 0.27) https://www.energystar.gov/sites/default/files/ESWDS-ReviewOfCost_EffectivenessAnalysis.pdf | 0 | 0 | 360 | 100 sq ft |  | 360
Nonequipment | Low U-Value Windows | 100ft2 of Window meeting Energy Star Version 6.0 Requirements (R-Value: 0.27, SHGC: 0.21) | 100ft2 of Code-Compliant Window (R-Value and SHGC values per IECC) | Commercial | New | Assembly | FL Zone 2 | Per 100 S.F. | 13% | 450.5138 | 405.4624 | 45.0514 | 0.1 | 20 | 0.016746 | 0.000187 | 0 | No equipment cost | 0 | No Labor Cost | 360 | Incremental cost equivalent to estimated window efficiency (U-factor = 0.27) https://www.energystar.gov/sites/default/files/ESWDS-ReviewOfCost_EffectivenessAnalysis.pdf | 0 | 0 | 360 | 100 sq ft |  | 360
Nonequipment | Low U-Value Windows | 100ft2 of Window meeting Energy Star Version 6.0 Requirements (R-Value: 0.27, SHGC: 0.21) | 100ft2 of Code-Compliant Window (R-Value and SHGC values per IECC) | Commercial | New | College and University | FL Zone 2 | Per 100 S.F. | 27% | 450.5138 | 405.4624 | 45.0514 | 0.1 | 20 | 0.016746 | 0.000187 | 0 | No equipment cost | 0 | No Labor Cost | 360 | Incremental cost equivalent to estimated window efficiency (U-factor = 0.27) https://www.energystar.gov/sites/default/files/ESWDS-ReviewOfCost_EffectivenessAnalysis.pdf | 0 | 0 | 360 | 100 sq ft |  | 360
Nonequipment | Low U-Value Windows | 100ft2 of Window meeting Energy Star Version 6.0 Requirements (R-Value: 0.27, SHGC: 0.21) | 100ft2 of Code-Compliant Window (R-Value and SHGC values per IECC) | Commercial | New | Grocery | FL Zone 2 | Per 100 S.F. | 21% | 450.5138 | 405.4624 | 45.0514 | 0.1 | 20 | 0.016746 | 0.000187 | 0 | No equipment cost | 0 | No Labor Cost | 360 | Incremental cost equivalent to estimated window efficiency (U-factor = 0.27) https://www.energystar.gov/sites/default/files/ESWDS-ReviewOfCost_EffectivenessAnalysis.pdf | 0 | 0 | 360 | 100 sq ft |  | 360
Nonequipment | Low U-Value Windows | 100ft2 of Window meeting Energy Star Version 6.0 Requirements (R-Value: 0.27, SHGC: 0.21) | 100ft2 of Code-Compliant Window (R-Value and SHGC values per IECC) | Commercial | New | Healthcare | FL Zone 2 | Per 100 S.F. | 21% | 450.5138 | 405.4624 | 45.0514 | 0.1 | 20 | 0.016746 | 0.000187 | 0 | No equipment cost | 0 | No Labor Cost | 360 | Incremental cost equivalent to estimated window efficiency (U-factor = 0.27) https://www.energystar.gov/sites/default/files/ESWDS-ReviewOfCost_EffectivenessAnalysis.pdf | 0 | 0 | 360 | 100 sq ft |  | 360
Nonequipment | Low U-Value Windows | 100ft2 of Window meeting Energy Star Version 6.0 Requirements (R-Value: 0.27, SHGC: 0.21) | 100ft2 of Code-Compliant Window (R-Value and SHGC values per IECC) | Commercial | New | Hospitals | FL Zone 2 | Per 100 S.F. | 13% | 450.5138 | 405.4624 | 45.0514 | 0.1 | 20 | 0.016746 | 0.000187 | 0 | No equipment cost | 0 | No Labor Cost | 360 | Incremental cost equivalent to estimated window efficiency (U-factor = 0.27) https://www.energystar.gov/sites/default/files/ESWDS-ReviewOfCost_EffectivenessAnalysis.pdf | 0 | 0 | 360 | 100 sq ft |  | 360
Nonequipment | Low U-Value Windows | 100ft2 of Window meeting Energy Star Version 6.0 Requirements (R-Value: 0.27, SHGC: 0.21) | 100ft2 of Code-Compliant Window (R-Value and SHGC values per IECC) | Commercial | New | Institutional | FL Zone 2 | Per 100 S.F. | 13% | 450.5138 | 405.4624 | 45.0514 | 0.1 | 20 | 0.016746 | 0.000187 | 0 | No equipment cost | 0 | No Labor Cost | 360 | Incremental cost equivalent to estimated window efficiency (U-factor = 0.27) https://www.energystar.gov/sites/default/files/ESWDS-ReviewOfCost_EffectivenessAnalysis.pdf | 0 | 0 | 360 | 100 sq ft |  | 360
Nonequipment | Low U-Value Windows | 100ft2 of Window meeting Energy Star Version 6.0 Requirements (R-Value: 0.27, SHGC: 0.21) | 100ft2 of Code-Compliant Window (R-Value and SHGC values per IECC) | Commercial | New | Lodging/Hospitality | FL Zone 2 | Per 100 S.F. | 27% | 450.5138 | 405.4624 | 45.0514 | 0.1 | 20 | 0.019879 | -0.00447 | 0 | No equipment cost | 0 | No Labor Cost | 360 | Incremental cost equivalent to estimated window efficiency (U-factor = 0.27) https://www.energystar.gov/sites/default/files/ESWDS-ReviewOfCost_EffectivenessAnalysis.pdf | 0 | 0 | 360 | 100 sq ft |  | 360
Nonequipment | Low U-Value Windows | 100ft2 of Window meeting Energy Star Version 6.0 Requirements (R-Value: 0.27, SHGC: 0.21) | 100ft2 of Code-Compliant Window (R-Value and SHGC values per IECC) | Commercial | New | Miscellaneous | FL Zone 2 | Per 100 S.F. | 14% | 450.5138 | 405.4624 | 45.0514 | 0.1 | 20 | 0.01551 | -0.00262 | 0 | No equipment cost | 0 | No Labor Cost | 360 | Incremental cost equivalent to estimated window efficiency (U-factor = 0.27) https://www.energystar.gov/sites/default/files/ESWDS-ReviewOfCost_EffectivenessAnalysis.pdf | 0 | 0 | 360 | 100 sq ft |  | 360
Nonequipment | Low U-Value Windows | 100ft2 of Window meeting Energy Star Version 6.0 Requirements (R-Value: 0.27, SHGC: 0.21) | 100ft2 of Code-Compliant Window (R-Value and SHGC values per IECC) | Commercial | New | Offices | FL Zone 2 | Per 100 S.F. | 13% | 450.5138 | 405.4624 | 45.0514 | 0.1 | 20 | 0.016746 | 0.000187 | 0 | No equipment cost | 0 | No Labor Cost | 360 | Incremental cost equivalent to estimated window efficiency (U-factor = 0.27) https://www.energystar.gov/sites/default/files/ESWDS-ReviewOfCost_EffectivenessAnalysis.pdf | 0 | 0 | 360 | 100 sq ft |  | 360
Nonequipment | Low U-Value Windows | 100ft2 of Window meeting Energy Star Version 6.0 Requirements (R-Value: 0.27, SHGC: 0.21) | 100ft2 of Code-Compliant Window (R-Value and SHGC values per IECC) | Commercial | New | Restaurants | FL Zone 2 | Per 100 S.F. | 27% | 450.5138 | 405.4624 | 45.0514 | 0.1 | 20 | 0.016746 | 0.000187 | 0 | No equipment cost | 0 | No Labor Cost | 360 | Incremental cost equivalent to estimated window efficiency (U-factor = 0.27) https://www.energystar.gov/sites/default/files/ESWDS-ReviewOfCost_EffectivenessAnalysis.pdf | 0 | 0 | 360 | 100 sq ft |  | 360
Nonequipment | Low U-Value Windows | 100ft2 of Window meeting Energy Star Version 6.0 Requirements (R-Value: 0.27, SHGC: 0.21) | 100ft2 of Code-Compliant Window (R-Value and SHGC values per IECC) | Commercial | New | Retail | FL Zone 2 | Per 100 S.F. | 13% | 450.5138 | 405.4624 | 45.0514 | 0.1 | 20 | 0.016746 | 0.000187 | 0 | No equipment cost | 0 | No Labor Cost | 360 | Incremental cost equivalent to estimated window efficiency (U-factor = 0.27) https://www.energystar.gov/sites/default/files/ESWDS-ReviewOfCost_EffectivenessAnalysis.pdf | 0 | 0 | 360 | 100 sq ft |  | 360
Nonequipment | Low U-Value Windows | 100ft2 of Window meeting Energy Star Version 6.0 Requirements (R-Value: 0.27, SHGC: 0.21) | 100ft2 of Code-Compliant Window (R-Value and SHGC values per IECC) | Commercial | New | Schools K-12 | FL Zone 2 | Per 100 S.F. | 27% | 450.5138 | 405.4624 | 45.0514 | 0.1 | 20 | 0.016746 | 0.000187 | 0 | No equipment cost | 0 | No Labor Cost | 360 | Incremental cost equivalent to estimated window efficiency (U-factor = 0.27) https://www.energystar.gov/sites/default/files/ESWDS-ReviewOfCost_EffectivenessAnalysis.pdf | 0 | 0 | 360 | 100 sq ft |  | 360
Nonequipment | Low U-Value Windows | 100ft2 of Window meeting Energy Star Version 6.0 Requirements (R-Value: 0.27, SHGC: 0.21) | 100ft2 of Code-Compliant Window (R-Value and SHGC values per IECC) | Commercial | New | Warehouse | FL Zone 2 | Per 100 S.F. | 13% | 450.5138 | 405.4624 | 45.0514 | 0.1 | 20 | 0.01551 | -0.00262 | 0 | No equipment cost | 0 | No Labor Cost | 360 | Incremental cost equivalent to estimated window efficiency (U-factor = 0.27) https://www.energystar.gov/sites/default/files/ESWDS-ReviewOfCost_EffectivenessAnalysis.pdf | 0 | 0 | 360 | 100 sq ft |  | 360
Nonequipment | Programmable Thermostat | Standard Heating and Cooling System with Programmable Thermostat | Standard Heating and Cooling System with Manual Thermostat | Commercial | Existing | Assembly | FL Zone 2 | Per End Use Consumption | 0% | 48078.24 | 46347.42 | 1730.816 | 0.036 | 11 | 0.020551 | -0.2844 | 0 | no base cost | 0 | 0 | 69.99 | https://www.honeywellstore.com/store/products/honeywell-programmable-thermostat-rth6360d.htm | 105 | rate at $70/per labor hour, assume 1.5. hours work, reference: https://www.fixr.com/costs/thermostat-installation | 174.99 | thermostat | 16 | 2799.84
Nonequipment | Programmable Thermostat | Standard Heating and Cooling System with Programmable Thermostat | Standard Heating and Cooling System with Manual Thermostat | Commercial | Existing | College and University | FL Zone 2 | Per End Use Consumption | 0% | 287152.3 | 276814.8 | 10337.48 | 0.036 | 11 | 0.86408 | 0.25527 | 0 | no base cost | 0 | 0 | 69.99 | https://www.honeywellstore.com/store/products/honeywell-programmable-thermostat-rth6360d.htm | 105 | rate at $70/per labor hour, assume 1.5. hours work, reference: https://www.fixr.com/costs/thermostat-installation | 174.99 | thermostat | 61 | 10674.39
Nonequipment | Programmable Thermostat | Standard Heating and Cooling System with Programmable Thermostat | Standard Heating and Cooling System with Manual Thermostat | Commercial | Existing | Grocery | FL Zone 2 | Per End Use Consumption | 0% | 115753 | 111585.9 | 4167.108 | 0.036 | 11 | 1.5442 | -0.00293 | 0 | no base cost | 0 | 0 | 69.99 | https://www.honeywellstore.com/store/products/honeywell-programmable-thermostat-rth6360d.htm | 105 | rate at $70/per labor hour, assume 1.5. hours work, reference: https://www.fixr.com/costs/thermostat-installation | 174.99 | thermostat | 4 | 699.96
Nonequipment | Programmable Thermostat | Standard Heating and Cooling System with Programmable Thermostat | Standard Heating and Cooling System with Manual Thermostat | Commercial | Existing | Healthcare | FL Zone 2 | Per End Use Consumption | 0% | 202047.4 | 194773.7 | 7273.706 | 0.036 | 11 | 0.086367 | -1.1952 | 0 | no base cost | 0 | 0 | 69.99 | https://www.honeywellstore.com/store/products/honeywell-programmable-thermostat-rth6360d.htm | 105 | rate at $70/per labor hour, assume 1.5. hours work, reference: https://www.fixr.com/costs/thermostat-installation | 174.99 | thermostat | 17 | 2974.83
Nonequipment | Programmable Thermostat | Standard Heating and Cooling System with Programmable Thermostat | Standard Heating and Cooling System with Manual Thermostat | Commercial | Existing | Hospitals | FL Zone 2 | Per End Use Consumption | 0% | 2105302 | 2029511 | 75790.87 | 0.036 | 11 | 6.3351 | 1.8716 | 0 | no base cost | 0 | 0 | 69.99 | https://www.honeywellstore.com/store/products/honeywell-programmable-thermostat-rth6360d.htm | 105 | rate at $70/per labor hour, assume 1.5. hours work, reference: https://www.fixr.com/costs/thermostat-installation | 174.99 | thermostat | 168 | 29398.32
Nonequipment | Programmable Thermostat | Standard Heating and Cooling System with Programmable Thermostat | Standard Heating and Cooling System with Manual Thermostat | Commercial | Existing | Institutional | FL Zone 2 | Per End Use Consumption | 0% | 233568.9 | 225160.4 | 8408.481 | 0.036 | 11 | 0.099841 | -1.3816 | 0 | no base cost | 0 | 0 | 69.99 | https://www.honeywellstore.com/store/products/honeywell-programmable-thermostat-rth6360d.htm | 105 | rate at $70/per labor hour, assume 1.5. hours work, reference: https://www.fixr.com/costs/thermostat-installation | 174.99 | thermostat | 17 | 2974.83
Nonequipment | Programmable Thermostat | Standard Heating and Cooling System with Programmable Thermostat | Standard Heating and Cooling System with Manual Thermostat | Commercial | Existing | Lodging/Hospitality | FL Zone 2 | Per End Use Consumption | 0% | 191602.2 | 184704.5 | 6897.678 | 0.036 | 11 | -0.22094 | 20.6086 | 0 | no base cost | 0 | 0 | 69.99 | https://www.honeywellstore.com/store/products/honeywell-programmable-thermostat-rth6360d.htm | 105 | rate at $70/per labor hour, assume 1.5. hours work, reference: https://www.fixr.com/costs/thermostat-installation | 174.99 | thermostat | 27 | 4724.73
Nonequipment | Programmable Thermostat | Standard Heating and Cooling System with Programmable Thermostat | Standard Heating and Cooling System with Manual Thermostat | Commercial | Existing | Miscellaneous | FL Zone 2 | Per End Use Consumption | 0% | 2226772 | 2146609 | 80163.8 | 0.036 | 11 | 0.95185 | -13.172 | 0 | no base cost | 0 | 0 | 69.99 | https://www.honeywellstore.com/store/products/honeywell-programmable-thermostat-rth6360d.htm | 105 | rate at $70/per labor hour, assume 1.5. hours work, reference: https://www.fixr.com/costs/thermostat-installation | 174.99 | thermostat | 231 | 40422.69
Nonequipment | Programmable Thermostat | Standard Heating and Cooling System with Programmable Thermostat | Standard Heating and Cooling System with Manual Thermostat | Commercial | Existing | Offices | FL Zone 2 | Per End Use Consumption | 0% | 166452.1 | 160459.8 | 5992.275 | 0.036 | 11 | 0.071151 | -0.98461 | 0 | no base cost | 0 | 0 | 69.99 | https://www.honeywellstore.com/store/products/honeywell-programmable-thermostat-rth6360d.htm | 105 | rate at $70/per labor hour, assume 1.5. hours work, reference: https://www.fixr.com/costs/thermostat-installation | 174.99 | thermostat | 13 | 2274.87
Nonequipment | Programmable Thermostat | Standard Heating and Cooling System with Programmable Thermostat | Standard Heating and Cooling System with Manual Thermostat | Commercial | Existing | Restaurants | FL Zone 2 | Per End Use Consumption | 0% | 120615.3 | 116273.2 | 4342.152 | 0.036 | 11 | 1.6091 | -0.00305 | 0 | no base cost | 0 | 0 | 69.99 | https://www.honeywellstore.com/store/products/honeywell-programmable-thermostat-rth6360d.htm | 105 | rate at $70/per labor hour, assume 1.5. hours work, reference: https://www.fixr.com/costs/thermostat-installation | 174.99 | thermostat | 5 | 874.95
Nonequipment | Programmable Thermostat | Standard Heating and Cooling System with Programmable Thermostat | Standard Heating and Cooling System with Manual Thermostat | Commercial | Existing | Retail | FL Zone 2 | Per End Use Consumption | 0% | 52681.84 | 50785.3 | 1896.546 | 0.036 | 11 | 0.70282 | -0.00133 | 0 | no base cost | 0 | 0 | 69.99 | https://www.honeywellstore.com/store/products/honeywell-programmable-thermostat-rth6360d.htm | 105 | rate at $70/per labor hour, assume 1.5. hours work, reference: https://www.fixr.com/costs/thermostat-installation | 174.99 | thermostat | 10 | 1749.9
Nonequipment | Programmable Thermostat | Standard Heating and Cooling System with Programmable Thermostat | Standard Heating and Cooling System with Manual Thermostat | Commercial | Existing | Schools K-12 | FL Zone 2 | Per End Use Consumption | 0% | 196877 | 189789.4 | 7087.571 | 0.036 | 11 | 0.084157 | -1.1646 | 0 | no base cost | 0 | 0 | 69.99 | https://www.honeywellstore.com/store/products/honeywell-programmable-thermostat-rth6360d.htm | 105 | rate at $70/per labor hour, assume 1.5. hours work, reference: https://www.fixr.com/costs/thermostat-installation | 174.99 | thermostat | 42 | 7349.58
Nonequipment | Programmable Thermostat | Standard Heating and Cooling System with Programmable Thermostat | Standard Heating and Cooling System with Manual Thermostat | Commercial | Existing | Warehouse | FL Zone 2 | Per End Use Consumption | 0% | 19557.83 | 18853.75 | 704.082 | 0.036 | 11 | 0.00836 | -0.11569 | 0 | no base cost | 0 | 0 | 69.99 | https://www.honeywellstore.com/store/products/honeywell-programmable-thermostat-rth6360d.htm | 105 | rate at $70/per labor hour, assume 1.5. hours work, reference: https://www.fixr.com/costs/thermostat-installation | 174.99 | thermostat | 13 | 2274.87
Nonequipment | Programmable Thermostat | Standard Heating and Cooling System with Programmable Thermostat | Standard Heating and Cooling System with Manual Thermostat | Commercial | New | Assembly | FL Zone 2 | Per End Use Consumption | 0% | 48078.24 | 46347.42 | 1730.816 | 0.036 | 11 | 0.020551 | -0.2844 | 0 | no base cost | 0 | 0 | 69.99 | https://www.honeywellstore.com/store/products/honeywell-programmable-thermostat-rth6360d.htm | 105 | rate at $70/per labor hour, assume 1.5. hours work, reference: https://www.fixr.com/costs/thermostat-installation | 174.99 | thermostat | 16 | 2799.84
Nonequipment | Programmable Thermostat | Standard Heating and Cooling System with Programmable Thermostat | Standard Heating and Cooling System with Manual Thermostat | Commercial | New | College and University | FL Zone 2 | Per End Use Consumption | 0% | 287152.3 | 276814.8 | 10337.48 | 0.036 | 11 | 0.86408 | 0.25527 | 0 | no base cost | 0 | 0 | 69.99 | https://www.honeywellstore.com/store/products/honeywell-programmable-thermostat-rth6360d.htm | 105 | rate at $70/per labor hour, assume 1.5. hours work, reference: https://www.fixr.com/costs/thermostat-installation | 174.99 | thermostat | 61 | 10674.39
Nonequipment | Programmable Thermostat | Standard Heating and Cooling System with Programmable Thermostat | Standard Heating and Cooling System with Manual Thermostat | Commercial | New | Grocery | FL Zone 2 | Per End Use Consumption | 0% | 115753 | 111585.9 | 4167.108 | 0.036 | 11 | 1.5442 | -0.00293 | 0 | no base cost | 0 | 0 | 69.99 | https://www.honeywellstore.com/store/products/honeywell-programmable-thermostat-rth6360d.htm | 105 | rate at $70/per labor hour, assume 1.5. hours work, reference: https://www.fixr.com/costs/thermostat-installation | 174.99 | thermostat | 4 | 699.96
Nonequipment | Programmable Thermostat | Standard Heating and Cooling System with Programmable Thermostat | Standard Heating and Cooling System with Manual Thermostat | Commercial | New | Healthcare | FL Zone 2 | Per End Use Consumption | 0% | 202047.4 | 194773.7 | 7273.706 | 0.036 | 11 | 0.086367 | -1.1952 | 0 | no base cost | 0 | 0 | 69.99 | https://www.honeywellstore.com/store/products/honeywell-programmable-thermostat-rth6360d.htm | 105 | rate at $70/per labor hour, assume 1.5. hours work, reference: https://www.fixr.com/costs/thermostat-installation | 174.99 | thermostat | 17 | 2974.83
Nonequipment | Programmable Thermostat | Standard Heating and Cooling System with Programmable Thermostat | Standard Heating and Cooling System with Manual Thermostat | Commercial | New | Hospitals | FL Zone 2 | Per End Use Consumption | 0% | 2105302 | 2029511 | 75790.87 | 0.036 | 11 | 6.3351 | 1.8716 | 0 | no base cost | 0 | 0 | 69.99 | https://www.honeywellstore.com/store/products/honeywell-programmable-thermostat-rth6360d.htm | 105 | rate at $70/per labor hour, assume 1.5. hours work, reference: https://www.fixr.com/costs/thermostat-installation | 174.99 | thermostat | 168 | 29398.32
Nonequipment | Programmable Thermostat | Standard Heating and Cooling System with Programmable Thermostat | Standard Heating and Cooling System with Manual Thermostat | Commercial | New | Institutional | FL Zone 2 | Per End Use Consumption | 0% | 233568.9 | 225160.4 | 8408.481 | 0.036 | 11 | 0.099841 | -1.3816 | 0 | no base cost | 0 | 0 | 69.99 | https://www.honeywellstore.com/store/products/honeywell-programmable-thermostat-rth6360d.htm | 105 | rate at $70/per labor hour, assume 1.5. hours work, reference: https://www.fixr.com/costs/thermostat-installation | 174.99 | thermostat | 17 | 2974.83
Nonequipment | Programmable Thermostat | Standard Heating and Cooling System with Programmable Thermostat | Standard Heating and Cooling System with Manual Thermostat | Commercial | New | Lodging/Hospitality | FL Zone 2 | Per End Use Consumption | 0% | 191602.2 | 184704.5 | 6897.678 | 0.036 | 11 | -0.22094 | 20.6086 | 0 | no base cost | 0 | 0 | 69.99 | https://www.honeywellstore.com/store/products/honeywell-programmable-thermostat-rth6360d.htm | 105 | rate at $70/per labor hour, assume 1.5. hours work, reference: https://www.fixr.com/costs/thermostat-installation | 174.99 | thermostat | 27 | 4724.73
Nonequipment | Programmable Thermostat | Standard Heating and Cooling System with Programmable Thermostat | Standard Heating and Cooling System with Manual Thermostat | Commercial | New | Miscellaneous | FL Zone 2 | Per End Use Consumption | 0% | 2226772 | 2146609 | 80163.8 | 0.036 | 11 | 0.95185 | -13.172 | 0 | no base cost | 0 | 0 | 69.99 | https://www.honeywellstore.com/store/products/honeywell-programmable-thermostat-rth6360d.htm | 105 | rate at $70/per labor hour, assume 1.5. hours work, reference: https://www.fixr.com/costs/thermostat-installation | 174.99 | thermostat | 231 | 40422.69
Nonequipment | Programmable Thermostat | Standard Heating and Cooling System with Programmable Thermostat | Standard Heating and Cooling System with Manual Thermostat | Commercial | New | Offices | FL Zone 2 | Per End Use Consumption | 0% | 166452.1 | 160459.8 | 5992.275 | 0.036 | 11 | 0.071151 | -0.98461 | 0 | no base cost | 0 | 0 | 69.99 | https://www.honeywellstore.com/store/products/honeywell-programmable-thermostat-rth6360d.htm | 105 | rate at $70/per labor hour, assume 1.5. hours work, reference: https://www.fixr.com/costs/thermostat-installation | 174.99 | thermostat | 13 | 2274.87
Nonequipment | Programmable Thermostat | Standard Heating and Cooling System with Programmable Thermostat | Standard Heating and Cooling System with Manual Thermostat | Commercial | New | Restaurants | FL Zone 2 | Per End Use Consumption | 0% | 120615.3 | 116273.2 | 4342.152 | 0.036 | 11 | 1.6091 | -0.00305 | 0 | no base cost | 0 | 0 | 69.99 | https://www.honeywellstore.com/store/products/honeywell-programmable-thermostat-rth6360d.htm | 105 | rate at $70/per labor hour, assume 1.5. hours work, reference: https://www.fixr.com/costs/thermostat-installation | 174.99 | thermostat | 5 | 874.95
Nonequipment | Programmable Thermostat | Standard Heating and Cooling System with Programmable Thermostat | Standard Heating and Cooling System with Manual Thermostat | Commercial | New | Retail | FL Zone 2 | Per End Use Consumption | 0% | 52681.84 | 50785.3 | 1896.546 | 0.036 | 11 | 0.70282 | -0.00133 | 0 | no base cost | 0 | 0 | 69.99 | https://www.honeywellstore.com/store/products/honeywell-programmable-thermostat-rth6360d.htm | 105 | rate at $70/per labor hour, assume 1.5. hours work, reference: https://www.fixr.com/costs/thermostat-installation | 174.99 | thermostat | 10 | 1749.9
Nonequipment | Programmable Thermostat | Standard Heating and Cooling System with Programmable Thermostat | Standard Heating and Cooling System with Manual Thermostat | Commercial | New | Schools K-12 | FL Zone 2 | Per End Use Consumption | 0% | 196877 | 189789.4 | 7087.571 | 0.036 | 11 | 0.084157 | -1.1646 | 0 | no base cost | 0 | 0 | 69.99 | https://www.honeywellstore.com/store/products/honeywell-programmable-thermostat-rth6360d.htm | 105 | rate at $70/per labor hour, assume 1.5. hours work, reference: https://www.fixr.com/costs/thermostat-installation | 174.99 | thermostat | 42 | 7349.58
Nonequipment | Programmable Thermostat | Standard Heating and Cooling System with Programmable Thermostat | Standard Heating and Cooling System with Manual Thermostat | Commercial | New | Warehouse | FL Zone 2 | Per End Use Consumption | 0% | 19557.83 | 18853.75 | 704.082 | 0.036 | 11 | 0.00836 | -0.11569 | 0 | no base cost | 0 | 0 | 69.99 | https://www.honeywellstore.com/store/products/honeywell-programmable-thermostat-rth6360d.htm | 105 | rate at $70/per labor hour, assume 1.5. hours work, reference: https://www.fixr.com/costs/thermostat-installation | 174.99 | thermostat | 13 | 2274.87
Nonequipment | Roof Insulation | Roof Insulation (built-up roof applicable to flat/low slope roofs) | Code-Compliant Flat Roof | Commercial | Existing | Assembly | FL Zone 2 | Square feet | 58% | 3.7877 | 3.507 | 0.28064 | 0.074093 | 20 | 5.62e-06 | 0.000127 | 1.22 | RS Means Green Building Cost Data 2014 (Table 7.21.16.20) | 0 | 0 | 1.9 | RS Means Green Building Cost Data 2014 (Table 7.21.16.20) | 0 | 0 | 0.68 | sq ft |  | 0.68
Nonequipment | Roof Insulation | Roof Insulation (built-up roof applicable to flat/low slope roofs) | Code-Compliant Flat Roof | Commercial | Existing | College and University | FL Zone 2 | Square feet | 37% | 11.0507 | 10.77 | 0.28064 | 0.025396 | 20 | 0.000116 | 6.84e-05 | 1.22 | RS Means Green Building Cost Data 2014 (Table 7.21.16.20) | 0 | 0 | 1.9 | RS Means Green Building Cost Data 2014 (Table 7.21.16.20) | 0 | 0 | 0.68 | sq ft |  | 0.68
Nonequipment | Roof Insulation | Roof Insulation (built-up roof applicable to flat/low slope roofs) | Code-Compliant Flat Roof | Commercial | Existing | Grocery | FL Zone 2 | Square feet | 58% | 31.0105 | 30.7298 | 0.28064 | 0.00905 | 20 | 5.73e-05 | 0.000131 | 1.22 | RS Means Green Building Cost Data 2014 (Table 7.21.16.20) | 0 | 0 | 1.9 | RS Means Green Building Cost Data 2014 (Table 7.21.16.20) | 0 | 0 | 0.68 | sq ft |  | 0.68
Nonequipment | Roof Insulation | Roof Insulation (built-up roof applicable to flat/low slope roofs) | Code-Compliant Flat Roof | Commercial | Existing | Healthcare | FL Zone 2 | Square feet | 37% | 15.083 | 14.8023 | 0.28064 | 0.018607 | 20 | 5.62e-06 | 0.000127 | 1.22 | RS Means Green Building Cost Data 2014 (Table 7.21.16.20) | 0 | 0 | 1.9 | RS Means Green Building Cost Data 2014 (Table 7.21.16.20) | 0 | 0 | 0.68 | sq ft |  | 0.68
Nonequipment | Roof Insulation | Roof Insulation (built-up roof applicable to flat/low slope roofs) | Code-Compliant Flat Roof | Commercial | Existing | Hospitals | FL Zone 2 | Square feet | 58% | 81.2975 | 81.0168 | 0.28064 | 0.003452 | 20 | 0.000116 | 6.84e-05 | 1.22 | RS Means Green Building Cost Data 2014 (Table 7.21.16.20) | 0 | 0 | 1.9 | RS Means Green Building Cost Data 2014 (Table 7.21.16.20) | 0 | 0 | 0.68 | sq ft |  | 0.68
Nonequipment | Roof Insulation | Roof Insulation (built-up roof applicable to flat/low slope roofs) | Code-Compliant Flat Roof | Commercial | Existing | Institutional | FL Zone 2 | Square feet | 58% | 56.2721 | 55.9915 | 0.28064 | 0.004987 | 20 | 5.62e-06 | 0.000127 | 1.22 | RS Means Green Building Cost Data 2014 (Table 7.21.16.20) | 0 | 0 | 1.9 | RS Means Green Building Cost Data 2014 (Table 7.21.16.20) | 0 | 0 | 0.68 | sq ft |  | 0.68
Nonequipment | Roof Insulation | Roof Insulation (built-up roof applicable to flat/low slope roofs) | Code-Compliant Flat Roof | Commercial | Existing | Lodging/Hospitality | FL Zone 2 | Square feet | 43% | 34.7257 | 34.4451 | 0.28064 | 0.008082 | 20 | 0.000116 | 6.84e-05 | 1.22 | RS Means Green Building Cost Data 2014 (Table 7.21.16.20) | 0 | 0 | 1.9 | RS Means Green Building Cost Data 2014 (Table 7.21.16.20) | 0 | 0 | 0.68 | sq ft |  | 0.68
Nonequipment | Roof Insulation | Roof Insulation (built-up roof applicable to flat/low slope roofs) | Code-Compliant Flat Roof | Commercial | Existing | Miscellaneous | FL Zone 2 | Square feet | 50% | 107.2344 | 106.9538 | 0.28064 | 0.002617 | 20 | 5.62e-06 | 0.000127 | 1.22 | RS Means Green Building Cost Data 2014 (Table 7.21.16.20) | 0 | 0 | 1.9 | RS Means Green Building Cost Data 2014 (Table 7.21.16.20) | 0 | 0 | 0.68 | sq ft |  | 0.68
Nonequipment | Roof Insulation | Roof Insulation (built-up roof applicable to flat/low slope roofs) | Code-Compliant Flat Roof | Commercial | Existing | Offices | FL Zone 2 | Square feet | 37% | 58.1979 | 57.9173 | 0.28064 | 0.004822 | 20 | 5.62e-06 | 0.000127 | 1.22 | RS Means Green Building Cost Data 2014 (Table 7.21.16.20) | 0 | 0 | 1.9 | RS Means Green Building Cost Data 2014 (Table 7.21.16.20) | 0 | 0 | 0.68 | sq ft |  | 0.68
Nonequipment | Roof Insulation | Roof Insulation (built-up roof applicable to flat/low slope roofs) | Code-Compliant Flat Roof | Commercial | Existing | Restaurants | FL Zone 2 | Square feet | 37% | 31.354 | 31.0733 | 0.28064 | 0.008951 | 20 | 5.73e-05 | 0.000131 | 1.22 | RS Means Green Building Cost Data 2014 (Table 7.21.16.20) | 0 | 0 | 1.9 | RS Means Green Building Cost Data 2014 (Table 7.21.16.20) | 0 | 0 | 0.68 | sq ft |  | 0.68
Nonequipment | Roof Insulation | Roof Insulation (built-up roof applicable to flat/low slope roofs) | Code-Compliant Flat Roof | Commercial | Existing | Retail | FL Zone 2 | Square feet | 58% | 5.9824 | 5.7017 | 0.28064 | 0.046912 | 20 | 5.73e-05 | 0.000131 | 1.22 | RS Means Green Building Cost Data 2014 (Table 7.21.16.20) | 0 | 0 | 1.9 | RS Means Green Building Cost Data 2014 (Table 7.21.16.20) | 0 | 0 | 0.68 | sq ft |  | 0.68
Nonequipment | Roof Insulation | Roof Insulation (built-up roof applicable to flat/low slope roofs) | Code-Compliant Flat Roof | Commercial | Existing | Schools K-12 | FL Zone 2 | Square feet | 37% | 5.1058 | 4.8251 | 0.28064 | 0.054966 | 20 | 5.62e-06 | 0.000127 | 1.22 | RS Means Green Building Cost Data 2014 (Table 7.21.16.20) | 0 | 0 | 1.9 | RS Means Green Building Cost Data 2014 (Table 7.21.16.20) | 0 | 0 | 0.68 | sq ft |  | 0.68
Nonequipment | Roof Insulation | Roof Insulation (built-up roof applicable to flat/low slope roofs) | Code-Compliant Flat Roof | Commercial | Existing | Warehouse | FL Zone 2 | Square feet | 58% | 1.4026 | 1.1219 | 0.28064 | 0.20009 | 20 | 3.18e-05 | 5.68e-05 | 1.22 | RS Means Green Building Cost Data 2014 (Table 7.21.16.20) | 0 | 0 | 1.9 | RS Means Green Building Cost Data 2014 (Table 7.21.16.20) | 0 | 0 | 0.68 | sq ft |  | 0.68
Nonequipment | Roof Insulation | Roof Insulation (built-up roof applicable to flat/low slope roofs) | Code-Compliant Flat Roof | Commercial | New | Assembly | FL Zone 2 | Square feet | 58% | 3.7877 | 3.6529 | 0.13475 | 0.035576 | 20 | 2.7e-06 | 6.08e-05 | 1.22 | RS Means Green Building Cost Data 2014 (Table 7.21.16.20) | 0 | 0 | 1.9 | RS Means Green Building Cost Data 2014 (Table 7.21.16.20) | 0 | 0 | 0.68 | sq ft |  | 0.68
Nonequipment | Roof Insulation | Roof Insulation (built-up roof applicable to flat/low slope roofs) | Code-Compliant Flat Roof | Commercial | New | College and University | FL Zone 2 | Square feet | 37% | 11.0507 | 10.9159 | 0.13475 | 0.012194 | 20 | 5.57e-05 | 3.28e-05 | 1.22 | RS Means Green Building Cost Data 2014 (Table 7.21.16.20) | 0 | 0 | 1.9 | RS Means Green Building Cost Data 2014 (Table 7.21.16.20) | 0 | 0 | 0.68 | sq ft |  | 0.68
Nonequipment | Roof Insulation | Roof Insulation (built-up roof applicable to flat/low slope roofs) | Code-Compliant Flat Roof | Commercial | New | Grocery | FL Zone 2 | Square feet | 58% | 31.0105 | 30.8757 | 0.13475 | 0.004345 | 20 | 2.75e-05 | 6.29e-05 | 1.22 | RS Means Green Building Cost Data 2014 (Table 7.21.16.20) | 0 | 0 | 1.9 | RS Means Green Building Cost Data 2014 (Table 7.21.16.20) | 0 | 0 | 0.68 | sq ft |  | 0.68
Nonequipment | Roof Insulation | Roof Insulation (built-up roof applicable to flat/low slope roofs) | Code-Compliant Flat Roof | Commercial | New | Healthcare | FL Zone 2 | Square feet | 37% | 15.083 | 14.9482 | 0.13475 | 0.008934 | 20 | 2.7e-06 | 6.08e-05 | 1.22 | RS Means Green Building Cost Data 2014 (Table 7.21.16.20) | 0 | 0 | 1.9 | RS Means Green Building Cost Data 2014 (Table 7.21.16.20) | 0 | 0 | 0.68 | sq ft |  | 0.68
Nonequipment | Roof Insulation | Roof Insulation (built-up roof applicable to flat/low slope roofs) | Code-Compliant Flat Roof | Commercial | New | Hospitals | FL Zone 2 | Square feet | 58% | 81.2975 | 81.1627 | 0.13475 | 0.001658 | 20 | 5.57e-05 | 3.28e-05 | 1.22 | RS Means Green Building Cost Data 2014 (Table 7.21.16.20) | 0 | 0 | 1.9 | RS Means Green Building Cost Data 2014 (Table 7.21.16.20) | 0 | 0 | 0.68 | sq ft |  | 0.68
Nonequipment | Roof Insulation | Roof Insulation (built-up roof applicable to flat/low slope roofs) | Code-Compliant Flat Roof | Commercial | New | Institutional | FL Zone 2 | Square feet | 58% | 56.2721 | 56.1374 | 0.13475 | 0.002395 | 20 | 2.7e-06 | 6.08e-05 | 1.22 | RS Means Green Building Cost Data 2014 (Table 7.21.16.20) | 0 | 0 | 1.9 | RS Means Green Building Cost Data 2014 (Table 7.21.16.20) | 0 | 0 | 0.68 | sq ft |  | 0.68
Nonequipment | Roof Insulation | Roof Insulation (built-up roof applicable to flat/low slope roofs) | Code-Compliant Flat Roof | Commercial | New | Lodging/Hospitality | FL Zone 2 | Square feet | 37% | 34.7257 | 34.591 | 0.13475 | 0.00388 | 20 | 5.57e-05 | 3.28e-05 | 1.22 | RS Means Green Building Cost Data 2014 (Table 7.21.16.20) | 0 | 0 | 1.9 | RS Means Green Building Cost Data 2014 (Table 7.21.16.20) | 0 | 0 | 0.68 | sq ft |  | 0.68
Nonequipment | Roof Insulation | Roof Insulation (built-up roof applicable to flat/low slope roofs) | Code-Compliant Flat Roof | Commercial | New | Miscellaneous | FL Zone 2 | Square feet | 50% | 107.2344 | 107.0997 | 0.13475 | 0.001257 | 20 | 2.7e-06 | 6.08e-05 | 1.22 | RS Means Green Building Cost Data 2014 (Table 7.21.16.20) | 0 | 0 | 1.9 | RS Means Green Building Cost Data 2014 (Table 7.21.16.20) | 0 | 0 | 0.68 | sq ft |  | 0.68
Nonequipment | Roof Insulation | Roof Insulation (built-up roof applicable to flat/low slope roofs) | Code-Compliant Flat Roof | Commercial | New | Offices | FL Zone 2 | Square feet | 37% | 58.1979 | 58.0631 | 0.13475 | 0.002315 | 20 | 2.7e-06 | 6.08e-05 | 1.22 | RS Means Green Building Cost Data 2014 (Table 7.21.16.20) | 0 | 0 | 1.9 | RS Means Green Building Cost Data 2014 (Table 7.21.16.20) | 0 | 0 | 0.68 | sq ft |  | 0.68
Nonequipment | Roof Insulation | Roof Insulation (built-up roof applicable to flat/low slope roofs) | Code-Compliant Flat Roof | Commercial | New | Restaurants | FL Zone 2 | Square feet | 37% | 31.354 | 31.2192 | 0.13475 | 0.004298 | 20 | 2.75e-05 | 6.29e-05 | 1.22 | RS Means Green Building Cost Data 2014 (Table 7.21.16.20) | 0 | 0 | 1.9 | RS Means Green Building Cost Data 2014 (Table 7.21.16.20) | 0 | 0 | 0.68 | sq ft |  | 0.68
Nonequipment | Roof Insulation | Roof Insulation (built-up roof applicable to flat/low slope roofs) | Code-Compliant Flat Roof | Commercial | New | Retail | FL Zone 2 | Square feet | 58% | 5.9824 | 5.8476 | 0.13475 | 0.022525 | 20 | 2.75e-05 | 6.29e-05 | 1.22 | RS Means Green Building Cost Data 2014 (Table 7.21.16.20) | 0 | 0 | 1.9 | RS Means Green Building Cost Data 2014 (Table 7.21.16.20) | 0 | 0 | 0.68 | sq ft |  | 0.68
Nonequipment | Roof Insulation | Roof Insulation (built-up roof applicable to flat/low slope roofs) | Code-Compliant Flat Roof | Commercial | New | Schools K-12 | FL Zone 2 | Square feet | 37% | 5.1058 | 4.971 | 0.13475 | 0.026392 | 20 | 2.7e-06 | 6.08e-05 | 1.22 | RS Means Green Building Cost Data 2014 (Table 7.21.16.20) | 0 | 0 | 1.9 | RS Means Green Building Cost Data 2014 (Table 7.21.16.20) | 0 | 0 | 0.68 | sq ft |  | 0.68
Nonequipment | Roof Insulation | Roof Insulation (built-up roof applicable to flat/low slope roofs) | Code-Compliant Flat Roof | Commercial | New | Warehouse | FL Zone 2 | Square feet | 58% | 1.4026 | 1.2678 | 0.13475 | 0.096076 | 20 | 1.53e-05 | 2.73e-05 | 1.22 | RS Means Green Building Cost Data 2014 (Table 7.21.16.20) | 0 | 0 | 1.9 | RS Means Green Building Cost Data 2014 (Table 7.21.16.20) | 0 | 0 | 0.68 | sq ft |  | 0.68
Nonequipment | Smart Thermostat | Standard Heating and Cooling System with Smart Thermostat | Standard Heating and Cooling System with Manual Thermostat | Commercial | Existing | Assembly | FL Zone 2 | Per End Use Consumption | 31% | 48078.24 | 43270.41 | 4807.824 | 0.1 | 11 | 0.057087 | -0.78999 | 0 | no base cost | 0 | 0 | 169 | https://www.homedepot.com/p/ecobee-3-lite-7-Day-Programmable-Smart-Thermostat-with-Touchscreen-EB-STATE3LT-02/301500584 | 105 | rate at $70/per labor hour, assume 1.5. hours work, reference: https://www.fixr.com/costs/thermostat-installation | 274 | unit | 16 | 4384
Nonequipment | Smart Thermostat | Standard Heating and Cooling System with Smart Thermostat | Standard Heating and Cooling System with Manual Thermostat | Commercial | Existing | College and University | FL Zone 2 | Per End Use Consumption | 45% | 287152.3 | 258437.1 | 28715.23 | 0.1 | 11 | 2.4002 | 0.70909 | 0 | no base cost | 0 | 0 | 169 | https://www.homedepot.com/p/ecobee-3-lite-7-Day-Programmable-Smart-Thermostat-with-Touchscreen-EB-STATE3LT-02/301500584 | 105 | rate at $70/per labor hour, assume 1.5. hours work, reference: https://www.fixr.com/costs/thermostat-installation | 274 | unit | 61 | 16714
Nonequipment | Smart Thermostat | Standard Heating and Cooling System with Smart Thermostat | Standard Heating and Cooling System with Manual Thermostat | Commercial | Existing | Grocery | FL Zone 2 | Per End Use Consumption | 31% | 115753 | 104177.7 | 11575.3 | 0.1 | 11 | 4.2896 | -0.00814 | 0 | no base cost | 0 | 0 | 169 | https://www.homedepot.com/p/ecobee-3-lite-7-Day-Programmable-Smart-Thermostat-with-Touchscreen-EB-STATE3LT-02/301500584 | 105 | rate at $70/per labor hour, assume 1.5. hours work, reference: https://www.fixr.com/costs/thermostat-installation | 274 | unit | 4 | 1096
Nonequipment | Smart Thermostat | Standard Heating and Cooling System with Smart Thermostat | Standard Heating and Cooling System with Manual Thermostat | Commercial | Existing | Healthcare | FL Zone 2 | Per End Use Consumption | 45% | 202047.4 | 181842.6 | 20204.74 | 0.1 | 11 | 0.23991 | -3.3199 | 0 | no base cost | 0 | 0 | 169 | https://www.homedepot.com/p/ecobee-3-lite-7-Day-Programmable-Smart-Thermostat-with-Touchscreen-EB-STATE3LT-02/301500584 | 105 | rate at $70/per labor hour, assume 1.5. hours work, reference: https://www.fixr.com/costs/thermostat-installation | 274 | unit | 17 | 4658
Nonequipment | Smart Thermostat | Standard Heating and Cooling System with Smart Thermostat | Standard Heating and Cooling System with Manual Thermostat | Commercial | Existing | Hospitals | FL Zone 2 | Per End Use Consumption | 31% | 2105302 | 1894772 | 210530.2 | 0.1 | 11 | 17.5975 | 5.1988 | 0 | no base cost | 0 | 0 | 169 | https://www.homedepot.com/p/ecobee-3-lite-7-Day-Programmable-Smart-Thermostat-with-Touchscreen-EB-STATE3LT-02/301500584 | 105 | rate at $70/per labor hour, assume 1.5. hours work, reference: https://www.fixr.com/costs/thermostat-installation | 274 | unit | 168 | 46032
Nonequipment | Smart Thermostat | Standard Heating and Cooling System with Smart Thermostat | Standard Heating and Cooling System with Manual Thermostat | Commercial | Existing | Institutional | FL Zone 2 | Per End Use Consumption | 31% | 233568.9 | 210212 | 23356.89 | 0.1 | 11 | 0.27734 | -3.8379 | 0 | no base cost | 0 | 0 | 169 | https://www.homedepot.com/p/ecobee-3-lite-7-Day-Programmable-Smart-Thermostat-with-Touchscreen-EB-STATE3LT-02/301500584 | 105 | rate at $70/per labor hour, assume 1.5. hours work, reference: https://www.fixr.com/costs/thermostat-installation | 274 | unit | 17 | 4658
Nonequipment | Smart Thermostat | Standard Heating and Cooling System with Smart Thermostat | Standard Heating and Cooling System with Manual Thermostat | Commercial | Existing | Lodging/Hospitality | FL Zone 2 | Per End Use Consumption | 45% | 191602.2 | 172442 | 19160.22 | 0.1 | 11 | -0.61374 | 57.2461 | 0 | no base cost | 0 | 0 | 169 | https://www.homedepot.com/p/ecobee-3-lite-7-Day-Programmable-Smart-Thermostat-with-Touchscreen-EB-STATE3LT-02/301500584 | 105 | rate at $70/per labor hour, assume 1.5. hours work, reference: https://www.fixr.com/costs/thermostat-installation | 274 | unit | 27 | 7398
Nonequipment | Smart Thermostat | Standard Heating and Cooling System with Smart Thermostat | Standard Heating and Cooling System with Manual Thermostat | Commercial | Existing | Miscellaneous | FL Zone 2 | Per End Use Consumption | 22% | 2226772 | 2004095 | 222677.2 | 0.1 | 11 | 2.644 | -36.5889 | 0 | no base cost | 0 | 0 | 169 | https://www.homedepot.com/p/ecobee-3-lite-7-Day-Programmable-Smart-Thermostat-with-Touchscreen-EB-STATE3LT-02/301500584 | 105 | rate at $70/per labor hour, assume 1.5. hours work, reference: https://www.fixr.com/costs/thermostat-installation | 274 | unit | 231 | 63294
Nonequipment | Smart Thermostat | Standard Heating and Cooling System with Smart Thermostat | Standard Heating and Cooling System with Manual Thermostat | Commercial | Existing | Offices | FL Zone 2 | Per End Use Consumption | 45% | 166452.1 | 149806.9 | 16645.21 | 0.1 | 11 | 0.19764 | -2.735 | 0 | no base cost | 0 | 0 | 169 | https://www.homedepot.com/p/ecobee-3-lite-7-Day-Programmable-Smart-Thermostat-with-Touchscreen-EB-STATE3LT-02/301500584 | 105 | rate at $70/per labor hour, assume 1.5. hours work, reference: https://www.fixr.com/costs/thermostat-installation | 274 | unit | 13 | 3562
Nonequipment | Smart Thermostat | Standard Heating and Cooling System with Smart Thermostat | Standard Heating and Cooling System with Manual Thermostat | Commercial | Existing | Restaurants | FL Zone 2 | Per End Use Consumption | 45% | 120615.3 | 108553.8 | 12061.53 | 0.1 | 11 | 4.4698 | -0.00848 | 0 | no base cost | 0 | 0 | 169 | https://www.homedepot.com/p/ecobee-3-lite-7-Day-Programmable-Smart-Thermostat-with-Touchscreen-EB-STATE3LT-02/301500584 | 105 | rate at $70/per labor hour, assume 1.5. hours work, reference: https://www.fixr.com/costs/thermostat-installation | 274 | unit | 5 | 1370
Nonequipment | Smart Thermostat | Standard Heating and Cooling System with Smart Thermostat | Standard Heating and Cooling System with Manual Thermostat | Commercial | Existing | Retail | FL Zone 2 | Per End Use Consumption | 31% | 52681.84 | 47413.66 | 5268.184 | 0.1 | 11 | 1.9523 | -0.0037 | 0 | no base cost | 0 | 0 | 169 | https://www.homedepot.com/p/ecobee-3-lite-7-Day-Programmable-Smart-Thermostat-with-Touchscreen-EB-STATE3LT-02/301500584 | 105 | rate at $70/per labor hour, assume 1.5. hours work, reference: https://www.fixr.com/costs/thermostat-installation | 274 | unit | 10 | 2740
Nonequipment | Smart Thermostat | Standard Heating and Cooling System with Smart Thermostat | Standard Heating and Cooling System with Manual Thermostat | Commercial | Existing | Schools K-12 | FL Zone 2 | Per End Use Consumption | 45% | 196877 | 177189.3 | 19687.7 | 0.1 | 11 | 0.23377 | -3.235 | 0 | no base cost | 0 | 0 | 169 | https://www.homedepot.com/p/ecobee-3-lite-7-Day-Programmable-Smart-Thermostat-with-Touchscreen-EB-STATE3LT-02/301500584 | 105 | rate at $70/per labor hour, assume 1.5. hours work, reference: https://www.fixr.com/costs/thermostat-installation | 274 | unit | 42 | 11508
Nonequipment | Smart Thermostat | Standard Heating and Cooling System with Smart Thermostat | Standard Heating and Cooling System with Manual Thermostat | Commercial | Existing | Warehouse | FL Zone 2 | Per End Use Consumption | 31% | 19557.83 | 17602.05 | 1955.783 | 0.1 | 11 | 0.023223 | -0.32136 | 0 | no base cost | 0 | 0 | 169 | https://www.homedepot.com/p/ecobee-3-lite-7-Day-Programmable-Smart-Thermostat-with-Touchscreen-EB-STATE3LT-02/301500584 | 105 | rate at $70/per labor hour, assume 1.5. hours work, reference: https://www.fixr.com/costs/thermostat-installation | 274 | unit | 13 | 3562
Nonequipment | Smart Thermostat | Standard Heating and Cooling System with Smart Thermostat | Standard Heating and Cooling System with Manual Thermostat | Commercial | New | Assembly | FL Zone 2 | Per End Use Consumption | 31% | 48078.24 | 43270.41 | 4807.824 | 0.1 | 11 | 0.057087 | -0.78999 | 0 | no base cost | 0 | 0 | 169 | https://www.homedepot.com/p/ecobee-3-lite-7-Day-Programmable-Smart-Thermostat-with-Touchscreen-EB-STATE3LT-02/301500584 | 105 | rate at $70/per labor hour, assume 1.5. hours work, reference: https://www.fixr.com/costs/thermostat-installation | 274 | unit | 16 | 4384
Nonequipment | Smart Thermostat | Standard Heating and Cooling System with Smart Thermostat | Standard Heating and Cooling System with Manual Thermostat | Commercial | New | College and University | FL Zone 2 | Per End Use Consumption | 45% | 287152.3 | 258437.1 | 28715.23 | 0.1 | 11 | 2.4002 | 0.70909 | 0 | no base cost | 0 | 0 | 169 | https://www.homedepot.com/p/ecobee-3-lite-7-Day-Programmable-Smart-Thermostat-with-Touchscreen-EB-STATE3LT-02/301500584 | 105 | rate at $70/per labor hour, assume 1.5. hours work, reference: https://www.fixr.com/costs/thermostat-installation | 274 | unit | 61 | 16714
Nonequipment | Smart Thermostat | Standard Heating and Cooling System with Smart Thermostat | Standard Heating and Cooling System with Manual Thermostat | Commercial | New | Grocery | FL Zone 2 | Per End Use Consumption | 31% | 115753 | 104177.7 | 11575.3 | 0.1 | 11 | 4.2896 | -0.00814 | 0 | no base cost | 0 | 0 | 169 | https://www.homedepot.com/p/ecobee-3-lite-7-Day-Programmable-Smart-Thermostat-with-Touchscreen-EB-STATE3LT-02/301500584 | 105 | rate at $70/per labor hour, assume 1.5. hours work, reference: https://www.fixr.com/costs/thermostat-installation | 274 | unit | 4 | 1096
Nonequipment | Smart Thermostat | Standard Heating and Cooling System with Smart Thermostat | Standard Heating and Cooling System with Manual Thermostat | Commercial | New | Healthcare | FL Zone 2 | Per End Use Consumption | 45% | 202047.4 | 181842.6 | 20204.74 | 0.1 | 11 | 0.23991 | -3.3199 | 0 | no base cost | 0 | 0 | 169 | https://www.homedepot.com/p/ecobee-3-lite-7-Day-Programmable-Smart-Thermostat-with-Touchscreen-EB-STATE3LT-02/301500584 | 105 | rate at $70/per labor hour, assume 1.5. hours work, reference: https://www.fixr.com/costs/thermostat-installation | 274 | unit | 17 | 4658
Nonequipment | Smart Thermostat | Standard Heating and Cooling System with Smart Thermostat | Standard Heating and Cooling System with Manual Thermostat | Commercial | New | Hospitals | FL Zone 2 | Per End Use Consumption | 31% | 2105302 | 1894772 | 210530.2 | 0.1 | 11 | 17.5975 | 5.1988 | 0 | no base cost | 0 | 0 | 169 | https://www.homedepot.com/p/ecobee-3-lite-7-Day-Programmable-Smart-Thermostat-with-Touchscreen-EB-STATE3LT-02/301500584 | 105 | rate at $70/per labor hour, assume 1.5. hours work, reference: https://www.fixr.com/costs/thermostat-installation | 274 | unit | 168 | 46032
Nonequipment | Smart Thermostat | Standard Heating and Cooling System with Smart Thermostat | Standard Heating and Cooling System with Manual Thermostat | Commercial | New | Institutional | FL Zone 2 | Per End Use Consumption | 31% | 233568.9 | 210212 | 23356.89 | 0.1 | 11 | 0.27734 | -3.8379 | 0 | no base cost | 0 | 0 | 169 | https://www.homedepot.com/p/ecobee-3-lite-7-Day-Programmable-Smart-Thermostat-with-Touchscreen-EB-STATE3LT-02/301500584 | 105 | rate at $70/per labor hour, assume 1.5. hours work, reference: https://www.fixr.com/costs/thermostat-installation | 274 | unit | 17 | 4658
Nonequipment | Smart Thermostat | Standard Heating and Cooling System with Smart Thermostat | Standard Heating and Cooling System with Manual Thermostat | Commercial | New | Lodging/Hospitality | FL Zone 2 | Per End Use Consumption | 45% | 191602.2 | 172442 | 19160.22 | 0.1 | 11 | -0.61374 | 57.2461 | 0 | no base cost | 0 | 0 | 169 | https://www.homedepot.com/p/ecobee-3-lite-7-Day-Programmable-Smart-Thermostat-with-Touchscreen-EB-STATE3LT-02/301500584 | 105 | rate at $70/per labor hour, assume 1.5. hours work, reference: https://www.fixr.com/costs/thermostat-installation | 274 | unit | 27 | 7398
Nonequipment | Smart Thermostat | Standard Heating and Cooling System with Smart Thermostat | Standard Heating and Cooling System with Manual Thermostat | Commercial | New | Miscellaneous | FL Zone 2 | Per End Use Consumption | 22% | 2226772 | 2004095 | 222677.2 | 0.1 | 11 | 2.644 | -36.5889 | 0 | no base cost | 0 | 0 | 169 | https://www.homedepot.com/p/ecobee-3-lite-7-Day-Programmable-Smart-Thermostat-with-Touchscreen-EB-STATE3LT-02/301500584 | 105 | rate at $70/per labor hour, assume 1.5. hours work, reference: https://www.fixr.com/costs/thermostat-installation | 274 | unit | 231 | 63294
Nonequipment | Smart Thermostat | Standard Heating and Cooling System with Smart Thermostat | Standard Heating and Cooling System with Manual Thermostat | Commercial | New | Offices | FL Zone 2 | Per End Use Consumption | 45% | 166452.1 | 149806.9 | 16645.21 | 0.1 | 11 | 0.19764 | -2.735 | 0 | no base cost | 0 | 0 | 169 | https://www.homedepot.com/p/ecobee-3-lite-7-Day-Programmable-Smart-Thermostat-with-Touchscreen-EB-STATE3LT-02/301500584 | 105 | rate at $70/per labor hour, assume 1.5. hours work, reference: https://www.fixr.com/costs/thermostat-installation | 274 | unit | 13 | 3562
Nonequipment | Smart Thermostat | Standard Heating and Cooling System with Smart Thermostat | Standard Heating and Cooling System with Manual Thermostat | Commercial | New | Restaurants | FL Zone 2 | Per End Use Consumption | 45% | 120615.3 | 108553.8 | 12061.53 | 0.1 | 11 | 4.4698 | -0.00848 | 0 | no base cost | 0 | 0 | 169 | https://www.homedepot.com/p/ecobee-3-lite-7-Day-Programmable-Smart-Thermostat-with-Touchscreen-EB-STATE3LT-02/301500584 | 105 | rate at $70/per labor hour, assume 1.5. hours work, reference: https://www.fixr.com/costs/thermostat-installation | 274 | unit | 5 | 1370
Nonequipment | Smart Thermostat | Standard Heating and Cooling System with Smart Thermostat | Standard Heating and Cooling System with Manual Thermostat | Commercial | New | Retail | FL Zone 2 | Per End Use Consumption | 31% | 52681.84 | 47413.66 | 5268.184 | 0.1 | 11 | 1.9523 | -0.0037 | 0 | no base cost | 0 | 0 | 169 | https://www.homedepot.com/p/ecobee-3-lite-7-Day-Programmable-Smart-Thermostat-with-Touchscreen-EB-STATE3LT-02/301500584 | 105 | rate at $70/per labor hour, assume 1.5. hours work, reference: https://www.fixr.com/costs/thermostat-installation | 274 | unit | 10 | 2740
Nonequipment | Smart Thermostat | Standard Heating and Cooling System with Smart Thermostat | Standard Heating and Cooling System with Manual Thermostat | Commercial | New | Schools K-12 | FL Zone 2 | Per End Use Consumption | 45% | 196877 | 177189.3 | 19687.7 | 0.1 | 11 | 0.23377 | -3.235 | 0 | no base cost | 0 | 0 | 169 | https://www.homedepot.com/p/ecobee-3-lite-7-Day-Programmable-Smart-Thermostat-with-Touchscreen-EB-STATE3LT-02/301500584 | 105 | rate at $70/per labor hour, assume 1.5. hours work, reference: https://www.fixr.com/costs/thermostat-installation | 274 | unit | 42 | 11508
Nonequipment | Smart Thermostat | Standard Heating and Cooling System with Smart Thermostat | Standard Heating and Cooling System with Manual Thermostat | Commercial | New | Warehouse | FL Zone 2 | Per End Use Consumption | 31% | 19557.83 | 17602.05 | 1955.783 | 0.1 | 11 | 0.023223 | -0.32136 | 0 | no base cost | 0 | 0 | 169 | https://www.homedepot.com/p/ecobee-3-lite-7-Day-Programmable-Smart-Thermostat-with-Touchscreen-EB-STATE3LT-02/301500584 | 105 | rate at $70/per labor hour, assume 1.5. hours work, reference: https://www.fixr.com/costs/thermostat-installation | 274 | unit | 13 | 3562
Nonequipment | Thermal Energy Storage | Deploy thermal energy storage technology (ice harvester, etc) to shift load | 0 | Commercial | Existing | Assembly | FL Zone 2 | Per End Use Consumption | 50% | 40558.16 | 41191.94 | -633.779 | -0.01563 | 20 | 3.9872 | 1.1505 | 0 | no base cost | 0 | 0 | 1128.84 | FPL program cost (average program cost per summer kW) | 71.687 | FPL contractor estimate on O&M costs for system | 1200.527 | kW | 3.9872 | 4786.796
Nonequipment | Thermal Energy Storage | Deploy thermal energy storage technology (ice harvester, etc) to shift load | 0 | Commercial | Existing | College and University | FL Zone 2 | Per End Use Consumption | 67% | 242237.9 | 246023.2 | -3785.31 | -0.01563 | 20 | 23.8142 | 6.8715 | 0 | no base cost | 0 | 0 | 1128.84 | FPL program cost (average program cost per summer kW) | 71.687 | FPL contractor estimate on O&M costs for system | 1200.527 | kW | 23.8142 | 28589.64
Nonequipment | Thermal Energy Storage | Deploy thermal energy storage technology (ice harvester, etc) to shift load | 0 | Commercial | Existing | Grocery | FL Zone 2 | Per End Use Consumption | 33% | 97647.71 | 99173.59 | -1525.88 | -0.01563 | 20 | 9.5997 | 2.77 | 0 | no base cost | 0 | 0 | 1128.84 | FPL program cost (average program cost per summer kW) | 71.687 | FPL contractor estimate on O&M costs for system | 1200.527 | kW | 9.5997 | 11524.67
Nonequipment | Thermal Energy Storage | Deploy thermal energy storage technology (ice harvester, etc) to shift load | 0 | Commercial | Existing | Healthcare | FL Zone 2 | Per End Use Consumption | 20% | 170444.5 | 173107.9 | -2663.44 | -0.01563 | 20 | 16.7563 | 4.835 | 0 | no base cost | 0 | 0 | 1128.84 | FPL program cost (average program cost per summer kW) | 71.687 | FPL contractor estimate on O&M costs for system | 1200.527 | kW | 16.7563 | 20116.37
Nonequipment | Thermal Energy Storage | Deploy thermal energy storage technology (ice harvester, etc) to shift load | 0 | Commercial | Existing | Hospitals | FL Zone 2 | Per End Use Consumption | 67% | 1776005 | 1803757 | -27752.6 | -0.01563 | 20 | 174.5978 | 50.3796 | 0 | no base cost | 0 | 0 | 1128.84 | FPL program cost (average program cost per summer kW) | 71.687 | FPL contractor estimate on O&M costs for system | 1200.527 | kW | 174.5978 | 209609.4
Nonequipment | Thermal Energy Storage | Deploy thermal energy storage technology (ice harvester, etc) to shift load | 0 | Commercial | Existing | Institutional | FL Zone 2 | Per End Use Consumption | 33% | 197035.7 | 200114.6 | -3078.96 | -0.01563 | 20 | 19.3704 | 5.5893 | 0 | no base cost | 0 | 0 | 1128.84 | FPL program cost (average program cost per summer kW) | 71.687 | FPL contractor estimate on O&M costs for system | 1200.527 | kW | 19.3704 | 23254.74
Nonequipment | Thermal Energy Storage | Deploy thermal energy storage technology (ice harvester, etc) to shift load | 0 | Commercial | Existing | Lodging/Hospitality | FL Zone 2 | Per End Use Consumption | 33% | 161633.1 | 164158.8 | -2525.75 | -0.01563 | 20 | 15.89 | 4.585 | 0 | no base cost | 0 | 0 | 1128.84 | FPL program cost (average program cost per summer kW) | 71.687 | FPL contractor estimate on O&M costs for system | 1200.527 | kW | 15.89 | 19076.42
Nonequipment | Thermal Energy Storage | Deploy thermal energy storage technology (ice harvester, etc) to shift load | 0 | Commercial | Existing | Miscellaneous | FL Zone 2 | Per End Use Consumption | 50% | 1878476 | 1907830 | -29353.8 | -0.01563 | 20 | 184.6717 | 53.2863 | 0 | no base cost | 0 | 0 | 1128.84 | FPL program cost (average program cost per summer kW) | 71.687 | FPL contractor estimate on O&M costs for system | 1200.527 | kW | 184.6717 | 221703.3
Nonequipment | Thermal Energy Storage | Deploy thermal energy storage technology (ice harvester, etc) to shift load | 0 | Commercial | Existing | Offices | FL Zone 2 | Per End Use Consumption | 33% | 140416.8 | 142611 | -2194.21 | -0.01563 | 20 | 13.8043 | 3.9832 | 0 | no base cost | 0 | 0 | 1128.84 | FPL program cost (average program cost per summer kW) | 71.687 | FPL contractor estimate on O&M costs for system | 1200.527 | kW | 13.8043 | 16572.41
Nonequipment | Thermal Energy Storage | Deploy thermal energy storage technology (ice harvester, etc) to shift load | 0 | Commercial | Existing | Restaurants | FL Zone 2 | Per End Use Consumption | 0% | 101749.5 | 103339.5 | -1589.98 | -0.01563 | 20 | 10.0029 | 2.8863 | 0 | no base cost | 0 | 0 | 1128.84 | FPL program cost (average program cost per summer kW) | 71.687 | FPL contractor estimate on O&M costs for system | 1200.527 | kW | 10.0029 | 12008.78
Nonequipment | Thermal Energy Storage | Deploy thermal energy storage technology (ice harvester, etc) to shift load | 0 | Commercial | Existing | Retail | FL Zone 2 | Per End Use Consumption | 20% | 44441.71 | 45136.17 | -694.465 | -0.01563 | 20 | 4.369 | 1.2607 | 0 | no base cost | 0 | 0 | 1128.84 | FPL program cost (average program cost per summer kW) | 71.687 | FPL contractor estimate on O&M costs for system | 1200.527 | kW | 4.369 | 5245.143
Nonequipment | Thermal Energy Storage | Deploy thermal energy storage technology (ice harvester, etc) to shift load | 0 | Commercial | Existing | Schools K-12 | FL Zone 2 | Per End Use Consumption | 33% | 166082.8 | 168678.1 | -2595.28 | -0.01563 | 20 | 16.3275 | 4.7112 | 0 | no base cost | 0 | 0 | 1128.84 | FPL program cost (average program cost per summer kW) | 71.687 | FPL contractor estimate on O&M costs for system | 1200.527 | kW | 16.3275 | 19601.59
Nonequipment | Thermal Energy Storage | Deploy thermal energy storage technology (ice harvester, etc) to shift load | 0 | Commercial | Existing | Warehouse | FL Zone 2 | Per End Use Consumption | 0% | 16498.73 | 16756.55 | -257.816 | -0.01563 | 20 | 1.622 | 0.46802 | 0 | no base cost | 0 | 0 | 1128.84 | FPL program cost (average program cost per summer kW) | 71.687 | FPL contractor estimate on O&M costs for system | 1200.527 | kW | 1.622 | 1947.23
Nonequipment | Thermal Energy Storage | Deploy thermal energy storage technology (ice harvester, etc) to shift load | 0 | Commercial | New | Assembly | FL Zone 2 | Per End Use Consumption | 50% | 40558.16 | 41191.94 | -633.779 | -0.01563 | 20 | 3.9872 | 1.1505 | 0 | no base cost | 0 | 0 | 1128.84 | FPL program cost (average program cost per summer kW) | 71.687 | FPL contractor estimate on O&M costs for system | 1200.527 | kW | 3.9872 | 4786.796
Nonequipment | Thermal Energy Storage | Deploy thermal energy storage technology (ice harvester, etc) to shift load | 0 | Commercial | New | College and University | FL Zone 2 | Per End Use Consumption | 67% | 242237.9 | 246023.2 | -3785.31 | -0.01563 | 20 | 23.8142 | 6.8715 | 0 | no base cost | 0 | 0 | 1128.84 | FPL program cost (average program cost per summer kW) | 71.687 | FPL contractor estimate on O&M costs for system | 1200.527 | kW | 23.8142 | 28589.64
Nonequipment | Thermal Energy Storage | Deploy thermal energy storage technology (ice harvester, etc) to shift load | 0 | Commercial | New | Grocery | FL Zone 2 | Per End Use Consumption | 33% | 97647.71 | 99173.59 | -1525.88 | -0.01563 | 20 | 9.5997 | 2.77 | 0 | no base cost | 0 | 0 | 1128.84 | FPL program cost (average program cost per summer kW) | 71.687 | FPL contractor estimate on O&M costs for system | 1200.527 | kW | 9.5997 | 11524.67
Nonequipment | Thermal Energy Storage | Deploy thermal energy storage technology (ice harvester, etc) to shift load | 0 | Commercial | New | Healthcare | FL Zone 2 | Per End Use Consumption | 20% | 170444.5 | 173107.9 | -2663.44 | -0.01563 | 20 | 16.7563 | 4.835 | 0 | no base cost | 0 | 0 | 1128.84 | FPL program cost (average program cost per summer kW) | 71.687 | FPL contractor estimate on O&M costs for system | 1200.527 | kW | 16.7563 | 20116.37
Nonequipment | Thermal Energy Storage | Deploy thermal energy storage technology (ice harvester, etc) to shift load | 0 | Commercial | New | Hospitals | FL Zone 2 | Per End Use Consumption | 67% | 1776005 | 1803757 | -27752.6 | -0.01563 | 20 | 174.5978 | 50.3796 | 0 | no base cost | 0 | 0 | 1128.84 | FPL program cost (average program cost per summer kW) | 71.687 | FPL contractor estimate on O&M costs for system | 1200.527 | kW | 174.5978 | 209609.4
Nonequipment | Thermal Energy Storage | Deploy thermal energy storage technology (ice harvester, etc) to shift load | 0 | Commercial | New | Institutional | FL Zone 2 | Per End Use Consumption | 33% | 197035.7 | 200114.6 | -3078.96 | -0.01563 | 20 | 19.3704 | 5.5893 | 0 | no base cost | 0 | 0 | 1128.84 | FPL program cost (average program cost per summer kW) | 71.687 | FPL contractor estimate on O&M costs for system | 1200.527 | kW | 19.3704 | 23254.74
Nonequipment | Thermal Energy Storage | Deploy thermal energy storage technology (ice harvester, etc) to shift load | 0 | Commercial | New | Lodging/Hospitality | FL Zone 2 | Per End Use Consumption | 33% | 161633.1 | 164158.8 | -2525.75 | -0.01563 | 20 | 15.89 | 4.585 | 0 | no base cost | 0 | 0 | 1128.84 | FPL program cost (average program cost per summer kW) | 71.687 | FPL contractor estimate on O&M costs for system | 1200.527 | kW | 15.89 | 19076.42
Nonequipment | Thermal Energy Storage | Deploy thermal energy storage technology (ice harvester, etc) to shift load | 0 | Commercial | New | Miscellaneous | FL Zone 2 | Per End Use Consumption | 50% | 1878476 | 1907830 | -29353.8 | -0.01563 | 20 | 184.6717 | 53.2863 | 0 | no base cost | 0 | 0 | 1128.84 | FPL program cost (average program cost per summer kW) | 71.687 | FPL contractor estimate on O&M costs for system | 1200.527 | kW | 184.6717 | 221703.3
Nonequipment | Thermal Energy Storage | Deploy thermal energy storage technology (ice harvester, etc) to shift load | 0 | Commercial | New | Offices | FL Zone 2 | Per End Use Consumption | 33% | 140416.8 | 142611 | -2194.21 | -0.01563 | 20 | 13.8043 | 3.9832 | 0 | no base cost | 0 | 0 | 1128.84 | FPL program cost (average program cost per summer kW) | 71.687 | FPL contractor estimate on O&M costs for system | 1200.527 | kW | 13.8043 | 16572.41
Nonequipment | Thermal Energy Storage | Deploy thermal energy storage technology (ice harvester, etc) to shift load | 0 | Commercial | New | Restaurants | FL Zone 2 | Per End Use Consumption | 0% | 101749.5 | 103339.5 | -1589.98 | -0.01563 | 20 | 10.0029 | 2.8863 | 0 | no base cost | 0 | 0 | 1128.84 | FPL program cost (average program cost per summer kW) | 71.687 | FPL contractor estimate on O&M costs for system | 1200.527 | kW | 10.0029 | 12008.78
Nonequipment | Thermal Energy Storage | Deploy thermal energy storage technology (ice harvester, etc) to shift load | 0 | Commercial | New | Retail | FL Zone 2 | Per End Use Consumption | 20% | 44441.71 | 45136.17 | -694.465 | -0.01563 | 20 | 4.369 | 1.2607 | 0 | no base cost | 0 | 0 | 1128.84 | FPL program cost (average program cost per summer kW) | 71.687 | FPL contractor estimate on O&M costs for system | 1200.527 | kW | 4.369 | 5245.143
Nonequipment | Thermal Energy Storage | Deploy thermal energy storage technology (ice harvester, etc) to shift load | 0 | Commercial | New | Schools K-12 | FL Zone 2 | Per End Use Consumption | 33% | 166082.8 | 168678.1 | -2595.28 | -0.01563 | 20 | 16.3275 | 4.7112 | 0 | no base cost | 0 | 0 | 1128.84 | FPL program cost (average program cost per summer kW) | 71.687 | FPL contractor estimate on O&M costs for system | 1200.527 | kW | 16.3275 | 19601.59
Nonequipment | Thermal Energy Storage | Deploy thermal energy storage technology (ice harvester, etc) to shift load | 0 | Commercial | New | Warehouse | FL Zone 2 | Per End Use Consumption | 0% | 16498.73 | 16756.55 | -257.816 | -0.01563 | 20 | 1.622 | 0.46802 | 0 | no base cost | 0 | 0 | 1128.84 | FPL program cost (average program cost per summer kW) | 71.687 | FPL contractor estimate on O&M costs for system | 1200.527 | kW | 1.622 | 1947.23
Nonequipment | Wall Insulation | Increased Exterior Above-Grade Wall Insulation (R-See Table Below) | Market Average Existing Exterior Above-Grade Wall Insulation | Commercial | Existing | Assembly | FL Zone 2 | Per Square Foot | 0% | 12.0311 | 10.0795 | 1.9515 | 0.16221 | 20 | 3.91e-05 | 0.00088 | 0 | no base cost | 0 | 0 | 0.4058 | rate at $0.4058/sq.ft, reference: https://www.homewyse.com/costs/cost_of_wall_insulation.html | 0.5361 | rate at $53.61/per labor hour and 0.01 hr/sq.ft, referenrce: https://www.homewyse.com/costs/cost_of_wall_insulation.html | 0.9419 | sq ft |  | 0.9419
Nonequipment | Wall Insulation | Increased Exterior Above-Grade Wall Insulation (R-See Table Below) | Market Average Existing Exterior Above-Grade Wall Insulation | Commercial | Existing | College and University | FL Zone 2 | Per Square Foot | 0% | 18.8018 | 16.9064 | 1.8954 | 0.10081 | 20 | 0.000784 | 0.000462 | 0 | no base cost | 0 | 0 | 0.4058 | rate at $0.4058/sq.ft, reference: https://www.homewyse.com/costs/cost_of_wall_insulation.html | 0.5361 | rate at $53.61/per labor hour and 0.01 hr/sq.ft, referenrce: https://www.homewyse.com/costs/cost_of_wall_insulation.html | 0.9419 | sq ft |  | 0.9419
Nonequipment | Wall Insulation | Increased Exterior Above-Grade Wall Insulation (R-See Table Below) | Market Average Existing Exterior Above-Grade Wall Insulation | Commercial | Existing | Grocery | FL Zone 2 | Per Square Foot | 0% | 70.4368 | 68.5137 | 1.9231 | 0.027303 | 20 | 0.000392 | 0.000898 | 0 | no base cost | 0 | 0 | 0.4058 | rate at $0.4058/sq.ft, reference: https://www.homewyse.com/costs/cost_of_wall_insulation.html | 0.5361 | rate at $53.61/per labor hour and 0.01 hr/sq.ft, referenrce: https://www.homewyse.com/costs/cost_of_wall_insulation.html | 0.9419 | sq ft |  | 0.9419
Nonequipment | Wall Insulation | Increased Exterior Above-Grade Wall Insulation (R-See Table Below) | Market Average Existing Exterior Above-Grade Wall Insulation | Commercial | Existing | Healthcare | FL Zone 2 | Per Square Foot | 27% | 49.9992 | 48.1308 | 1.8684 | 0.037369 | 20 | 3.74e-05 | 0.000843 | 0 | no base cost | 0 | 0 | 0.4058 | rate at $0.4058/sq.ft, reference: https://www.homewyse.com/costs/cost_of_wall_insulation.html | 0.5361 | rate at $53.61/per labor hour and 0.01 hr/sq.ft, referenrce: https://www.homewyse.com/costs/cost_of_wall_insulation.html | 0.9419 | sq ft |  | 0.9419
Nonequipment | Wall Insulation | Increased Exterior Above-Grade Wall Insulation (R-See Table Below) | Market Average Existing Exterior Above-Grade Wall Insulation | Commercial | Existing | Hospitals | FL Zone 2 | Per Square Foot | 0% | 29.9435 | 28.0204 | 1.9231 | 0.064225 | 20 | 0.000795 | 0.000468 | 0 | no base cost | 0 | 0 | 0.4058 | rate at $0.4058/sq.ft, reference: https://www.homewyse.com/costs/cost_of_wall_insulation.html | 0.5361 | rate at $53.61/per labor hour and 0.01 hr/sq.ft, referenrce: https://www.homewyse.com/costs/cost_of_wall_insulation.html | 0.9419 | sq ft |  | 0.9419
Nonequipment | Wall Insulation | Increased Exterior Above-Grade Wall Insulation (R-See Table Below) | Market Average Existing Exterior Above-Grade Wall Insulation | Commercial | Existing | Institutional | FL Zone 2 | Per Square Foot | 0% | 17.25 | 15.3546 | 1.8954 | 0.10988 | 20 | 3.79e-05 | 0.000855 | 0 | no base cost | 0 | 0 | 0.4058 | rate at $0.4058/sq.ft, reference: https://www.homewyse.com/costs/cost_of_wall_insulation.html | 0.5361 | rate at $53.61/per labor hour and 0.01 hr/sq.ft, referenrce: https://www.homewyse.com/costs/cost_of_wall_insulation.html | 0.9419 | sq ft |  | 0.9419
Nonequipment | Wall Insulation | Increased Exterior Above-Grade Wall Insulation (R-See Table Below) | Market Average Existing Exterior Above-Grade Wall Insulation | Commercial | Existing | Lodging/Hospitality | FL Zone 2 | Per Square Foot | 0% | 8.9677 | 7.0723 | 1.8954 | 0.21136 | 20 | 0.000784 | 0.000462 | 0 | no base cost | 0 | 0 | 0.4058 | rate at $0.4058/sq.ft, reference: https://www.homewyse.com/costs/cost_of_wall_insulation.html | 0.5361 | rate at $53.61/per labor hour and 0.01 hr/sq.ft, referenrce: https://www.homewyse.com/costs/cost_of_wall_insulation.html | 0.9419 | sq ft |  | 0.9419
Nonequipment | Wall Insulation | Increased Exterior Above-Grade Wall Insulation (R-See Table Below) | Market Average Existing Exterior Above-Grade Wall Insulation | Commercial | Existing | Miscellaneous | FL Zone 2 | Per Square Foot | 0% | 453.9659 | 452.0428 | 1.9231 | 0.004236 | 20 | 3.85e-05 | 0.000867 | 0 | no base cost | 0 | 0 | 0.4058 | rate at $0.4058/sq.ft, reference: https://www.homewyse.com/costs/cost_of_wall_insulation.html | 0.5361 | rate at $53.61/per labor hour and 0.01 hr/sq.ft, referenrce: https://www.homewyse.com/costs/cost_of_wall_insulation.html | 0.9419 | sq ft |  | 0.9419
Nonequipment | Wall Insulation | Increased Exterior Above-Grade Wall Insulation (R-See Table Below) | Market Average Existing Exterior Above-Grade Wall Insulation | Commercial | Existing | Offices | FL Zone 2 | Per Square Foot | 17% | 12.327 | 10.4039 | 1.9231 | 0.15601 | 20 | 3.85e-05 | 0.000867 | 0 | no base cost | 0 | 0 | 0.4058 | rate at $0.4058/sq.ft, reference: https://www.homewyse.com/costs/cost_of_wall_insulation.html | 0.5361 | rate at $53.61/per labor hour and 0.01 hr/sq.ft, referenrce: https://www.homewyse.com/costs/cost_of_wall_insulation.html | 0.9419 | sq ft |  | 0.9419
Nonequipment | Wall Insulation | Increased Exterior Above-Grade Wall Insulation (R-See Table Below) | Market Average Existing Exterior Above-Grade Wall Insulation | Commercial | Existing | Restaurants | FL Zone 2 | Per Square Foot | 0% | 67.57 | 65.6184 | 1.9515 | 0.028882 | 20 | 0.000398 | 0.000911 | 0 | no base cost | 0 | 0 | 0.4058 | rate at $0.4058/sq.ft, reference: https://www.homewyse.com/costs/cost_of_wall_insulation.html | 0.5361 | rate at $53.61/per labor hour and 0.01 hr/sq.ft, referenrce: https://www.homewyse.com/costs/cost_of_wall_insulation.html | 0.9419 | sq ft |  | 0.9419
Nonequipment | Wall Insulation | Increased Exterior Above-Grade Wall Insulation (R-See Table Below) | Market Average Existing Exterior Above-Grade Wall Insulation | Commercial | Existing | Retail | FL Zone 2 | Per Square Foot | 16% | 19.9803 | 18.0571 | 1.9231 | 0.096251 | 20 | 0.000392 | 0.000898 | 0 | no base cost | 0 | 0 | 0.4058 | rate at $0.4058/sq.ft, reference: https://www.homewyse.com/costs/cost_of_wall_insulation.html | 0.5361 | rate at $53.61/per labor hour and 0.01 hr/sq.ft, referenrce: https://www.homewyse.com/costs/cost_of_wall_insulation.html | 0.9419 | sq ft |  | 0.9419
Nonequipment | Wall Insulation | Increased Exterior Above-Grade Wall Insulation (R-See Table Below) | Market Average Existing Exterior Above-Grade Wall Insulation | Commercial | Existing | Schools K-12 | FL Zone 2 | Per Square Foot | 0% | 33.6952 | 31.7145 | 1.9807 | 0.058783 | 20 | 3.96e-05 | 0.000893 | 0 | no base cost | 0 | 0 | 0.4058 | rate at $0.4058/sq.ft, reference: https://www.homewyse.com/costs/cost_of_wall_insulation.html | 0.5361 | rate at $53.61/per labor hour and 0.01 hr/sq.ft, referenrce: https://www.homewyse.com/costs/cost_of_wall_insulation.html | 0.9419 | sq ft |  | 0.9419
Nonequipment | Wall Insulation | Increased Exterior Above-Grade Wall Insulation (R-See Table Below) | Market Average Existing Exterior Above-Grade Wall Insulation | Commercial | Existing | Warehouse | FL Zone 2 | Per Square Foot | 0% | 7.0624 | 5.1108 | 1.9515 | 0.27633 | 20 | 0.000221 | 0.000395 | 0 | no base cost | 0 | 0 | 0.4058 | rate at $0.4058/sq.ft, reference: https://www.homewyse.com/costs/cost_of_wall_insulation.html | 0.5361 | rate at $53.61/per labor hour and 0.01 hr/sq.ft, referenrce: https://www.homewyse.com/costs/cost_of_wall_insulation.html | 0.9419 | sq ft |  | 0.9419
Nonequipment | Wall Insulation | Increased Exterior Above-Grade Wall Insulation (R-See Table Below) | Code-Compliant Exterior Above-Grade Wall Insulation | Commercial | New | Assembly | FL Zone 2 | Per Square Foot | 0% | 12.0311 | 12.0311 | 0 | 0 | 20 | 0 | 0 | 0 | no base cost | 0 | 0 | 0.4058 | rate at $0.4058/sq.ft, reference: https://www.homewyse.com/costs/cost_of_wall_insulation.html | 0.5361 | rate at $53.61/per labor hour and 0.01 hr/sq.ft, referenrce: https://www.homewyse.com/costs/cost_of_wall_insulation.html | 0.9419 | sq ft |  | 0.9419
Nonequipment | Wall Insulation | Increased Exterior Above-Grade Wall Insulation (R-See Table Below) | Code-Compliant Exterior Above-Grade Wall Insulation | Commercial | New | College and University | FL Zone 2 | Per Square Foot | 0% | 18.8018 | 18.8018 | 0 | 0 | 20 | 0 | 0 | 0 | no base cost | 0 | 0 | 0.4058 | rate at $0.4058/sq.ft, reference: https://www.homewyse.com/costs/cost_of_wall_insulation.html | 0.5361 | rate at $53.61/per labor hour and 0.01 hr/sq.ft, referenrce: https://www.homewyse.com/costs/cost_of_wall_insulation.html | 0.9419 | sq ft |  | 0.9419
Nonequipment | Wall Insulation | Increased Exterior Above-Grade Wall Insulation (R-See Table Below) | Code-Compliant Exterior Above-Grade Wall Insulation | Commercial | New | Grocery | FL Zone 2 | Per Square Foot | 0% | 70.4368 | 70.4368 | 0 | 0 | 20 | 0 | 0 | 0 | no base cost | 0 | 0 | 0.4058 | rate at $0.4058/sq.ft, reference: https://www.homewyse.com/costs/cost_of_wall_insulation.html | 0.5361 | rate at $53.61/per labor hour and 0.01 hr/sq.ft, referenrce: https://www.homewyse.com/costs/cost_of_wall_insulation.html | 0.9419 | sq ft |  | 0.9419
Nonequipment | Wall Insulation | Increased Exterior Above-Grade Wall Insulation (R-See Table Below) | Code-Compliant Exterior Above-Grade Wall Insulation | Commercial | New | Healthcare | FL Zone 2 | Per Square Foot | 57% | 49.9992 | 49.9992 | 0 | 0 | 20 | 0 | 0 | 0 | no base cost | 0 | 0 | 0.4058 | rate at $0.4058/sq.ft, reference: https://www.homewyse.com/costs/cost_of_wall_insulation.html | 0.5361 | rate at $53.61/per labor hour and 0.01 hr/sq.ft, referenrce: https://www.homewyse.com/costs/cost_of_wall_insulation.html | 0.9419 | sq ft |  | 0.9419
Nonequipment | Wall Insulation | Increased Exterior Above-Grade Wall Insulation (R-See Table Below) | Code-Compliant Exterior Above-Grade Wall Insulation | Commercial | New | Hospitals | FL Zone 2 | Per Square Foot | 0% | 29.9435 | 29.9435 | 0 | 0 | 20 | 0 | 0 | 0 | no base cost | 0 | 0 | 0.4058 | rate at $0.4058/sq.ft, reference: https://www.homewyse.com/costs/cost_of_wall_insulation.html | 0.5361 | rate at $53.61/per labor hour and 0.01 hr/sq.ft, referenrce: https://www.homewyse.com/costs/cost_of_wall_insulation.html | 0.9419 | sq ft |  | 0.9419
Nonequipment | Wall Insulation | Increased Exterior Above-Grade Wall Insulation (R-See Table Below) | Code-Compliant Exterior Above-Grade Wall Insulation | Commercial | New | Institutional | FL Zone 2 | Per Square Foot | 0% | 17.25 | 17.25 | 0 | 0 | 20 | 0 | 0 | 0 | no base cost | 0 | 0 | 0.4058 | rate at $0.4058/sq.ft, reference: https://www.homewyse.com/costs/cost_of_wall_insulation.html | 0.5361 | rate at $53.61/per labor hour and 0.01 hr/sq.ft, referenrce: https://www.homewyse.com/costs/cost_of_wall_insulation.html | 0.9419 | sq ft |  | 0.9419
Nonequipment | Wall Insulation | Increased Exterior Above-Grade Wall Insulation (R-See Table Below) | Code-Compliant Exterior Above-Grade Wall Insulation | Commercial | New | Lodging/Hospitality | FL Zone 2 | Per Square Foot | 0% | 8.9677 | 8.9677 | 0 | 0 | 20 | 0 | 0 | 0 | no base cost | 0 | 0 | 0.4058 | rate at $0.4058/sq.ft, reference: https://www.homewyse.com/costs/cost_of_wall_insulation.html | 0.5361 | rate at $53.61/per labor hour and 0.01 hr/sq.ft, referenrce: https://www.homewyse.com/costs/cost_of_wall_insulation.html | 0.9419 | sq ft |  | 0.9419
Nonequipment | Wall Insulation | Increased Exterior Above-Grade Wall Insulation (R-See Table Below) | Code-Compliant Exterior Above-Grade Wall Insulation | Commercial | New | Miscellaneous | FL Zone 2 | Per Square Foot | 0% | 453.9659 | 453.9659 | 0 | 0 | 20 | 0 | 0 | 0 | no base cost | 0 | 0 | 0.4058 | rate at $0.4058/sq.ft, reference: https://www.homewyse.com/costs/cost_of_wall_insulation.html | 0.5361 | rate at $53.61/per labor hour and 0.01 hr/sq.ft, referenrce: https://www.homewyse.com/costs/cost_of_wall_insulation.html | 0.9419 | sq ft |  | 0.9419
Nonequipment | Wall Insulation | Increased Exterior Above-Grade Wall Insulation (R-See Table Below) | Code-Compliant Exterior Above-Grade Wall Insulation | Commercial | New | Offices | FL Zone 2 | Per Square Foot | 43% | 12.327 | 12.327 | 0 | 0 | 20 | 0 | 0 | 0 | no base cost | 0 | 0 | 0.4058 | rate at $0.4058/sq.ft, reference: https://www.homewyse.com/costs/cost_of_wall_insulation.html | 0.5361 | rate at $53.61/per labor hour and 0.01 hr/sq.ft, referenrce: https://www.homewyse.com/costs/cost_of_wall_insulation.html | 0.9419 | sq ft |  | 0.9419
Nonequipment | Wall Insulation | Increased Exterior Above-Grade Wall Insulation (R-See Table Below) | Code-Compliant Exterior Above-Grade Wall Insulation | Commercial | New | Restaurants | FL Zone 2 | Per Square Foot | 0% | 67.57 | 67.57 | 0 | 0 | 20 | 0 | 0 | 0 | no base cost | 0 | 0 | 0.4058 | rate at $0.4058/sq.ft, reference: https://www.homewyse.com/costs/cost_of_wall_insulation.html | 0.5361 | rate at $53.61/per labor hour and 0.01 hr/sq.ft, referenrce: https://www.homewyse.com/costs/cost_of_wall_insulation.html | 0.9419 | sq ft |  | 0.9419
Nonequipment | Wall Insulation | Increased Exterior Above-Grade Wall Insulation (R-See Table Below) | Code-Compliant Exterior Above-Grade Wall Insulation | Commercial | New | Retail | FL Zone 2 | Per Square Foot | 40% | 19.9803 | 19.9803 | 0 | 0 | 20 | 0 | 0 | 0 | no base cost | 0 | 0 | 0.4058 | rate at $0.4058/sq.ft, reference: https://www.homewyse.com/costs/cost_of_wall_insulation.html | 0.5361 | rate at $53.61/per labor hour and 0.01 hr/sq.ft, referenrce: https://www.homewyse.com/costs/cost_of_wall_insulation.html | 0.9419 | sq ft |  | 0.9419
Nonequipment | Wall Insulation | Increased Exterior Above-Grade Wall Insulation (R-See Table Below) | Code-Compliant Exterior Above-Grade Wall Insulation | Commercial | New | Schools K-12 | FL Zone 2 | Per Square Foot | 0% | 33.6952 | 33.6952 | 0 | 0 | 20 | 0 | 0 | 0 | no base cost | 0 | 0 | 0.4058 | rate at $0.4058/sq.ft, reference: https://www.homewyse.com/costs/cost_of_wall_insulation.html | 0.5361 | rate at $53.61/per labor hour and 0.01 hr/sq.ft, referenrce: https://www.homewyse.com/costs/cost_of_wall_insulation.html | 0.9419 | sq ft |  | 0.9419
Nonequipment | Wall Insulation | Increased Exterior Above-Grade Wall Insulation (R-See Table Below) | Code-Compliant Exterior Above-Grade Wall Insulation | Commercial | New | Warehouse | FL Zone 2 | Per Square Foot | 0% | 7.0624 | 7.0624 | 0 | 0 | 20 | 0 | 0 | 0 | no base cost | 0 | 0 | 0.4058 | rate at $0.4058/sq.ft, reference: https://www.homewyse.com/costs/cost_of_wall_insulation.html | 0.5361 | rate at $53.61/per labor hour and 0.01 hr/sq.ft, referenrce: https://www.homewyse.com/costs/cost_of_wall_insulation.html | 0.9419 | sq ft |  | 0.9419
Nonequipment | Warehouse Loading Dock Seals | Warehouse Loading Dock Seals | 0 | Commercial | Existing | Assembly | FL Zone 2 | Square feet | 0% | 3.7877 | 3.716 | 0.071633 | 0.018912 | 18 | 8.13e-06 | 1.45e-05 | 0 | no base cost | 0 | 0 | 0.2857 | Cost: Minnesota 2016 Statewide TRM, assume 1 dock per 10,000 sq ft facility space: http://courses.washington.edu/cee320ag/warehousing/WarehouseClassification.pdf | 0 | 0 | 0.2857 | facility sq ft |  | 0.2857
Nonequipment | Warehouse Loading Dock Seals | Warehouse Loading Dock Seals | 0 | Commercial | Existing | College and University | FL Zone 2 | Square feet | 0% | 11.0507 | 11.0157 | 0.034992 | 0.003166 | 18 | 3.97e-06 | 7.08e-06 | 0 | no base cost | 0 | 0 | 0.2857 | Cost: Minnesota 2016 Statewide TRM, assume 1 dock per 10,000 sq ft facility space: http://courses.washington.edu/cee320ag/warehousing/WarehouseClassification.pdf | 0 | 0 | 0.2857 | facility sq ft |  | 0.2857
Nonequipment | Warehouse Loading Dock Seals | Warehouse Loading Dock Seals | 0 | Commercial | Existing | Grocery | FL Zone 2 | Square feet | 0% | 31.0105 | 30.7669 | 0.24359 | 0.007855 | 18 | 2.76e-05 | 4.93e-05 | 0 | no base cost | 0 | 0 | 0.2857 | Cost: Minnesota 2016 Statewide TRM, assume 1 dock per 10,000 sq ft facility space: http://courses.washington.edu/cee320ag/warehousing/WarehouseClassification.pdf | 0 | 0 | 0.2857 | facility sq ft |  | 0.2857
Nonequipment | Warehouse Loading Dock Seals | Warehouse Loading Dock Seals | 0 | Commercial | Existing | Healthcare | FL Zone 2 | Square feet | 0% | 15.083 | 15.0151 | 0.067877 | 0.0045 | 18 | 7.7e-06 | 1.37e-05 | 0 | no base cost | 0 | 0 | 0.2857 | Cost: Minnesota 2016 Statewide TRM, assume 1 dock per 10,000 sq ft facility space: http://courses.washington.edu/cee320ag/warehousing/WarehouseClassification.pdf | 0 | 0 | 0.2857 | facility sq ft |  | 0.2857
Nonequipment | Warehouse Loading Dock Seals | Warehouse Loading Dock Seals | 0 | Commercial | Existing | Hospitals | FL Zone 2 | Square feet | 0% | 81.2975 | 81.2624 | 0.035112 | 0.000432 | 18 | 3.98e-06 | 7.11e-06 | 0 | no base cost | 0 | 0 | 0.2857 | Cost: Minnesota 2016 Statewide TRM, assume 1 dock per 10,000 sq ft facility space: http://courses.washington.edu/cee320ag/warehousing/WarehouseClassification.pdf | 0 | 0 | 0.2857 | facility sq ft |  | 0.2857
Nonequipment | Warehouse Loading Dock Seals | Warehouse Loading Dock Seals | 0 | Commercial | Existing | Institutional | FL Zone 2 | Square feet | 0% | 56.2721 | 56.0531 | 0.21906 | 0.003893 | 18 | 2.49e-05 | 4.44e-05 | 0 | no base cost | 0 | 0 | 0.2857 | Cost: Minnesota 2016 Statewide TRM, assume 1 dock per 10,000 sq ft facility space: http://courses.washington.edu/cee320ag/warehousing/WarehouseClassification.pdf | 0 | 0 | 0.2857 | facility sq ft |  | 0.2857
Nonequipment | Warehouse Loading Dock Seals | Warehouse Loading Dock Seals | 0 | Commercial | Existing | Lodging/Hospitality | FL Zone 2 | Square feet | 0% | 34.7257 | 34.5609 | 0.16479 | 0.004746 | 18 | 1.87e-05 | 3.34e-05 | 0 | no base cost | 0 | 0 | 0.2857 | Cost: Minnesota 2016 Statewide TRM, assume 1 dock per 10,000 sq ft facility space: http://courses.washington.edu/cee320ag/warehousing/WarehouseClassification.pdf | 0 | 0 | 0.2857 | facility sq ft |  | 0.2857
Nonequipment | Warehouse Loading Dock Seals | Warehouse Loading Dock Seals | 0 | Commercial | Existing | Miscellaneous | FL Zone 2 | Square feet | 0% | 107.2344 | 107.1906 | 0.043787 | 0.000408 | 18 | 4.97e-06 | 8.87e-06 | 0 | no base cost | 0 | 0 | 0.2857 | Cost: Minnesota 2016 Statewide TRM, assume 1 dock per 10,000 sq ft facility space: http://courses.washington.edu/cee320ag/warehousing/WarehouseClassification.pdf | 0 | 0 | 0.2857 | facility sq ft |  | 0.2857
Nonequipment | Warehouse Loading Dock Seals | Warehouse Loading Dock Seals | 0 | Commercial | Existing | Offices | FL Zone 2 | Square feet | 0% | 58.1979 | 57.88 | 0.31791 | 0.005463 | 18 | 3.61e-05 | 6.44e-05 | 0 | no base cost | 0 | 0 | 0.2857 | Cost: Minnesota 2016 Statewide TRM, assume 1 dock per 10,000 sq ft facility space: http://courses.washington.edu/cee320ag/warehousing/WarehouseClassification.pdf | 0 | 0 | 0.2857 | facility sq ft |  | 0.2857
Nonequipment | Warehouse Loading Dock Seals | Warehouse Loading Dock Seals | 0 | Commercial | Existing | Restaurants | FL Zone 2 | Square feet | 0% | 31.354 | 31.1176 | 0.23636 | 0.007539 | 18 | 2.68e-05 | 4.79e-05 | 0 | no base cost | 0 | 0 | 0.2857 | Cost: Minnesota 2016 Statewide TRM, assume 1 dock per 10,000 sq ft facility space: http://courses.washington.edu/cee320ag/warehousing/WarehouseClassification.pdf | 0 | 0 | 0.2857 | facility sq ft |  | 0.2857
Nonequipment | Warehouse Loading Dock Seals | Warehouse Loading Dock Seals | 0 | Commercial | Existing | Retail | FL Zone 2 | Square feet | 0% | 5.9824 | 5.8791 | 0.10325 | 0.01726 | 18 | 1.17e-05 | 2.09e-05 | 0 | no base cost | 0 | 0 | 0.2857 | Cost: Minnesota 2016 Statewide TRM, assume 1 dock per 10,000 sq ft facility space: http://courses.washington.edu/cee320ag/warehousing/WarehouseClassification.pdf | 0 | 0 | 0.2857 | facility sq ft |  | 0.2857
Nonequipment | Warehouse Loading Dock Seals | Warehouse Loading Dock Seals | 0 | Commercial | Existing | Schools K-12 | FL Zone 2 | Square feet | 0% | 5.1058 | 5.0822 | 0.023581 | 0.004618 | 18 | 2.68e-06 | 4.77e-06 | 0 | no base cost | 0 | 0 | 0.2857 | Cost: Minnesota 2016 Statewide TRM, assume 1 dock per 10,000 sq ft facility space: http://courses.washington.edu/cee320ag/warehousing/WarehouseClassification.pdf | 0 | 0 | 0.2857 | facility sq ft |  | 0.2857
Nonequipment | Warehouse Loading Dock Seals | Warehouse Loading Dock Seals | 0 | Commercial | Existing | Warehouse | FL Zone 2 | Square feet | 25% | 1.4026 | 1.3374 | 0.065206 | 0.046491 | 18 | 7.4e-06 | 1.32e-05 | 0 | no base cost | 0 | 0 | 0.2857 | Cost: Minnesota 2016 Statewide TRM, assume 1 dock per 10,000 sq ft facility space: http://courses.washington.edu/cee320ag/warehousing/WarehouseClassification.pdf | 0 | 0 | 0.2857 | facility sq ft |  | 0.2857
Nonequipment | Warehouse Loading Dock Seals | Warehouse Loading Dock Seals | 0 | Commercial | New | Assembly | FL Zone 2 | Square feet | 0% | 3.7877 | 3.7189 | 0.06879 | 0.018162 | 18 | 7.81e-06 | 1.39e-05 | 0 | no base cost | 0 | 0 | 0.2857 | Cost: Minnesota 2016 Statewide TRM, assume 1 dock per 10,000 sq ft facility space: http://courses.washington.edu/cee320ag/warehousing/WarehouseClassification.pdf | 0 | 0 | 0.2857 | facility sq ft |  | 0.2857
Nonequipment | Warehouse Loading Dock Seals | Warehouse Loading Dock Seals | 0 | Commercial | New | College and University | FL Zone 2 | Square feet | 0% | 11.0507 | 11.017 | 0.033603 | 0.003041 | 18 | 3.81e-06 | 6.8e-06 | 0 | no base cost | 0 | 0 | 0.2857 | Cost: Minnesota 2016 Statewide TRM, assume 1 dock per 10,000 sq ft facility space: http://courses.washington.edu/cee320ag/warehousing/WarehouseClassification.pdf | 0 | 0 | 0.2857 | facility sq ft |  | 0.2857
Nonequipment | Warehouse Loading Dock Seals | Warehouse Loading Dock Seals | 0 | Commercial | New | Grocery | FL Zone 2 | Square feet | 0% | 31.0105 | 30.7766 | 0.23393 | 0.007543 | 18 | 2.65e-05 | 4.74e-05 | 0 | no base cost | 0 | 0 | 0.2857 | Cost: Minnesota 2016 Statewide TRM, assume 1 dock per 10,000 sq ft facility space: http://courses.washington.edu/cee320ag/warehousing/WarehouseClassification.pdf | 0 | 0 | 0.2857 | facility sq ft |  | 0.2857
Nonequipment | Warehouse Loading Dock Seals | Warehouse Loading Dock Seals | 0 | Commercial | New | Healthcare | FL Zone 2 | Square feet | 0% | 15.083 | 15.0178 | 0.065183 | 0.004322 | 18 | 7.4e-06 | 1.32e-05 | 0 | no base cost | 0 | 0 | 0.2857 | Cost: Minnesota 2016 Statewide TRM, assume 1 dock per 10,000 sq ft facility space: http://courses.washington.edu/cee320ag/warehousing/WarehouseClassification.pdf | 0 | 0 | 0.2857 | facility sq ft |  | 0.2857
Nonequipment | Warehouse Loading Dock Seals | Warehouse Loading Dock Seals | 0 | Commercial | New | Hospitals | FL Zone 2 | Square feet | 0% | 81.2975 | 81.2638 | 0.033718 | 0.000415 | 18 | 3.83e-06 | 6.83e-06 | 0 | no base cost | 0 | 0 | 0.2857 | Cost: Minnesota 2016 Statewide TRM, assume 1 dock per 10,000 sq ft facility space: http://courses.washington.edu/cee320ag/warehousing/WarehouseClassification.pdf | 0 | 0 | 0.2857 | facility sq ft |  | 0.2857
Nonequipment | Warehouse Loading Dock Seals | Warehouse Loading Dock Seals | 0 | Commercial | New | Institutional | FL Zone 2 | Square feet | 0% | 56.2721 | 56.0618 | 0.21037 | 0.003738 | 18 | 2.39e-05 | 4.26e-05 | 0 | no base cost | 0 | 0 | 0.2857 | Cost: Minnesota 2016 Statewide TRM, assume 1 dock per 10,000 sq ft facility space: http://courses.washington.edu/cee320ag/warehousing/WarehouseClassification.pdf | 0 | 0 | 0.2857 | facility sq ft |  | 0.2857
Nonequipment | Warehouse Loading Dock Seals | Warehouse Loading Dock Seals | 0 | Commercial | New | Lodging/Hospitality | FL Zone 2 | Square feet | 0% | 34.7257 | 34.5675 | 0.15825 | 0.004557 | 18 | 1.8e-05 | 3.2e-05 | 0 | no base cost | 0 | 0 | 0.2857 | Cost: Minnesota 2016 Statewide TRM, assume 1 dock per 10,000 sq ft facility space: http://courses.washington.edu/cee320ag/warehousing/WarehouseClassification.pdf | 0 | 0 | 0.2857 | facility sq ft |  | 0.2857
Nonequipment | Warehouse Loading Dock Seals | Warehouse Loading Dock Seals | 0 | Commercial | New | Miscellaneous | FL Zone 2 | Square feet | 0% | 107.2344 | 107.1924 | 0.042049 | 0.000392 | 18 | 4.77e-06 | 8.51e-06 | 0 | no base cost | 0 | 0 | 0.2857 | Cost: Minnesota 2016 Statewide TRM, assume 1 dock per 10,000 sq ft facility space: http://courses.washington.edu/cee320ag/warehousing/WarehouseClassification.pdf | 0 | 0 | 0.2857 | facility sq ft |  | 0.2857
Nonequipment | Warehouse Loading Dock Seals | Warehouse Loading Dock Seals | 0 | Commercial | New | Offices | FL Zone 2 | Square feet | 0% | 58.1979 | 57.8926 | 0.30529 | 0.005246 | 18 | 3.46e-05 | 6.18e-05 | 0 | no base cost | 0 | 0 | 0.2857 | Cost: Minnesota 2016 Statewide TRM, assume 1 dock per 10,000 sq ft facility space: http://courses.washington.edu/cee320ag/warehousing/WarehouseClassification.pdf | 0 | 0 | 0.2857 | facility sq ft |  | 0.2857
Nonequipment | Warehouse Loading Dock Seals | Warehouse Loading Dock Seals | 0 | Commercial | New | Restaurants | FL Zone 2 | Square feet | 0% | 31.354 | 31.127 | 0.22698 | 0.007239 | 18 | 2.58e-05 | 4.6e-05 | 0 | no base cost | 0 | 0 | 0.2857 | Cost: Minnesota 2016 Statewide TRM, assume 1 dock per 10,000 sq ft facility space: http://courses.washington.edu/cee320ag/warehousing/WarehouseClassification.pdf | 0 | 0 | 0.2857 | facility sq ft |  | 0.2857
Nonequipment | Warehouse Loading Dock Seals | Warehouse Loading Dock Seals | 0 | Commercial | New | Retail | FL Zone 2 | Square feet | 0% | 5.9824 | 5.8832 | 0.099155 | 0.016575 | 18 | 1.13e-05 | 2.01e-05 | 0 | no base cost | 0 | 0 | 0.2857 | Cost: Minnesota 2016 Statewide TRM, assume 1 dock per 10,000 sq ft facility space: http://courses.washington.edu/cee320ag/warehousing/WarehouseClassification.pdf | 0 | 0 | 0.2857 | facility sq ft |  | 0.2857
Nonequipment | Warehouse Loading Dock Seals | Warehouse Loading Dock Seals | 0 | Commercial | New | Schools K-12 | FL Zone 2 | Square feet | 0% | 5.1058 | 5.0831 | 0.022645 | 0.004435 | 18 | 2.57e-06 | 4.58e-06 | 0 | no base cost | 0 | 0 | 0.2857 | Cost: Minnesota 2016 Statewide TRM, assume 1 dock per 10,000 sq ft facility space: http://courses.washington.edu/cee320ag/warehousing/WarehouseClassification.pdf | 0 | 0 | 0.2857 | facility sq ft |  | 0.2857
Nonequipment | Warehouse Loading Dock Seals | Warehouse Loading Dock Seals | 0 | Commercial | New | Warehouse | FL Zone 2 | Square feet | 17% | 1.4026 | 1.3399 | 0.062618 | 0.044646 | 18 | 7.11e-06 | 1.27e-05 | 0 | no base cost | 0 | 0 | 0.2857 | Cost: Minnesota 2016 Statewide TRM, assume 1 dock per 10,000 sq ft facility space: http://courses.washington.edu/cee320ag/warehousing/WarehouseClassification.pdf | 0 | 0 | 0.2857 | facility sq ft |  | 0.2857
Nonequipment | Water Cooled Refrigeration Heat Recovery | The heat reclaim system transfers waste heat from refrigeration system to space heating or hot water | 0 | Commercial | Existing | Assembly | FL Zone 2 | Per End Use Consumption | 0% | 7520.072 | 6768.065 | 752.0072 | 0.1 | 20 | 0 | 0.050273 | 0 | no base cost | 0 | 0 | 254 | Michigan 2018 Statewide Master Measure Database, Water-Cooled Condenser Heat Recovery DWH - HVAC Electric | 0 | 0 | 254 | ton | 48.1681 | 12234.71
Nonequipment | Water Cooled Refrigeration Heat Recovery | The heat reclaim system transfers waste heat from refrigeration system to space heating or hot water | 0 | Commercial | Existing | College and University | FL Zone 2 | Per End Use Consumption | 56% | 44914.42 | 40422.98 | 4491.442 | 0.1 | 20 | 0 | 0.48778 | 0 | no base cost | 0 | 0 | 254 | Michigan 2018 Statewide Master Measure Database, Water-Cooled Condenser Heat Recovery DWH - HVAC Electric | 0 | 0 | 254 | ton | 189.833 | 48217.59
Nonequipment | Water Cooled Refrigeration Heat Recovery | The heat reclaim system transfers waste heat from refrigeration system to space heating or hot water | 0 | Commercial | Existing | Grocery | FL Zone 2 | Per End Use Consumption | 0% | 18105.3 | 16294.77 | 1810.53 | 0.1 | 20 | 0 | 0.12104 | 0 | no base cost | 0 | 0 | 254 | Michigan 2018 Statewide Master Measure Database, Water-Cooled Condenser Heat Recovery DWH - HVAC Electric | 0 | 0 | 254 | ton | 11.7792 | 2991.927
Nonequipment | Water Cooled Refrigeration Heat Recovery | The heat reclaim system transfers waste heat from refrigeration system to space heating or hot water | 0 | Commercial | Existing | Healthcare | FL Zone 2 | Per End Use Consumption | 0% | 31602.88 | 28442.6 | 3160.288 | 0.1 | 20 | 0 | 0.34321 | 0 | no base cost | 0 | 0 | 254 | Michigan 2018 Statewide Master Measure Database, Water-Cooled Condenser Heat Recovery DWH - HVAC Electric | 0 | 0 | 254 | ton | 50.3019 | 12776.69
Nonequipment | Water Cooled Refrigeration Heat Recovery | The heat reclaim system transfers waste heat from refrigeration system to space heating or hot water | 0 | Commercial | Existing | Hospitals | FL Zone 2 | Per End Use Consumption | 56% | 329297.1 | 296367.4 | 32929.71 | 0.1 | 20 | 0 | 3.5762 | 0 | no base cost | 0 | 0 | 254 | Michigan 2018 Statewide Master Measure Database, Water-Cooled Condenser Heat Recovery DWH - HVAC Electric | 0 | 0 | 254 | ton | 524.138 | 133131.1
Nonequipment | Water Cooled Refrigeration Heat Recovery | The heat reclaim system transfers waste heat from refrigeration system to space heating or hot water | 0 | Commercial | Existing | Institutional | FL Zone 2 | Per End Use Consumption | 15% | 36533.27 | 32879.94 | 3653.327 | 0.1 | 20 | 0 | 0.24423 | 0 | no base cost | 0 | 0 | 254 | Michigan 2018 Statewide Master Measure Database, Water-Cooled Condenser Heat Recovery DWH - HVAC Electric | 0 | 0 | 254 | ton | 51.5757 | 13100.23
Nonequipment | Water Cooled Refrigeration Heat Recovery | The heat reclaim system transfers waste heat from refrigeration system to space heating or hot water | 0 | Commercial | Existing | Lodging/Hospitality | FL Zone 2 | Per End Use Consumption | 0% | 29969.12 | 26972.2 | 2996.912 | 0.1 | 20 | 0 | 0.32547 | 0 | no base cost | 0 | 0 | 254 | Michigan 2018 Statewide Master Measure Database, Water-Cooled Condenser Heat Recovery DWH - HVAC Electric | 0 | 0 | 254 | ton | 84.5133 | 21466.39
Nonequipment | Water Cooled Refrigeration Heat Recovery | The heat reclaim system transfers waste heat from refrigeration system to space heating or hot water | 0 | Commercial | Existing | Miscellaneous | FL Zone 2 | Per End Use Consumption | 0% | 348296.7 | 313467 | 34829.67 | 0.1 | 20 | 0 | 2.3284 | 0 | no base cost | 0 | 0 | 254 | Michigan 2018 Statewide Master Measure Database, Water-Cooled Condenser Heat Recovery DWH - HVAC Electric | 0 | 0 | 254 | ton | 76.6672 | 19473.46
Nonequipment | Water Cooled Refrigeration Heat Recovery | The heat reclaim system transfers waste heat from refrigeration system to space heating or hot water | 0 | Commercial | Existing | Offices | FL Zone 2 | Per End Use Consumption | 15% | 26035.31 | 23431.78 | 2603.531 | 0.1 | 20 | 0 | 0.17405 | 0 | no base cost | 0 | 0 | 254 | Michigan 2018 Statewide Master Measure Database, Water-Cooled Condenser Heat Recovery DWH - HVAC Electric | 0 | 0 | 254 | ton | 40.1626 | 10201.3
Nonequipment | Water Cooled Refrigeration Heat Recovery | The heat reclaim system transfers waste heat from refrigeration system to space heating or hot water | 0 | Commercial | Existing | Restaurants | FL Zone 2 | Per End Use Consumption | 0% | 18865.84 | 16979.25 | 1886.584 | 0.1 | 20 | 0 | 0.20489 | 0 | no base cost | 0 | 0 | 254 | Michigan 2018 Statewide Master Measure Database, Water-Cooled Condenser Heat Recovery DWH - HVAC Electric | 0 | 0 | 254 | ton | 12.6995 | 3225.666
Nonequipment | Water Cooled Refrigeration Heat Recovery | The heat reclaim system transfers waste heat from refrigeration system to space heating or hot water | 0 | Commercial | Existing | Retail | FL Zone 2 | Per End Use Consumption | 0% | 8240.137 | 7416.124 | 824.0137 | 0.1 | 20 | 0 | 0.055087 | 0 | no base cost | 0 | 0 | 254 | Michigan 2018 Statewide Master Measure Database, Water-Cooled Condenser Heat Recovery DWH - HVAC Electric | 0 | 0 | 254 | ton | 28.6096 | 7266.842
Nonequipment | Water Cooled Refrigeration Heat Recovery | The heat reclaim system transfers waste heat from refrigeration system to space heating or hot water | 0 | Commercial | Existing | Schools K-12 | FL Zone 2 | Per End Use Consumption | 0% | 30794.16 | 27714.75 | 3079.416 | 0.1 | 20 | 0 | 0.33443 | 0 | no base cost | 0 | 0 | 254 | Michigan 2018 Statewide Master Measure Database, Water-Cooled Condenser Heat Recovery DWH - HVAC Electric | 0 | 0 | 254 | ton | 130.1531 | 33058.88
Nonequipment | Water Cooled Refrigeration Heat Recovery | The heat reclaim system transfers waste heat from refrigeration system to space heating or hot water | 0 | Commercial | Existing | Warehouse | FL Zone 2 | Per End Use Consumption | 0% | 3059.104 | 2753.194 | 305.9104 | 0.1 | 20 | 0 | 0.020451 | 0 | no base cost | 0 | 0 | 254 | Michigan 2018 Statewide Master Measure Database, Water-Cooled Condenser Heat Recovery DWH - HVAC Electric | 0 | 0 | 254 | ton | 40.16 | 10200.64
Nonequipment | Water Cooled Refrigeration Heat Recovery | The heat reclaim system transfers waste heat from refrigeration system to space heating or hot water | 0 | Commercial | New | Assembly | FL Zone 2 | Per End Use Consumption | 0% | 7520.072 | 6768.065 | 752.0072 | 0.1 | 20 | 0 | 0.050273 | 0 | no base cost | 0 | 0 | 254 | Michigan 2018 Statewide Master Measure Database, Water-Cooled Condenser Heat Recovery DWH - HVAC Electric | 0 | 0 | 254 | ton | 48.1681 | 12234.71
Nonequipment | Water Cooled Refrigeration Heat Recovery | The heat reclaim system transfers waste heat from refrigeration system to space heating or hot water | 0 | Commercial | New | College and University | FL Zone 2 | Per End Use Consumption | 4% | 44914.42 | 40422.98 | 4491.442 | 0.1 | 20 | 0 | 0.48778 | 0 | no base cost | 0 | 0 | 254 | Michigan 2018 Statewide Master Measure Database, Water-Cooled Condenser Heat Recovery DWH - HVAC Electric | 0 | 0 | 254 | ton | 189.833 | 48217.59
Nonequipment | Water Cooled Refrigeration Heat Recovery | The heat reclaim system transfers waste heat from refrigeration system to space heating or hot water | 0 | Commercial | New | Grocery | FL Zone 2 | Per End Use Consumption | 0% | 18105.3 | 16294.77 | 1810.53 | 0.1 | 20 | 0 | 0.12104 | 0 | no base cost | 0 | 0 | 254 | Michigan 2018 Statewide Master Measure Database, Water-Cooled Condenser Heat Recovery DWH - HVAC Electric | 0 | 0 | 254 | ton | 11.7792 | 2991.927
Nonequipment | Water Cooled Refrigeration Heat Recovery | The heat reclaim system transfers waste heat from refrigeration system to space heating or hot water | 0 | Commercial | New | Healthcare | FL Zone 2 | Per End Use Consumption | 0% | 31602.88 | 28442.6 | 3160.288 | 0.1 | 20 | 0 | 0.34321 | 0 | no base cost | 0 | 0 | 254 | Michigan 2018 Statewide Master Measure Database, Water-Cooled Condenser Heat Recovery DWH - HVAC Electric | 0 | 0 | 254 | ton | 50.3019 | 12776.69
Nonequipment | Water Cooled Refrigeration Heat Recovery | The heat reclaim system transfers waste heat from refrigeration system to space heating or hot water | 0 | Commercial | New | Hospitals | FL Zone 2 | Per End Use Consumption | 4% | 329297.1 | 296367.4 | 32929.71 | 0.1 | 20 | 0 | 3.5762 | 0 | no base cost | 0 | 0 | 254 | Michigan 2018 Statewide Master Measure Database, Water-Cooled Condenser Heat Recovery DWH - HVAC Electric | 0 | 0 | 254 | ton | 524.138 | 133131.1
Nonequipment | Water Cooled Refrigeration Heat Recovery | The heat reclaim system transfers waste heat from refrigeration system to space heating or hot water | 0 | Commercial | New | Institutional | FL Zone 2 | Per End Use Consumption | 15% | 36533.27 | 32879.94 | 3653.327 | 0.1 | 20 | 0 | 0.24423 | 0 | no base cost | 0 | 0 | 254 | Michigan 2018 Statewide Master Measure Database, Water-Cooled Condenser Heat Recovery DWH - HVAC Electric | 0 | 0 | 254 | ton | 51.5757 | 13100.23
Nonequipment | Water Cooled Refrigeration Heat Recovery | The heat reclaim system transfers waste heat from refrigeration system to space heating or hot water | 0 | Commercial | New | Lodging/Hospitality | FL Zone 2 | Per End Use Consumption | 0% | 29969.12 | 26972.2 | 2996.912 | 0.1 | 20 | 0 | 0.32547 | 0 | no base cost | 0 | 0 | 254 | Michigan 2018 Statewide Master Measure Database, Water-Cooled Condenser Heat Recovery DWH - HVAC Electric | 0 | 0 | 254 | ton | 84.5133 | 21466.39
Nonequipment | Water Cooled Refrigeration Heat Recovery | The heat reclaim system transfers waste heat from refrigeration system to space heating or hot water | 0 | Commercial | New | Miscellaneous | FL Zone 2 | Per End Use Consumption | 0% | 348296.7 | 313467 | 34829.67 | 0.1 | 20 | 0 | 2.3284 | 0 | no base cost | 0 | 0 | 254 | Michigan 2018 Statewide Master Measure Database, Water-Cooled Condenser Heat Recovery DWH - HVAC Electric | 0 | 0 | 254 | ton | 76.6672 | 19473.46
Nonequipment | Water Cooled Refrigeration Heat Recovery | The heat reclaim system transfers waste heat from refrigeration system to space heating or hot water | 0 | Commercial | New | Offices | FL Zone 2 | Per End Use Consumption | 15% | 26035.31 | 23431.78 | 2603.531 | 0.1 | 20 | 0 | 0.17405 | 0 | no base cost | 0 | 0 | 254 | Michigan 2018 Statewide Master Measure Database, Water-Cooled Condenser Heat Recovery DWH - HVAC Electric | 0 | 0 | 254 | ton | 40.1626 | 10201.3
Nonequipment | Water Cooled Refrigeration Heat Recovery | The heat reclaim system transfers waste heat from refrigeration system to space heating or hot water | 0 | Commercial | New | Restaurants | FL Zone 2 | Per End Use Consumption | 0% | 18865.84 | 16979.25 | 1886.584 | 0.1 | 20 | 0 | 0.20489 | 0 | no base cost | 0 | 0 | 254 | Michigan 2018 Statewide Master Measure Database, Water-Cooled Condenser Heat Recovery DWH - HVAC Electric | 0 | 0 | 254 | ton | 12.6995 | 3225.666
Nonequipment | Water Cooled Refrigeration Heat Recovery | The heat reclaim system transfers waste heat from refrigeration system to space heating or hot water | 0 | Commercial | New | Retail | FL Zone 2 | Per End Use Consumption | 0% | 8240.137 | 7416.124 | 824.0137 | 0.1 | 20 | 0 | 0.055087 | 0 | no base cost | 0 | 0 | 254 | Michigan 2018 Statewide Master Measure Database, Water-Cooled Condenser Heat Recovery DWH - HVAC Electric | 0 | 0 | 254 | ton | 28.6096 | 7266.842
Nonequipment | Water Cooled Refrigeration Heat Recovery | The heat reclaim system transfers waste heat from refrigeration system to space heating or hot water | 0 | Commercial | New | Schools K-12 | FL Zone 2 | Per End Use Consumption | 0% | 30794.16 | 27714.75 | 3079.416 | 0.1 | 20 | 0 | 0.33443 | 0 | no base cost | 0 | 0 | 254 | Michigan 2018 Statewide Master Measure Database, Water-Cooled Condenser Heat Recovery DWH - HVAC Electric | 0 | 0 | 254 | ton | 130.1531 | 33058.88
Nonequipment | Water Cooled Refrigeration Heat Recovery | The heat reclaim system transfers waste heat from refrigeration system to space heating or hot water | 0 | Commercial | New | Warehouse | FL Zone 2 | Per End Use Consumption | 0% | 3059.104 | 2753.194 | 305.9104 | 0.1 | 20 | 0 | 0.020451 | 0 | no base cost | 0 | 0 | 254 | Michigan 2018 Statewide Master Measure Database, Water-Cooled Condenser Heat Recovery DWH - HVAC Electric | 0 | 0 | 254 | ton | 40.16 | 10200.64
Nonequipment | Waterside Economizer | Waterside Economizer | Water Cooled Centrifugal Chiller, 200 Tons, 0.596 kW/ton (IPLV) | Commercial | Existing | Assembly | FL Zone 2 | Per End Use Consumption | 0% | 134007.9 | 126563 | 7444.883 | 0.055556 | 20 | 3.0223 | 0 | 0 | no base cost | 0 | 0 | 7160.52 | RS Means 1800 GPM Plate heat exchanger D30406101040 | 0 | 0 | 7160.52 | economizer | 40 | 286420.8
Nonequipment | Waterside Economizer | Waterside Economizer | Water Cooled Centrifugal Chiller, 200 Tons, 0.596 kW/ton (IPLV) | Commercial | Existing | College and University | FL Zone 2 | Per End Use Consumption | 17% | 148669.8 | 140410.4 | 8259.434 | 0.055556 | 20 | 3.353 | 0 | 0 | no base cost | 0 | 0 | 7160.52 | RS Means 1800 GPM Plate heat exchanger D30406101040 | 0 | 0 | 7160.52 | economizer | 40 | 286420.8
Nonequipment | Waterside Economizer | Waterside Economizer | Water Cooled Centrifugal Chiller, 200 Tons, 0.596 kW/ton (IPLV) | Commercial | Existing | Grocery | FL Zone 2 | Per End Use Consumption | 0% | 74027.32 | 69914.69 | 4112.629 | 0.055556 | 20 | 1.6696 | 0 | 0 | no base cost | 0 | 0 | 7160.52 | RS Means 1800 GPM Plate heat exchanger D30406101040 | 0 | 0 | 7160.52 | economizer | 40 | 286420.8
Nonequipment | Waterside Economizer | Waterside Economizer | Water Cooled Centrifugal Chiller, 200 Tons, 0.596 kW/ton (IPLV) | Commercial | Existing | Healthcare | FL Zone 2 | Per End Use Consumption | 0% | 291597.9 | 275398 | 16199.88 | 0.055556 | 20 | 6.5765 | 0 | 0 | no base cost | 0 | 0 | 7160.52 | RS Means 1800 GPM Plate heat exchanger D30406101040 | 0 | 0 | 7160.52 | economizer | 40 | 286420.8
Nonequipment | Waterside Economizer | Waterside Economizer | Water Cooled Centrifugal Chiller, 200 Tons, 0.596 kW/ton (IPLV) | Commercial | Existing | Hospitals | FL Zone 2 | Per End Use Consumption | 13% | 276218.3 | 260872.8 | 15345.46 | 0.055556 | 20 | 6.2297 | 0 | 0 | no base cost | 0 | 0 | 7160.52 | RS Means 1800 GPM Plate heat exchanger D30406101040 | 0 | 0 | 7160.52 | economizer | 40 | 286420.8
Nonequipment | Waterside Economizer | Waterside Economizer | Water Cooled Centrifugal Chiller, 200 Tons, 0.596 kW/ton (IPLV) | Commercial | Existing | Institutional | FL Zone 2 | Per End Use Consumption | 13% | 72386.82 | 68365.33 | 4021.49 | 0.055556 | 20 | 1.6326 | 0 | 0 | no base cost | 0 | 0 | 7160.52 | RS Means 1800 GPM Plate heat exchanger D30406101040 | 0 | 0 | 7160.52 | economizer | 40 | 286420.8
Nonequipment | Waterside Economizer | Waterside Economizer | Water Cooled Centrifugal Chiller, 200 Tons, 0.596 kW/ton (IPLV) | Commercial | Existing | Lodging/Hospitality | FL Zone 2 | Per End Use Consumption | 0% | 221364.2 | 209066.2 | 12298.01 | 0.055556 | 20 | 4.9925 | 0 | 0 | no base cost | 0 | 0 | 7160.52 | RS Means 1800 GPM Plate heat exchanger D30406101040 | 0 | 0 | 7160.52 | economizer | 40 | 286420.8
Nonequipment | Waterside Economizer | Waterside Economizer | Water Cooled Centrifugal Chiller, 200 Tons, 0.596 kW/ton (IPLV) | Commercial | Existing | Miscellaneous | FL Zone 2 | Per End Use Consumption | 0% | 74847.56 | 70689.37 | 4158.198 | 0.055556 | 20 | 1.6881 | 0 | 0 | no base cost | 0 | 0 | 7160.52 | RS Means 1800 GPM Plate heat exchanger D30406101040 | 0 | 0 | 7160.52 | economizer | 40 | 286420.8
Nonequipment | Waterside Economizer | Waterside Economizer | Water Cooled Centrifugal Chiller, 200 Tons, 0.596 kW/ton (IPLV) | Commercial | Existing | Offices | FL Zone 2 | Per End Use Consumption | 0% | 150823 | 142443.9 | 8379.054 | 0.055556 | 20 | 3.4016 | 0 | 0 | no base cost | 0 | 0 | 7160.52 | RS Means 1800 GPM Plate heat exchanger D30406101040 | 0 | 0 | 7160.52 | economizer | 40 | 286420.8
Nonequipment | Waterside Economizer | Waterside Economizer | Water Cooled Centrifugal Chiller, 200 Tons, 0.596 kW/ton (IPLV) | Commercial | Existing | Restaurants | FL Zone 2 | Per End Use Consumption | 0% | 217160.5 | 205096 | 12064.47 | 0.055556 | 20 | 4.8977 | 0 | 0 | no base cost | 0 | 0 | 7160.52 | RS Means 1800 GPM Plate heat exchanger D30406101040 | 0 | 0 | 7160.52 | economizer | 40 | 286420.8
Nonequipment | Waterside Economizer | Waterside Economizer | Water Cooled Centrifugal Chiller, 200 Tons, 0.596 kW/ton (IPLV) | Commercial | Existing | Retail | FL Zone 2 | Per End Use Consumption | 0% | 170201.3 | 160745.7 | 9455.628 | 0.055556 | 20 | 3.8386 | 0 | 0 | no base cost | 0 | 0 | 7160.52 | RS Means 1800 GPM Plate heat exchanger D30406101040 | 0 | 0 | 7160.52 | economizer | 40 | 286420.8
Nonequipment | Waterside Economizer | Waterside Economizer | Water Cooled Centrifugal Chiller, 200 Tons, 0.596 kW/ton (IPLV) | Commercial | Existing | Schools K-12 | FL Zone 2 | Per End Use Consumption | 0% | 147952.1 | 139732.5 | 8219.561 | 0.055556 | 20 | 3.3368 | 0 | 0 | no base cost | 0 | 0 | 7160.52 | RS Means 1800 GPM Plate heat exchanger D30406101040 | 0 | 0 | 7160.52 | economizer | 40 | 286420.8
Nonequipment | Waterside Economizer | Waterside Economizer | Water Cooled Centrifugal Chiller, 200 Tons, 0.596 kW/ton (IPLV) | Commercial | Existing | Warehouse | FL Zone 2 | Per End Use Consumption | 0% | 32502.3 | 30696.62 | 1805.683 | 0.055556 | 20 | 0.73304 | 0 | 0 | no base cost | 0 | 0 | 7160.52 | RS Means 1800 GPM Plate heat exchanger D30406101040 | 0 | 0 | 7160.52 | economizer | 40 | 286420.8
Nonequipment | Waterside Economizer | Waterside Economizer | Code-Compliant Water Cooled Centrifugal Chiller, 200 Tons, 0.596 kW/ton (IPLV) | Commercial | New | Assembly | FL Zone 2 | Per End Use Consumption | 0% | 134007.9 | 126563 | 7444.883 | 0.055556 | 20 | 3.0223 | 0 | 0 | no base cost | 0 | 0 | 7160.52 | RS Means 1800 GPM Plate heat exchanger D30406101040 | 0 | 0 | 7160.52 | economizer | 40 | 286420.8
Nonequipment | Waterside Economizer | Waterside Economizer | Code-Compliant Water Cooled Centrifugal Chiller, 200 Tons, 0.596 kW/ton (IPLV) | Commercial | New | College and University | FL Zone 2 | Per End Use Consumption | 17% | 148669.8 | 140410.4 | 8259.434 | 0.055556 | 20 | 3.353 | 0 | 0 | no base cost | 0 | 0 | 7160.52 | RS Means 1800 GPM Plate heat exchanger D30406101040 | 0 | 0 | 7160.52 | economizer | 40 | 286420.8
Nonequipment | Waterside Economizer | Waterside Economizer | Code-Compliant Water Cooled Centrifugal Chiller, 200 Tons, 0.596 kW/ton (IPLV) | Commercial | New | Grocery | FL Zone 2 | Per End Use Consumption | 0% | 74027.32 | 69914.69 | 4112.629 | 0.055556 | 20 | 1.6696 | 0 | 0 | no base cost | 0 | 0 | 7160.52 | RS Means 1800 GPM Plate heat exchanger D30406101040 | 0 | 0 | 7160.52 | economizer | 40 | 286420.8
Nonequipment | Waterside Economizer | Waterside Economizer | Code-Compliant Water Cooled Centrifugal Chiller, 200 Tons, 0.596 kW/ton (IPLV) | Commercial | New | Healthcare | FL Zone 2 | Per End Use Consumption | 0% | 291597.9 | 275398 | 16199.88 | 0.055556 | 20 | 6.5765 | 0 | 0 | no base cost | 0 | 0 | 7160.52 | RS Means 1800 GPM Plate heat exchanger D30406101040 | 0 | 0 | 7160.52 | economizer | 40 | 286420.8
Nonequipment | Waterside Economizer | Waterside Economizer | Code-Compliant Water Cooled Centrifugal Chiller, 200 Tons, 0.596 kW/ton (IPLV) | Commercial | New | Hospitals | FL Zone 2 | Per End Use Consumption | 19% | 276218.3 | 260872.8 | 15345.46 | 0.055556 | 20 | 6.2297 | 0 | 0 | no base cost | 0 | 0 | 7160.52 | RS Means 1800 GPM Plate heat exchanger D30406101040 | 0 | 0 | 7160.52 | economizer | 40 | 286420.8
Nonequipment | Waterside Economizer | Waterside Economizer | Code-Compliant Water Cooled Centrifugal Chiller, 200 Tons, 0.596 kW/ton (IPLV) | Commercial | New | Institutional | FL Zone 2 | Per End Use Consumption | 19% | 72386.82 | 68365.33 | 4021.49 | 0.055556 | 20 | 1.6326 | 0 | 0 | no base cost | 0 | 0 | 7160.52 | RS Means 1800 GPM Plate heat exchanger D30406101040 | 0 | 0 | 7160.52 | economizer | 40 | 286420.8
Nonequipment | Waterside Economizer | Waterside Economizer | Code-Compliant Water Cooled Centrifugal Chiller, 200 Tons, 0.596 kW/ton (IPLV) | Commercial | New | Lodging/Hospitality | FL Zone 2 | Per End Use Consumption | 0% | 221364.2 | 209066.2 | 12298.01 | 0.055556 | 20 | 4.9925 | 0 | 0 | no base cost | 0 | 0 | 7160.52 | RS Means 1800 GPM Plate heat exchanger D30406101040 | 0 | 0 | 7160.52 | economizer | 40 | 286420.8
Nonequipment | Waterside Economizer | Waterside Economizer | Code-Compliant Water Cooled Centrifugal Chiller, 200 Tons, 0.596 kW/ton (IPLV) | Commercial | New | Miscellaneous | FL Zone 2 | Per End Use Consumption | 0% | 74847.56 | 70689.37 | 4158.198 | 0.055556 | 20 | 1.6881 | 0 | 0 | no base cost | 0 | 0 | 7160.52 | RS Means 1800 GPM Plate heat exchanger D30406101040 | 0 | 0 | 7160.52 | economizer | 40 | 286420.8
Nonequipment | Waterside Economizer | Waterside Economizer | Code-Compliant Water Cooled Centrifugal Chiller, 200 Tons, 0.596 kW/ton (IPLV) | Commercial | New | Offices | FL Zone 2 | Per End Use Consumption | 0% | 150823 | 142443.9 | 8379.054 | 0.055556 | 20 | 3.4016 | 0 | 0 | no base cost | 0 | 0 | 7160.52 | RS Means 1800 GPM Plate heat exchanger D30406101040 | 0 | 0 | 7160.52 | economizer | 40 | 286420.8
Nonequipment | Waterside Economizer | Waterside Economizer | Code-Compliant Water Cooled Centrifugal Chiller, 200 Tons, 0.596 kW/ton (IPLV) | Commercial | New | Restaurants | FL Zone 2 | Per End Use Consumption | 0% | 217160.5 | 205096 | 12064.47 | 0.055556 | 20 | 4.8977 | 0 | 0 | no base cost | 0 | 0 | 7160.52 | RS Means 1800 GPM Plate heat exchanger D30406101040 | 0 | 0 | 7160.52 | economizer | 40 | 286420.8
Nonequipment | Waterside Economizer | Waterside Economizer | Code-Compliant Water Cooled Centrifugal Chiller, 200 Tons, 0.596 kW/ton (IPLV) | Commercial | New | Retail | FL Zone 2 | Per End Use Consumption | 0% | 170201.3 | 160745.7 | 9455.628 | 0.055556 | 20 | 3.8386 | 0 | 0 | no base cost | 0 | 0 | 7160.52 | RS Means 1800 GPM Plate heat exchanger D30406101040 | 0 | 0 | 7160.52 | economizer | 40 | 286420.8
Nonequipment | Waterside Economizer | Waterside Economizer | Code-Compliant Water Cooled Centrifugal Chiller, 200 Tons, 0.596 kW/ton (IPLV) | Commercial | New | Schools K-12 | FL Zone 2 | Per End Use Consumption | 0% | 147952.1 | 139732.5 | 8219.561 | 0.055556 | 20 | 3.3368 | 0 | 0 | no base cost | 0 | 0 | 7160.52 | RS Means 1800 GPM Plate heat exchanger D30406101040 | 0 | 0 | 7160.52 | economizer | 40 | 286420.8
Nonequipment | Waterside Economizer | Waterside Economizer | Code-Compliant Water Cooled Centrifugal Chiller, 200 Tons, 0.596 kW/ton (IPLV) | Commercial | New | Warehouse | FL Zone 2 | Per End Use Consumption | 0% | 32502.3 | 30696.62 | 1805.683 | 0.055556 | 20 | 0.73304 | 0 | 0 | no base cost | 0 | 0 | 7160.52 | RS Means 1800 GPM Plate heat exchanger D30406101040 | 0 | 0 | 7160.52 | economizer | 40 | 286420.8
Nonequipment | Window Sun Protection | Window Sun Protection (Includes sunscreen, film, tinting or overhang to minimize heat gain through window) | Standard Window with below Code Required Minimum SHGC | Commercial | Existing | Assembly | FL Zone 2 | Per 100 S.F. | 8% | 481.6825 | 404.6133 | 77.0692 | 0.16 | 10 | 0.029451 | -0.0073 | 0 | no base cost | 0 | 0 | 3.5 | CMUA TRM, 2017, based on average incremental cost for Nonresidential reflective window film | 0 | 0 | 3.5 | sq ft | 100 | 350
Nonequipment | Window Sun Protection | Window Sun Protection (Includes sunscreen, film, tinting or overhang to minimize heat gain through window) | Standard Window with below Code Required Minimum SHGC | Commercial | Existing | College and University | FL Zone 2 | Per 100 S.F. | 16% | 481.6825 | 404.6133 | 77.0692 | 0.16 | 10 | 0.029451 | -0.0073 | 0 | no base cost | 0 | 0 | 3.5 | CMUA TRM, 2017, based on average incremental cost for Nonresidential reflective window film | 0 | 0 | 3.5 | sq ft | 100 | 350
Nonequipment | Window Sun Protection | Window Sun Protection (Includes sunscreen, film, tinting or overhang to minimize heat gain through window) | Standard Window with below Code Required Minimum SHGC | Commercial | Existing | Grocery | FL Zone 2 | Per 100 S.F. | 12% | 481.6825 | 404.6133 | 77.0692 | 0.16 | 10 | 0.029451 | -0.0073 | 0 | no base cost | 0 | 0 | 3.5 | CMUA TRM, 2017, based on average incremental cost for Nonresidential reflective window film | 0 | 0 | 3.5 | sq ft | 100 | 350
Nonequipment | Window Sun Protection | Window Sun Protection (Includes sunscreen, film, tinting or overhang to minimize heat gain through window) | Standard Window with below Code Required Minimum SHGC | Commercial | Existing | Healthcare | FL Zone 2 | Per 100 S.F. | 12% | 481.6825 | 404.6133 | 77.0692 | 0.16 | 10 | 0.029451 | -0.0073 | 0 | no base cost | 0 | 0 | 3.5 | CMUA TRM, 2017, based on average incremental cost for Nonresidential reflective window film | 0 | 0 | 3.5 | sq ft | 100 | 350
Nonequipment | Window Sun Protection | Window Sun Protection (Includes sunscreen, film, tinting or overhang to minimize heat gain through window) | Standard Window with below Code Required Minimum SHGC | Commercial | Existing | Hospitals | FL Zone 2 | Per 100 S.F. | 8% | 481.6825 | 404.6133 | 77.0692 | 0.16 | 10 | 0.029451 | -0.0073 | 0 | no base cost | 0 | 0 | 3.5 | CMUA TRM, 2017, based on average incremental cost for Nonresidential reflective window film | 0 | 0 | 3.5 | sq ft | 100 | 350
Nonequipment | Window Sun Protection | Window Sun Protection (Includes sunscreen, film, tinting or overhang to minimize heat gain through window) | Standard Window with below Code Required Minimum SHGC | Commercial | Existing | Institutional | FL Zone 2 | Per 100 S.F. | 6% | 481.6825 | 404.6133 | 77.0692 | 0.16 | 10 | 0.029451 | -0.0073 | 0 | no base cost | 0 | 0 | 3.5 | CMUA TRM, 2017, based on average incremental cost for Nonresidential reflective window film | 0 | 0 | 3.5 | sq ft | 100 | 350
Nonequipment | Window Sun Protection | Window Sun Protection (Includes sunscreen, film, tinting or overhang to minimize heat gain through window) | Standard Window with below Code Required Minimum SHGC | Commercial | Existing | Lodging/Hospitality | FL Zone 2 | Per 100 S.F. | 16% | 481.6825 | 404.6133 | 77.0692 | 0.16 | 10 | 0.034404 | -0.01701 | 0 | no base cost | 0 | 0 | 3.5 | CMUA TRM, 2017, based on average incremental cost for Nonresidential reflective window film | 0 | 0 | 3.5 | sq ft | 100 | 350
Nonequipment | Window Sun Protection | Window Sun Protection (Includes sunscreen, film, tinting or overhang to minimize heat gain through window) | Standard Window with below Code Required Minimum SHGC | Commercial | Existing | Miscellaneous | FL Zone 2 | Per 100 S.F. | 13% | 481.6825 | 404.6133 | 77.0692 | 0.16 | 10 | 0.040496 | -0.02969 | 0 | no base cost | 0 | 0 | 3.5 | CMUA TRM, 2017, based on average incremental cost for Nonresidential reflective window film | 0 | 0 | 3.5 | sq ft | 100 | 350
Nonequipment | Window Sun Protection | Window Sun Protection (Includes sunscreen, film, tinting or overhang to minimize heat gain through window) | Standard Window with below Code Required Minimum SHGC | Commercial | Existing | Offices | FL Zone 2 | Per 100 S.F. | 8% | 481.6825 | 404.6133 | 77.0692 | 0.16 | 10 | 0.029451 | -0.0073 | 0 | no base cost | 0 | 0 | 3.5 | CMUA TRM, 2017, based on average incremental cost for Nonresidential reflective window film | 0 | 0 | 3.5 | sq ft | 100 | 350
Nonequipment | Window Sun Protection | Window Sun Protection (Includes sunscreen, film, tinting or overhang to minimize heat gain through window) | Standard Window with below Code Required Minimum SHGC | Commercial | Existing | Restaurants | FL Zone 2 | Per 100 S.F. | 12% | 481.6825 | 404.6133 | 77.0692 | 0.16 | 10 | 0.029451 | -0.0073 | 0 | no base cost | 0 | 0 | 3.5 | CMUA TRM, 2017, based on average incremental cost for Nonresidential reflective window film | 0 | 0 | 3.5 | sq ft | 100 | 350
Nonequipment | Window Sun Protection | Window Sun Protection (Includes sunscreen, film, tinting or overhang to minimize heat gain through window) | Standard Window with below Code Required Minimum SHGC | Commercial | Existing | Retail | FL Zone 2 | Per 100 S.F. | 7% | 481.6825 | 404.6133 | 77.0692 | 0.16 | 10 | 0.029451 | -0.0073 | 0 | no base cost | 0 | 0 | 3.5 | CMUA TRM, 2017, based on average incremental cost for Nonresidential reflective window film | 0 | 0 | 3.5 | sq ft | 100 | 350
Nonequipment | Window Sun Protection | Window Sun Protection (Includes sunscreen, film, tinting or overhang to minimize heat gain through window) | Standard Window with below Code Required Minimum SHGC | Commercial | Existing | Schools K-12 | FL Zone 2 | Per 100 S.F. | 16% | 481.6825 | 404.6133 | 77.0692 | 0.16 | 10 | 0.029451 | -0.0073 | 0 | no base cost | 0 | 0 | 3.5 | CMUA TRM, 2017, based on average incremental cost for Nonresidential reflective window film | 0 | 0 | 3.5 | sq ft | 100 | 350
Nonequipment | Window Sun Protection | Window Sun Protection (Includes sunscreen, film, tinting or overhang to minimize heat gain through window) | Standard Window with below Code Required Minimum SHGC | Commercial | Existing | Warehouse | FL Zone 2 | Per 100 S.F. | 7% | 481.6825 | 404.6133 | 77.0692 | 0.16 | 10 | 0.040496 | -0.02969 | 0 | no base cost | 0 | 0 | 3.5 | CMUA TRM, 2017, based on average incremental cost for Nonresidential reflective window film | 0 | 0 | 3.5 | sq ft | 100 | 350
Nonequipment | Window Sun Protection | Window Sun Protection (Includes sunscreen, film, tinting or overhang to minimize heat gain through window) | Standard Window with below Code Required Minimum SHGC | Commercial | New | Assembly | FL Zone 2 | Per 100 S.F. | 15% | 289.0095 | 242.768 | 46.2415 | 0.16 | 10 | 0.017671 | -0.00438 | 0 | no base cost | 0 | 0 | 3.5 | CMUA TRM, 2017, based on average incremental cost for Nonresidential reflective window film | 0 | 0 | 3.5 | sq ft | 100 | 350
Nonequipment | Window Sun Protection | Window Sun Protection (Includes sunscreen, film, tinting or overhang to minimize heat gain through window) | Standard Window with below Code Required Minimum SHGC | Commercial | New | College and University | FL Zone 2 | Per 100 S.F. | 15% | 289.0095 | 242.768 | 46.2415 | 0.16 | 10 | 0.017671 | -0.00438 | 0 | no base cost | 0 | 0 | 3.5 | CMUA TRM, 2017, based on average incremental cost for Nonresidential reflective window film | 0 | 0 | 3.5 | sq ft | 100 | 350
Nonequipment | Window Sun Protection | Window Sun Protection (Includes sunscreen, film, tinting or overhang to minimize heat gain through window) | Standard Window with below Code Required Minimum SHGC | Commercial | New | Grocery | FL Zone 2 | Per 100 S.F. | 15% | 289.0095 | 242.768 | 46.2415 | 0.16 | 10 | 0.017671 | -0.00438 | 0 | no base cost | 0 | 0 | 3.5 | CMUA TRM, 2017, based on average incremental cost for Nonresidential reflective window film | 0 | 0 | 3.5 | sq ft | 100 | 350
Nonequipment | Window Sun Protection | Window Sun Protection (Includes sunscreen, film, tinting or overhang to minimize heat gain through window) | Standard Window with below Code Required Minimum SHGC | Commercial | New | Healthcare | FL Zone 2 | Per 100 S.F. | 15% | 289.0095 | 242.768 | 46.2415 | 0.16 | 10 | 0.017671 | -0.00438 | 0 | no base cost | 0 | 0 | 3.5 | CMUA TRM, 2017, based on average incremental cost for Nonresidential reflective window film | 0 | 0 | 3.5 | sq ft | 100 | 350
Nonequipment | Window Sun Protection | Window Sun Protection (Includes sunscreen, film, tinting or overhang to minimize heat gain through window) | Standard Window with below Code Required Minimum SHGC | Commercial | New | Hospitals | FL Zone 2 | Per 100 S.F. | 15% | 289.0095 | 242.768 | 46.2415 | 0.16 | 10 | 0.017671 | -0.00438 | 0 | no base cost | 0 | 0 | 3.5 | CMUA TRM, 2017, based on average incremental cost for Nonresidential reflective window film | 0 | 0 | 3.5 | sq ft | 100 | 350
Nonequipment | Window Sun Protection | Window Sun Protection (Includes sunscreen, film, tinting or overhang to minimize heat gain through window) | Standard Window with below Code Required Minimum SHGC | Commercial | New | Institutional | FL Zone 2 | Per 100 S.F. | 15% | 289.0095 | 242.768 | 46.2415 | 0.16 | 10 | 0.017671 | -0.00438 | 0 | no base cost | 0 | 0 | 3.5 | CMUA TRM, 2017, based on average incremental cost for Nonresidential reflective window film | 0 | 0 | 3.5 | sq ft | 100 | 350
Nonequipment | Window Sun Protection | Window Sun Protection (Includes sunscreen, film, tinting or overhang to minimize heat gain through window) | Standard Window with below Code Required Minimum SHGC | Commercial | New | Lodging/Hospitality | FL Zone 2 | Per 100 S.F. | 15% | 289.0095 | 242.768 | 46.2415 | 0.16 | 10 | 0.020642 | -0.01021 | 0 | no base cost | 0 | 0 | 3.5 | CMUA TRM, 2017, based on average incremental cost for Nonresidential reflective window film | 0 | 0 | 3.5 | sq ft | 100 | 350
Nonequipment | Window Sun Protection | Window Sun Protection (Includes sunscreen, film, tinting or overhang to minimize heat gain through window) | Standard Window with below Code Required Minimum SHGC | Commercial | New | Miscellaneous | FL Zone 2 | Per 100 S.F. | 13% | 289.0095 | 242.768 | 46.2415 | 0.16 | 10 | 0.024298 | -0.01782 | 0 | no base cost | 0 | 0 | 3.5 | CMUA TRM, 2017, based on average incremental cost for Nonresidential reflective window film | 0 | 0 | 3.5 | sq ft | 100 | 350
Nonequipment | Window Sun Protection | Window Sun Protection (Includes sunscreen, film, tinting or overhang to minimize heat gain through window) | Standard Window with below Code Required Minimum SHGC | Commercial | New | Offices | FL Zone 2 | Per 100 S.F. | 15% | 289.0095 | 242.768 | 46.2415 | 0.16 | 10 | 0.017671 | -0.00438 | 0 | no base cost | 0 | 0 | 3.5 | CMUA TRM, 2017, based on average incremental cost for Nonresidential reflective window film | 0 | 0 | 3.5 | sq ft | 100 | 350
Nonequipment | Window Sun Protection | Window Sun Protection (Includes sunscreen, film, tinting or overhang to minimize heat gain through window) | Standard Window with below Code Required Minimum SHGC | Commercial | New | Restaurants | FL Zone 2 | Per 100 S.F. | 15% | 289.0095 | 242.768 | 46.2415 | 0.16 | 10 | 0.017671 | -0.00438 | 0 | no base cost | 0 | 0 | 3.5 | CMUA TRM, 2017, based on average incremental cost for Nonresidential reflective window film | 0 | 0 | 3.5 | sq ft | 100 | 350
Nonequipment | Window Sun Protection | Window Sun Protection (Includes sunscreen, film, tinting or overhang to minimize heat gain through window) | Standard Window with below Code Required Minimum SHGC | Commercial | New | Retail | FL Zone 2 | Per 100 S.F. | 15% | 289.0095 | 242.768 | 46.2415 | 0.16 | 10 | 0.017671 | -0.00438 | 0 | no base cost | 0 | 0 | 3.5 | CMUA TRM, 2017, based on average incremental cost for Nonresidential reflective window film | 0 | 0 | 3.5 | sq ft | 100 | 350
Nonequipment | Window Sun Protection | Window Sun Protection (Includes sunscreen, film, tinting or overhang to minimize heat gain through window) | Standard Window with below Code Required Minimum SHGC | Commercial | New | Schools K-12 | FL Zone 2 | Per 100 S.F. | 15% | 289.0095 | 242.768 | 46.2415 | 0.16 | 10 | 0.017671 | -0.00438 | 0 | no base cost | 0 | 0 | 3.5 | CMUA TRM, 2017, based on average incremental cost for Nonresidential reflective window film | 0 | 0 | 3.5 | sq ft | 100 | 350
Nonequipment | Window Sun Protection | Window Sun Protection (Includes sunscreen, film, tinting or overhang to minimize heat gain through window) | Standard Window with below Code Required Minimum SHGC | Commercial | New | Warehouse | FL Zone 2 | Per 100 S.F. | 15% | 289.0095 | 242.768 | 46.2415 | 0.16 | 10 | 0.024298 | -0.01782 | 0 | no base cost | 0 | 0 | 3.5 | CMUA TRM, 2017, based on average incremental cost for Nonresidential reflective window film | 0 | 0 | 3.5 | sq ft | 100 | 350
Nonequipment | Bi-Level Lighting Control (Interior) | Bi-Level Controls on Interior Lighting, 500 Watts Controlled | 500 Watts of Lighting, Manually Controlled | Commercial | Existing | Assembly | FL Zone 2 | Per 500W Controlled | 22% | 1438 | 992.22 | 445.78 | 0.31 | 8 | 0.001226 | 0 | 0 | no equipment cost | 0 | 0 | 274 | Illinois 2018 Statewide TRM, Section 4.5.9 (inc. cost is capital cost only) | 99 | Michigan 2018 Statewide Master Measure Database, Exterior Lighting BiLevel Control w Override, and wattage assumed in measure workbook | 373 | unit |  | 373
Nonequipment | Bi-Level Lighting Control (Interior) | Bi-Level Controls on Interior Lighting, 500 Watts Controlled | 500 Watts of Lighting, Manually Controlled | Commercial | Existing | College and University | FL Zone 2 | Per 500W Controlled | 36% | 2204 | 1520.76 | 683.24 | 0.31 | 8 | 0.001878 | 0 | 0 | no equipment cost | 0 | 0 | 274 | Illinois 2018 Statewide TRM, Section 4.5.9 (inc. cost is capital cost only) | 99 | Michigan 2018 Statewide Master Measure Database, Exterior Lighting BiLevel Control w Override, and wattage assumed in measure workbook | 373 | unit |  | 373
Nonequipment | Bi-Level Lighting Control (Interior) | Bi-Level Controls on Interior Lighting, 500 Watts Controlled | 500 Watts of Lighting, Manually Controlled | Commercial | Existing | Grocery | FL Zone 2 | Per 500W Controlled | 22% | 2772 | 1912.68 | 859.32 | 0.31 | 8 | 0.010616 | 0 | 0 | no equipment cost | 0 | 0 | 274 | Illinois 2018 Statewide TRM, Section 4.5.9 (inc. cost is capital cost only) | 99 | Michigan 2018 Statewide Master Measure Database, Exterior Lighting BiLevel Control w Override, and wattage assumed in measure workbook | 373 | unit |  | 373
Nonequipment | Bi-Level Lighting Control (Interior) | Bi-Level Controls on Interior Lighting, 500 Watts Controlled | 500 Watts of Lighting, Manually Controlled | Commercial | Existing | Healthcare | FL Zone 2 | Per 500W Controlled | 36% | 2514 | 1734.66 | 779.34 | 0.31 | 8 | 0.002143 | 0 | 0 | no equipment cost | 0 | 0 | 274 | Illinois 2018 Statewide TRM, Section 4.5.9 (inc. cost is capital cost only) | 99 | Michigan 2018 Statewide Master Measure Database, Exterior Lighting BiLevel Control w Override, and wattage assumed in measure workbook | 373 | unit |  | 373
Nonequipment | Bi-Level Lighting Control (Interior) | Bi-Level Controls on Interior Lighting, 500 Watts Controlled | 500 Watts of Lighting, Manually Controlled | Commercial | Existing | Hospitals | FL Zone 2 | Per 500W Controlled | 36% | 3401 | 2346.69 | 1054.31 | 0.31 | 8 | 0.002899 | 0 | 0 | no equipment cost | 0 | 0 | 274 | Illinois 2018 Statewide TRM, Section 4.5.9 (inc. cost is capital cost only) | 99 | Michigan 2018 Statewide Master Measure Database, Exterior Lighting BiLevel Control w Override, and wattage assumed in measure workbook | 373 | unit |  | 373
Nonequipment | Bi-Level Lighting Control (Interior) | Bi-Level Controls on Interior Lighting, 500 Watts Controlled | 500 Watts of Lighting, Manually Controlled | Commercial | Existing | Institutional | FL Zone 2 | Per 500W Controlled | 22% | 1649.5 | 1138.155 | 511.345 | 0.31 | 8 | 0.001406 | 0 | 0 | no equipment cost | 0 | 0 | 274 | Illinois 2018 Statewide TRM, Section 4.5.9 (inc. cost is capital cost only) | 99 | Michigan 2018 Statewide Master Measure Database, Exterior Lighting BiLevel Control w Override, and wattage assumed in measure workbook | 373 | unit |  | 373
Nonequipment | Bi-Level Lighting Control (Interior) | Bi-Level Controls on Interior Lighting, 500 Watts Controlled | 500 Watts of Lighting, Manually Controlled | Commercial | Existing | Lodging/Hospitality | FL Zone 2 | Per 500W Controlled | 36% | 1877 | 1295.13 | 581.87 | 0.31 | 8 | 0.007188 | 0 | 0 | no equipment cost | 0 | 0 | 274 | Illinois 2018 Statewide TRM, Section 4.5.9 (inc. cost is capital cost only) | 99 | Michigan 2018 Statewide Master Measure Database, Exterior Lighting BiLevel Control w Override, and wattage assumed in measure workbook | 373 | unit |  | 373
Nonequipment | Bi-Level Lighting Control (Interior) | Bi-Level Controls on Interior Lighting, 500 Watts Controlled | 500 Watts of Lighting, Manually Controlled | Commercial | Existing | Miscellaneous | FL Zone 2 | Per 500W Controlled | 22% | 2204 | 1520.76 | 683.24 | 0.31 | 8 | 0.001878 | 0 | 0 | no equipment cost | 0 | 0 | 274 | Illinois 2018 Statewide TRM, Section 4.5.9 (inc. cost is capital cost only) | 99 | Michigan 2018 Statewide Master Measure Database, Exterior Lighting BiLevel Control w Override, and wattage assumed in measure workbook | 373 | unit |  | 373
Nonequipment | Bi-Level Lighting Control (Interior) | Bi-Level Controls on Interior Lighting, 500 Watts Controlled | 500 Watts of Lighting, Manually Controlled | Commercial | Existing | Offices | FL Zone 2 | Per 500W Controlled | 36% | 1626.5 | 1122.285 | 504.215 | 0.31 | 8 | 0.001386 | 0 | 0 | no equipment cost | 0 | 0 | 274 | Illinois 2018 Statewide TRM, Section 4.5.9 (inc. cost is capital cost only) | 99 | Michigan 2018 Statewide Master Measure Database, Exterior Lighting BiLevel Control w Override, and wattage assumed in measure workbook | 373 | unit |  | 373
Nonequipment | Bi-Level Lighting Control (Interior) | Bi-Level Controls on Interior Lighting, 500 Watts Controlled | 500 Watts of Lighting, Manually Controlled | Commercial | Existing | Restaurants | FL Zone 2 | Per 500W Controlled | 9% | 1678.5 | 1158.165 | 520.335 | 0.31 | 8 | 0.006428 | 0 | 0 | no equipment cost | 0 | 0 | 274 | Illinois 2018 Statewide TRM, Section 4.5.9 (inc. cost is capital cost only) | 99 | Michigan 2018 Statewide Master Measure Database, Exterior Lighting BiLevel Control w Override, and wattage assumed in measure workbook | 373 | unit |  | 373
Nonequipment | Bi-Level Lighting Control (Interior) | Bi-Level Controls on Interior Lighting, 500 Watts Controlled | 500 Watts of Lighting, Manually Controlled | Commercial | Existing | Retail | FL Zone 2 | Per 500W Controlled | 36% | 2492 | 1719.48 | 772.52 | 0.31 | 8 | 0.009543 | 0 | 0 | no equipment cost | 0 | 0 | 274 | Illinois 2018 Statewide TRM, Section 4.5.9 (inc. cost is capital cost only) | 99 | Michigan 2018 Statewide Master Measure Database, Exterior Lighting BiLevel Control w Override, and wattage assumed in measure workbook | 373 | unit |  | 373
Nonequipment | Bi-Level Lighting Control (Interior) | Bi-Level Controls on Interior Lighting, 500 Watts Controlled | 500 Watts of Lighting, Manually Controlled | Commercial | Existing | Schools K-12 | FL Zone 2 | Per 500W Controlled | 22% | 1189.5 | 820.755 | 368.745 | 0.31 | 8 | 0.001014 | 0 | 0 | no equipment cost | 0 | 0 | 274 | Illinois 2018 Statewide TRM, Section 4.5.9 (inc. cost is capital cost only) | 99 | Michigan 2018 Statewide Master Measure Database, Exterior Lighting BiLevel Control w Override, and wattage assumed in measure workbook | 373 | unit |  | 373
Nonequipment | Bi-Level Lighting Control (Interior) | Bi-Level Controls on Interior Lighting, 500 Watts Controlled | 500 Watts of Lighting, Manually Controlled | Commercial | Existing | Warehouse | FL Zone 2 | Per 500W Controlled | 36% | 1912 | 1319.28 | 592.72 | 0.31 | 8 | 0.00163 | 0 | 0 | no equipment cost | 0 | 0 | 274 | Illinois 2018 Statewide TRM, Section 4.5.9 (inc. cost is capital cost only) | 99 | Michigan 2018 Statewide Master Measure Database, Exterior Lighting BiLevel Control w Override, and wattage assumed in measure workbook | 373 | unit |  | 373
Nonequipment | Bi-Level Lighting Control (Interior) | Bi-Level Controls on Interior Lighting, 500 Watts Controlled | 500 Watts of Lighting, Controlled either Manually or by Sensor as Specified by Code | Commercial | New | Assembly | FL Zone 2 | Per 500W Controlled | 22% | 1438 | 992.22 | 445.78 | 0.31 | 8 | 0.001226 | 0 | 0 | no equipment cost | 0 | 0 | 274 | Illinois 2018 Statewide TRM, Section 4.5.9 (inc. cost is capital cost only) | 99 | Michigan 2018 Statewide Master Measure Database, Exterior Lighting BiLevel Control w Override, and wattage assumed in measure workbook | 373 | unit |  | 373
Nonequipment | Bi-Level Lighting Control (Interior) | Bi-Level Controls on Interior Lighting, 500 Watts Controlled | 500 Watts of Lighting, Controlled either Manually or by Sensor as Specified by Code | Commercial | New | College and University | FL Zone 2 | Per 500W Controlled | 36% | 2204 | 1520.76 | 683.24 | 0.31 | 8 | 0.001878 | 0 | 0 | no equipment cost | 0 | 0 | 274 | Illinois 2018 Statewide TRM, Section 4.5.9 (inc. cost is capital cost only) | 99 | Michigan 2018 Statewide Master Measure Database, Exterior Lighting BiLevel Control w Override, and wattage assumed in measure workbook | 373 | unit |  | 373
Nonequipment | Bi-Level Lighting Control (Interior) | Bi-Level Controls on Interior Lighting, 500 Watts Controlled | 500 Watts of Lighting, Controlled either Manually or by Sensor as Specified by Code | Commercial | New | Grocery | FL Zone 2 | Per 500W Controlled | 22% | 2772 | 1912.68 | 859.32 | 0.31 | 8 | 0.010616 | 0 | 0 | no equipment cost | 0 | 0 | 274 | Illinois 2018 Statewide TRM, Section 4.5.9 (inc. cost is capital cost only) | 99 | Michigan 2018 Statewide Master Measure Database, Exterior Lighting BiLevel Control w Override, and wattage assumed in measure workbook | 373 | unit |  | 373
Nonequipment | Bi-Level Lighting Control (Interior) | Bi-Level Controls on Interior Lighting, 500 Watts Controlled | 500 Watts of Lighting, Controlled either Manually or by Sensor as Specified by Code | Commercial | New | Healthcare | FL Zone 2 | Per 500W Controlled | 36% | 2514 | 1734.66 | 779.34 | 0.31 | 8 | 0.002143 | 0 | 0 | no equipment cost | 0 | 0 | 274 | Illinois 2018 Statewide TRM, Section 4.5.9 (inc. cost is capital cost only) | 99 | Michigan 2018 Statewide Master Measure Database, Exterior Lighting BiLevel Control w Override, and wattage assumed in measure workbook | 373 | unit |  | 373
Nonequipment | Bi-Level Lighting Control (Interior) | Bi-Level Controls on Interior Lighting, 500 Watts Controlled | 500 Watts of Lighting, Controlled either Manually or by Sensor as Specified by Code | Commercial | New | Hospitals | FL Zone 2 | Per 500W Controlled | 36% | 3401 | 2346.69 | 1054.31 | 0.31 | 8 | 0.002899 | 0 | 0 | no equipment cost | 0 | 0 | 274 | Illinois 2018 Statewide TRM, Section 4.5.9 (inc. cost is capital cost only) | 99 | Michigan 2018 Statewide Master Measure Database, Exterior Lighting BiLevel Control w Override, and wattage assumed in measure workbook | 373 | unit |  | 373
Nonequipment | Bi-Level Lighting Control (Interior) | Bi-Level Controls on Interior Lighting, 500 Watts Controlled | 500 Watts of Lighting, Controlled either Manually or by Sensor as Specified by Code | Commercial | New | Institutional | FL Zone 2 | Per 500W Controlled | 22% | 1649.5 | 1138.155 | 511.345 | 0.31 | 8 | 0.001406 | 0 | 0 | no equipment cost | 0 | 0 | 274 | Illinois 2018 Statewide TRM, Section 4.5.9 (inc. cost is capital cost only) | 99 | Michigan 2018 Statewide Master Measure Database, Exterior Lighting BiLevel Control w Override, and wattage assumed in measure workbook | 373 | unit |  | 373
Nonequipment | Bi-Level Lighting Control (Interior) | Bi-Level Controls on Interior Lighting, 500 Watts Controlled | 500 Watts of Lighting, Controlled either Manually or by Sensor as Specified by Code | Commercial | New | Lodging/Hospitality | FL Zone 2 | Per 500W Controlled | 36% | 1877 | 1295.13 | 581.87 | 0.31 | 8 | 0.007188 | 0 | 0 | no equipment cost | 0 | 0 | 274 | Illinois 2018 Statewide TRM, Section 4.5.9 (inc. cost is capital cost only) | 99 | Michigan 2018 Statewide Master Measure Database, Exterior Lighting BiLevel Control w Override, and wattage assumed in measure workbook | 373 | unit |  | 373
Nonequipment | Bi-Level Lighting Control (Interior) | Bi-Level Controls on Interior Lighting, 500 Watts Controlled | 500 Watts of Lighting, Controlled either Manually or by Sensor as Specified by Code | Commercial | New | Miscellaneous | FL Zone 2 | Per 500W Controlled | 22% | 2204 | 1520.76 | 683.24 | 0.31 | 8 | 0.001878 | 0 | 0 | no equipment cost | 0 | 0 | 274 | Illinois 2018 Statewide TRM, Section 4.5.9 (inc. cost is capital cost only) | 99 | Michigan 2018 Statewide Master Measure Database, Exterior Lighting BiLevel Control w Override, and wattage assumed in measure workbook | 373 | unit |  | 373
Nonequipment | Bi-Level Lighting Control (Interior) | Bi-Level Controls on Interior Lighting, 500 Watts Controlled | 500 Watts of Lighting, Controlled either Manually or by Sensor as Specified by Code | Commercial | New | Offices | FL Zone 2 | Per 500W Controlled | 36% | 1626.5 | 1122.285 | 504.215 | 0.31 | 8 | 0.001386 | 0 | 0 | no equipment cost | 0 | 0 | 274 | Illinois 2018 Statewide TRM, Section 4.5.9 (inc. cost is capital cost only) | 99 | Michigan 2018 Statewide Master Measure Database, Exterior Lighting BiLevel Control w Override, and wattage assumed in measure workbook | 373 | unit |  | 373
Nonequipment | Bi-Level Lighting Control (Interior) | Bi-Level Controls on Interior Lighting, 500 Watts Controlled | 500 Watts of Lighting, Controlled either Manually or by Sensor as Specified by Code | Commercial | New | Restaurants | FL Zone 2 | Per 500W Controlled | 9% | 1678.5 | 1158.165 | 520.335 | 0.31 | 8 | 0.006428 | 0 | 0 | no equipment cost | 0 | 0 | 274 | Illinois 2018 Statewide TRM, Section 4.5.9 (inc. cost is capital cost only) | 99 | Michigan 2018 Statewide Master Measure Database, Exterior Lighting BiLevel Control w Override, and wattage assumed in measure workbook | 373 | unit |  | 373
Nonequipment | Bi-Level Lighting Control (Interior) | Bi-Level Controls on Interior Lighting, 500 Watts Controlled | 500 Watts of Lighting, Controlled either Manually or by Sensor as Specified by Code | Commercial | New | Retail | FL Zone 2 | Per 500W Controlled | 36% | 2492 | 1719.48 | 772.52 | 0.31 | 8 | 0.009543 | 0 | 0 | no equipment cost | 0 | 0 | 274 | Illinois 2018 Statewide TRM, Section 4.5.9 (inc. cost is capital cost only) | 99 | Michigan 2018 Statewide Master Measure Database, Exterior Lighting BiLevel Control w Override, and wattage assumed in measure workbook | 373 | unit |  | 373
Nonequipment | Bi-Level Lighting Control (Interior) | Bi-Level Controls on Interior Lighting, 500 Watts Controlled | 500 Watts of Lighting, Controlled either Manually or by Sensor as Specified by Code | Commercial | New | Schools K-12 | FL Zone 2 | Per 500W Controlled | 22% | 1189.5 | 820.755 | 368.745 | 0.31 | 8 | 0.001014 | 0 | 0 | no equipment cost | 0 | 0 | 274 | Illinois 2018 Statewide TRM, Section 4.5.9 (inc. cost is capital cost only) | 99 | Michigan 2018 Statewide Master Measure Database, Exterior Lighting BiLevel Control w Override, and wattage assumed in measure workbook | 373 | unit |  | 373
Nonequipment | Bi-Level Lighting Control (Interior) | Bi-Level Controls on Interior Lighting, 500 Watts Controlled | 500 Watts of Lighting, Controlled either Manually or by Sensor as Specified by Code | Commercial | New | Warehouse | FL Zone 2 | Per 500W Controlled | 36% | 1912 | 1319.28 | 592.72 | 0.31 | 8 | 0.00163 | 0 | 0 | no equipment cost | 0 | 0 | 274 | Illinois 2018 Statewide TRM, Section 4.5.9 (inc. cost is capital cost only) | 99 | Michigan 2018 Statewide Master Measure Database, Exterior Lighting BiLevel Control w Override, and wattage assumed in measure workbook | 373 | unit |  | 373
Nonequipment | Interior Lighting Controls | Install Interior Photocell Dimming Controls, 500 Watts Controlled | 500 Watts of Lighting, Manually Controlled | Commercial | Existing | Assembly | FL Zone 2 | Per End Use Consumption | 15% | 1438 | 1035.36 | 402.64 | 0.28 | 8 | 0 | 0 | 0 | no equipment cost | 0 | 0 | 115 | Mid-Atlantic TRM, v7.0, 2017, average of occupancy sensor and photocell control costs | 41.3796 | rate at $82.76/per labor hour assume 0.5 hours work, https://www.homewyse.com/services/cost_to_install_lighting_control_system.html | 156.3796 | unit |  | 156.3796
Nonequipment | Interior Lighting Controls | Install Interior Photocell Dimming Controls, 500 Watts Controlled | 500 Watts of Lighting, Manually Controlled | Commercial | Existing | College and University | FL Zone 2 | Per End Use Consumption | 38% | 2204 | 1586.88 | 617.12 | 0.28 | 8 | 0 | 0 | 0 | no equipment cost | 0 | 0 | 115 | Mid-Atlantic TRM, v7.0, 2017, average of occupancy sensor and photocell control costs | 41.3796 | rate at $82.76/per labor hour assume 0.5 hours work, https://www.homewyse.com/services/cost_to_install_lighting_control_system.html | 156.3796 | unit |  | 156.3796
Nonequipment | Interior Lighting Controls | Install Interior Photocell Dimming Controls, 500 Watts Controlled | 500 Watts of Lighting, Manually Controlled | Commercial | Existing | Grocery | FL Zone 2 | Per End Use Consumption | 8% | 2772 | 1995.84 | 776.16 | 0.28 | 8 | 0 | 0 | 0 | no equipment cost | 0 | 0 | 115 | Mid-Atlantic TRM, v7.0, 2017, average of occupancy sensor and photocell control costs | 41.3796 | rate at $82.76/per labor hour assume 0.5 hours work, https://www.homewyse.com/services/cost_to_install_lighting_control_system.html | 156.3796 | unit |  | 156.3796
Nonequipment | Interior Lighting Controls | Install Interior Photocell Dimming Controls, 500 Watts Controlled | 500 Watts of Lighting, Manually Controlled | Commercial | Existing | Healthcare | FL Zone 2 | Per End Use Consumption | 38% | 2514 | 1810.08 | 703.92 | 0.28 | 8 | 0 | 0 | 0 | no equipment cost | 0 | 0 | 115 | Mid-Atlantic TRM, v7.0, 2017, average of occupancy sensor and photocell control costs | 41.3796 | rate at $82.76/per labor hour assume 0.5 hours work, https://www.homewyse.com/services/cost_to_install_lighting_control_system.html | 156.3796 | unit |  | 156.3796
Nonequipment | Interior Lighting Controls | Install Interior Photocell Dimming Controls, 500 Watts Controlled | 500 Watts of Lighting, Manually Controlled | Commercial | Existing | Hospitals | FL Zone 2 | Per End Use Consumption | 38% | 3401 | 2448.72 | 952.28 | 0.28 | 8 | 0 | 0 | 0 | no equipment cost | 0 | 0 | 115 | Mid-Atlantic TRM, v7.0, 2017, average of occupancy sensor and photocell control costs | 41.3796 | rate at $82.76/per labor hour assume 0.5 hours work, https://www.homewyse.com/services/cost_to_install_lighting_control_system.html | 156.3796 | unit |  | 156.3796
Nonequipment | Interior Lighting Controls | Install Interior Photocell Dimming Controls, 500 Watts Controlled | 500 Watts of Lighting, Manually Controlled | Commercial | Existing | Institutional | FL Zone 2 | Per End Use Consumption | 15% | 1649.5 | 1187.64 | 461.86 | 0.28 | 8 | 0 | 0 | 0 | no equipment cost | 0 | 0 | 115 | Mid-Atlantic TRM, v7.0, 2017, average of occupancy sensor and photocell control costs | 41.3796 | rate at $82.76/per labor hour assume 0.5 hours work, https://www.homewyse.com/services/cost_to_install_lighting_control_system.html | 156.3796 | unit |  | 156.3796
Nonequipment | Interior Lighting Controls | Install Interior Photocell Dimming Controls, 500 Watts Controlled | 500 Watts of Lighting, Manually Controlled | Commercial | Existing | Lodging/Hospitality | FL Zone 2 | Per End Use Consumption | 15% | 1877 | 1351.44 | 525.56 | 0.28 | 8 | 0 | 0 | 0 | no equipment cost | 0 | 0 | 115 | Mid-Atlantic TRM, v7.0, 2017, average of occupancy sensor and photocell control costs | 41.3796 | rate at $82.76/per labor hour assume 0.5 hours work, https://www.homewyse.com/services/cost_to_install_lighting_control_system.html | 156.3796 | unit |  | 156.3796
Nonequipment | Interior Lighting Controls | Install Interior Photocell Dimming Controls, 500 Watts Controlled | 500 Watts of Lighting, Manually Controlled | Commercial | Existing | Miscellaneous | FL Zone 2 | Per End Use Consumption | 15% | 2204 | 1586.88 | 617.12 | 0.28 | 8 | 0 | 0 | 0 | no equipment cost | 0 | 0 | 115 | Mid-Atlantic TRM, v7.0, 2017, average of occupancy sensor and photocell control costs | 41.3796 | rate at $82.76/per labor hour assume 0.5 hours work, https://www.homewyse.com/services/cost_to_install_lighting_control_system.html | 156.3796 | unit |  | 156.3796
Nonequipment | Interior Lighting Controls | Install Interior Photocell Dimming Controls, 500 Watts Controlled | 500 Watts of Lighting, Manually Controlled | Commercial | Existing | Offices | FL Zone 2 | Per End Use Consumption | 30% | 1626.5 | 1171.08 | 455.42 | 0.28 | 8 | 0 | 0 | 0 | no equipment cost | 0 | 0 | 115 | Mid-Atlantic TRM, v7.0, 2017, average of occupancy sensor and photocell control costs | 41.3796 | rate at $82.76/per labor hour assume 0.5 hours work, https://www.homewyse.com/services/cost_to_install_lighting_control_system.html | 156.3796 | unit |  | 156.3796
Nonequipment | Interior Lighting Controls | Install Interior Photocell Dimming Controls, 500 Watts Controlled | 500 Watts of Lighting, Manually Controlled | Commercial | Existing | Restaurants | FL Zone 2 | Per End Use Consumption | 8% | 1678.5 | 1208.52 | 469.98 | 0.28 | 8 | 0 | 0 | 0 | no equipment cost | 0 | 0 | 115 | Mid-Atlantic TRM, v7.0, 2017, average of occupancy sensor and photocell control costs | 41.3796 | rate at $82.76/per labor hour assume 0.5 hours work, https://www.homewyse.com/services/cost_to_install_lighting_control_system.html | 156.3796 | unit |  | 156.3796
Nonequipment | Interior Lighting Controls | Install Interior Photocell Dimming Controls, 500 Watts Controlled | 500 Watts of Lighting, Manually Controlled | Commercial | Existing | Retail | FL Zone 2 | Per End Use Consumption | 8% | 2492 | 1794.24 | 697.76 | 0.28 | 8 | 0 | 0 | 0 | no equipment cost | 0 | 0 | 115 | Mid-Atlantic TRM, v7.0, 2017, average of occupancy sensor and photocell control costs | 41.3796 | rate at $82.76/per labor hour assume 0.5 hours work, https://www.homewyse.com/services/cost_to_install_lighting_control_system.html | 156.3796 | unit |  | 156.3796
Nonequipment | Interior Lighting Controls | Install Interior Photocell Dimming Controls, 500 Watts Controlled | 500 Watts of Lighting, Manually Controlled | Commercial | Existing | Schools K-12 | FL Zone 2 | Per End Use Consumption | 38% | 1189.5 | 856.44 | 333.06 | 0.28 | 8 | 0 | 0 | 0 | no equipment cost | 0 | 0 | 115 | Mid-Atlantic TRM, v7.0, 2017, average of occupancy sensor and photocell control costs | 41.3796 | rate at $82.76/per labor hour assume 0.5 hours work, https://www.homewyse.com/services/cost_to_install_lighting_control_system.html | 156.3796 | unit |  | 156.3796
Nonequipment | Interior Lighting Controls | Install Interior Photocell Dimming Controls, 500 Watts Controlled | 500 Watts of Lighting, Manually Controlled | Commercial | Existing | Warehouse | FL Zone 2 | Per End Use Consumption | 38% | 1912 | 1376.64 | 535.36 | 0.28 | 8 | 0 | 0 | 0 | no equipment cost | 0 | 0 | 115 | Mid-Atlantic TRM, v7.0, 2017, average of occupancy sensor and photocell control costs | 41.3796 | rate at $82.76/per labor hour assume 0.5 hours work, https://www.homewyse.com/services/cost_to_install_lighting_control_system.html | 156.3796 | unit |  | 156.3796
Nonequipment | Interior Lighting Controls | Install Interior Photocell Dimming Controls, 500 Watts Controlled | 500 Watts of Lighting, Manually Controlled | Commercial | New | Assembly | FL Zone 2 | Per End Use Consumption | 15% | 1438 | 1035.36 | 402.64 | 0.28 | 8 | 0 | 0 | 0 | no equipment cost | 0 | 0 | 115 | Mid-Atlantic TRM, v7.0, 2017, average of occupancy sensor and photocell control costs | 41.3796 | rate at $82.76/per labor hour assume 0.5 hours work, https://www.homewyse.com/services/cost_to_install_lighting_control_system.html | 156.3796 | unit |  | 156.3796
Nonequipment | Interior Lighting Controls | Install Interior Photocell Dimming Controls, 500 Watts Controlled | 500 Watts of Lighting, Manually Controlled | Commercial | New | College and University | FL Zone 2 | Per End Use Consumption | 38% | 2204 | 1586.88 | 617.12 | 0.28 | 8 | 0 | 0 | 0 | no equipment cost | 0 | 0 | 115 | Mid-Atlantic TRM, v7.0, 2017, average of occupancy sensor and photocell control costs | 41.3796 | rate at $82.76/per labor hour assume 0.5 hours work, https://www.homewyse.com/services/cost_to_install_lighting_control_system.html | 156.3796 | unit |  | 156.3796
Nonequipment | Interior Lighting Controls | Install Interior Photocell Dimming Controls, 500 Watts Controlled | 500 Watts of Lighting, Manually Controlled | Commercial | New | Grocery | FL Zone 2 | Per End Use Consumption | 8% | 2772 | 1995.84 | 776.16 | 0.28 | 8 | 0 | 0 | 0 | no equipment cost | 0 | 0 | 115 | Mid-Atlantic TRM, v7.0, 2017, average of occupancy sensor and photocell control costs | 41.3796 | rate at $82.76/per labor hour assume 0.5 hours work, https://www.homewyse.com/services/cost_to_install_lighting_control_system.html | 156.3796 | unit |  | 156.3796
Nonequipment | Interior Lighting Controls | Install Interior Photocell Dimming Controls, 500 Watts Controlled | 500 Watts of Lighting, Manually Controlled | Commercial | New | Healthcare | FL Zone 2 | Per End Use Consumption | 38% | 2514 | 1810.08 | 703.92 | 0.28 | 8 | 0 | 0 | 0 | no equipment cost | 0 | 0 | 115 | Mid-Atlantic TRM, v7.0, 2017, average of occupancy sensor and photocell control costs | 41.3796 | rate at $82.76/per labor hour assume 0.5 hours work, https://www.homewyse.com/services/cost_to_install_lighting_control_system.html | 156.3796 | unit |  | 156.3796
Nonequipment | Interior Lighting Controls | Install Interior Photocell Dimming Controls, 500 Watts Controlled | 500 Watts of Lighting, Manually Controlled | Commercial | New | Hospitals | FL Zone 2 | Per End Use Consumption | 38% | 3401 | 2448.72 | 952.28 | 0.28 | 8 | 0 | 0 | 0 | no equipment cost | 0 | 0 | 115 | Mid-Atlantic TRM, v7.0, 2017, average of occupancy sensor and photocell control costs | 41.3796 | rate at $82.76/per labor hour assume 0.5 hours work, https://www.homewyse.com/services/cost_to_install_lighting_control_system.html | 156.3796 | unit |  | 156.3796
Nonequipment | Interior Lighting Controls | Install Interior Photocell Dimming Controls, 500 Watts Controlled | 500 Watts of Lighting, Manually Controlled | Commercial | New | Institutional | FL Zone 2 | Per End Use Consumption | 15% | 1649.5 | 1187.64 | 461.86 | 0.28 | 8 | 0 | 0 | 0 | no equipment cost | 0 | 0 | 115 | Mid-Atlantic TRM, v7.0, 2017, average of occupancy sensor and photocell control costs | 41.3796 | rate at $82.76/per labor hour assume 0.5 hours work, https://www.homewyse.com/services/cost_to_install_lighting_control_system.html | 156.3796 | unit |  | 156.3796
Nonequipment | Interior Lighting Controls | Install Interior Photocell Dimming Controls, 500 Watts Controlled | 500 Watts of Lighting, Manually Controlled | Commercial | New | Lodging/Hospitality | FL Zone 2 | Per End Use Consumption | 15% | 1877 | 1351.44 | 525.56 | 0.28 | 8 | 0 | 0 | 0 | no equipment cost | 0 | 0 | 115 | Mid-Atlantic TRM, v7.0, 2017, average of occupancy sensor and photocell control costs | 41.3796 | rate at $82.76/per labor hour assume 0.5 hours work, https://www.homewyse.com/services/cost_to_install_lighting_control_system.html | 156.3796 | unit |  | 156.3796
Nonequipment | Interior Lighting Controls | Install Interior Photocell Dimming Controls, 500 Watts Controlled | 500 Watts of Lighting, Manually Controlled | Commercial | New | Miscellaneous | FL Zone 2 | Per End Use Consumption | 15% | 2204 | 1586.88 | 617.12 | 0.28 | 8 | 0 | 0 | 0 | no equipment cost | 0 | 0 | 115 | Mid-Atlantic TRM, v7.0, 2017, average of occupancy sensor and photocell control costs | 41.3796 | rate at $82.76/per labor hour assume 0.5 hours work, https://www.homewyse.com/services/cost_to_install_lighting_control_system.html | 156.3796 | unit |  | 156.3796
Nonequipment | Interior Lighting Controls | Install Interior Photocell Dimming Controls, 500 Watts Controlled | 500 Watts of Lighting, Manually Controlled | Commercial | New | Offices | FL Zone 2 | Per End Use Consumption | 30% | 1626.5 | 1171.08 | 455.42 | 0.28 | 8 | 0 | 0 | 0 | no equipment cost | 0 | 0 | 115 | Mid-Atlantic TRM, v7.0, 2017, average of occupancy sensor and photocell control costs | 41.3796 | rate at $82.76/per labor hour assume 0.5 hours work, https://www.homewyse.com/services/cost_to_install_lighting_control_system.html | 156.3796 | unit |  | 156.3796
Nonequipment | Interior Lighting Controls | Install Interior Photocell Dimming Controls, 500 Watts Controlled | 500 Watts of Lighting, Manually Controlled | Commercial | New | Restaurants | FL Zone 2 | Per End Use Consumption | 8% | 1678.5 | 1208.52 | 469.98 | 0.28 | 8 | 0 | 0 | 0 | no equipment cost | 0 | 0 | 115 | Mid-Atlantic TRM, v7.0, 2017, average of occupancy sensor and photocell control costs | 41.3796 | rate at $82.76/per labor hour assume 0.5 hours work, https://www.homewyse.com/services/cost_to_install_lighting_control_system.html | 156.3796 | unit |  | 156.3796
Nonequipment | Interior Lighting Controls | Install Interior Photocell Dimming Controls, 500 Watts Controlled | 500 Watts of Lighting, Manually Controlled | Commercial | New | Retail | FL Zone 2 | Per End Use Consumption | 8% | 2492 | 1794.24 | 697.76 | 0.28 | 8 | 0 | 0 | 0 | no equipment cost | 0 | 0 | 115 | Mid-Atlantic TRM, v7.0, 2017, average of occupancy sensor and photocell control costs | 41.3796 | rate at $82.76/per labor hour assume 0.5 hours work, https://www.homewyse.com/services/cost_to_install_lighting_control_system.html | 156.3796 | unit |  | 156.3796
Nonequipment | Interior Lighting Controls | Install Interior Photocell Dimming Controls, 500 Watts Controlled | 500 Watts of Lighting, Manually Controlled | Commercial | New | Schools K-12 | FL Zone 2 | Per End Use Consumption | 38% | 1189.5 | 856.44 | 333.06 | 0.28 | 8 | 0 | 0 | 0 | no equipment cost | 0 | 0 | 115 | Mid-Atlantic TRM, v7.0, 2017, average of occupancy sensor and photocell control costs | 41.3796 | rate at $82.76/per labor hour assume 0.5 hours work, https://www.homewyse.com/services/cost_to_install_lighting_control_system.html | 156.3796 | unit |  | 156.3796
Nonequipment | Interior Lighting Controls | Install Interior Photocell Dimming Controls, 500 Watts Controlled | 500 Watts of Lighting, Manually Controlled | Commercial | New | Warehouse | FL Zone 2 | Per End Use Consumption | 38% | 1912 | 1376.64 | 535.36 | 0.28 | 8 | 0 | 0 | 0 | no equipment cost | 0 | 0 | 115 | Mid-Atlantic TRM, v7.0, 2017, average of occupancy sensor and photocell control costs | 41.3796 | rate at $82.76/per labor hour assume 0.5 hours work, https://www.homewyse.com/services/cost_to_install_lighting_control_system.html | 156.3796 | unit |  | 156.3796
Nonequipment | Efficient Motor Belts | Synchronous belt, 98% efficiency | 0 | Commercial | Existing | Assembly | FL Zone 2 | Per Appliance | 5% | 8580.042 | 8485.235 | 94.8071 | 0.01105 | 10 | 0.012997 | 0.003209 | 0 | no base cost | 0 | 0 | 246.51 | Illinois 2018 Statewide TRM, Section 4.4.30 | 150 | Illinois TRM, 2018, Section 4.4.30 | 396.51 | motor belt |  | 396.51
Nonequipment | Efficient Motor Belts | Synchronous belt, 98% efficiency | 0 | Commercial | Existing | College and University | FL Zone 2 | Per Appliance | 1% | 8580.042 | 8485.235 | 94.8071 | 0.01105 | 10 | 0.012292 | 0.010296 | 0 | no base cost | 0 | 0 | 246.51 | Illinois 2018 Statewide TRM, Section 4.4.30 | 150 | Illinois TRM, 2018, Section 4.4.30 | 396.51 | motor belt |  | 396.51
Nonequipment | Efficient Motor Belts | Synchronous belt, 98% efficiency | 0 | Commercial | Existing | Grocery | FL Zone 2 | Per Appliance | 10% | 8580.042 | 8485.235 | 94.8071 | 0.01105 | 10 | 0.012997 | 0.003209 | 0 | no base cost | 0 | 0 | 246.51 | Illinois 2018 Statewide TRM, Section 4.4.30 | 150 | Illinois TRM, 2018, Section 4.4.30 | 396.51 | motor belt |  | 396.51
Nonequipment | Efficient Motor Belts | Synchronous belt, 98% efficiency | 0 | Commercial | Existing | Healthcare | FL Zone 2 | Per Appliance | 1% | 8580.042 | 8485.235 | 94.8071 | 0.01105 | 10 | 0.012292 | 0.010296 | 0 | no base cost | 0 | 0 | 246.51 | Illinois 2018 Statewide TRM, Section 4.4.30 | 150 | Illinois TRM, 2018, Section 4.4.30 | 396.51 | motor belt |  | 396.51
Nonequipment | Efficient Motor Belts | Synchronous belt, 98% efficiency | 0 | Commercial | Existing | Hospitals | FL Zone 2 | Per Appliance | 1% | 8580.042 | 8485.235 | 94.8071 | 0.01105 | 10 | 0.012292 | 0.010296 | 0 | no base cost | 0 | 0 | 246.51 | Illinois 2018 Statewide TRM, Section 4.4.30 | 150 | Illinois TRM, 2018, Section 4.4.30 | 396.51 | motor belt |  | 396.51
Nonequipment | Efficient Motor Belts | Synchronous belt, 98% efficiency | 0 | Commercial | Existing | Institutional | FL Zone 2 | Per Appliance | 5% | 8580.042 | 8485.235 | 94.8071 | 0.01105 | 10 | 0.012997 | 0.003209 | 0 | no base cost | 0 | 0 | 246.51 | Illinois 2018 Statewide TRM, Section 4.4.30 | 150 | Illinois TRM, 2018, Section 4.4.30 | 396.51 | motor belt |  | 396.51
Nonequipment | Efficient Motor Belts | Synchronous belt, 98% efficiency | 0 | Commercial | Existing | Lodging/Hospitality | FL Zone 2 | Per Appliance | 1% | 8580.042 | 8485.235 | 94.8071 | 0.01105 | 10 | 0.012292 | 0.010296 | 0 | no base cost | 0 | 0 | 246.51 | Illinois 2018 Statewide TRM, Section 4.4.30 | 150 | Illinois TRM, 2018, Section 4.4.30 | 396.51 | motor belt |  | 396.51
Nonequipment | Efficient Motor Belts | Synchronous belt, 98% efficiency | 0 | Commercial | Existing | Miscellaneous | FL Zone 2 | Per Appliance | 5% | 8580.042 | 8485.235 | 94.8071 | 0.01105 | 10 | 0.012997 | 0.003209 | 0 | no base cost | 0 | 0 | 246.51 | Illinois 2018 Statewide TRM, Section 4.4.30 | 150 | Illinois TRM, 2018, Section 4.4.30 | 396.51 | motor belt |  | 396.51
Nonequipment | Efficient Motor Belts | Synchronous belt, 98% efficiency | 0 | Commercial | Existing | Offices | FL Zone 2 | Per Appliance | 5% | 8580.042 | 8485.235 | 94.8071 | 0.01105 | 10 | 0.012997 | 0.003209 | 0 | no base cost | 0 | 0 | 246.51 | Illinois 2018 Statewide TRM, Section 4.4.30 | 150 | Illinois TRM, 2018, Section 4.4.30 | 396.51 | motor belt |  | 396.51
Nonequipment | Efficient Motor Belts | Synchronous belt, 98% efficiency | 0 | Commercial | Existing | Restaurants | FL Zone 2 | Per Appliance | 1% | 8580.042 | 8485.235 | 94.8071 | 0.01105 | 10 | 0.012292 | 0.010296 | 0 | no base cost | 0 | 0 | 246.51 | Illinois 2018 Statewide TRM, Section 4.4.30 | 150 | Illinois TRM, 2018, Section 4.4.30 | 396.51 | motor belt |  | 396.51
Nonequipment | Efficient Motor Belts | Synchronous belt, 98% efficiency | 0 | Commercial | Existing | Retail | FL Zone 2 | Per Appliance | 1% | 8580.042 | 8485.235 | 94.8071 | 0.01105 | 10 | 0.012997 | 0.003209 | 0 | no base cost | 0 | 0 | 246.51 | Illinois 2018 Statewide TRM, Section 4.4.30 | 150 | Illinois TRM, 2018, Section 4.4.30 | 396.51 | motor belt |  | 396.51
Nonequipment | Efficient Motor Belts | Synchronous belt, 98% efficiency | 0 | Commercial | Existing | Schools K-12 | FL Zone 2 | Per Appliance | 1% | 8580.042 | 8485.235 | 94.8071 | 0.01105 | 10 | 0.012292 | 0.010296 | 0 | no base cost | 0 | 0 | 246.51 | Illinois 2018 Statewide TRM, Section 4.4.30 | 150 | Illinois TRM, 2018, Section 4.4.30 | 396.51 | motor belt |  | 396.51
Nonequipment | Efficient Motor Belts | Synchronous belt, 98% efficiency | 0 | Commercial | Existing | Warehouse | FL Zone 2 | Per Appliance | 5% | 8580.042 | 8485.235 | 94.8071 | 0.01105 | 10 | 0.012997 | 0.003209 | 0 | no base cost | 0 | 0 | 246.51 | Illinois 2018 Statewide TRM, Section 4.4.30 | 150 | Illinois TRM, 2018, Section 4.4.30 | 396.51 | motor belt |  | 396.51
Nonequipment | Efficient Motor Belts | Synchronous belt, 98% efficiency | Standard V-belt, 93% efficiency | Commercial | New | Assembly | FL Zone 2 | Per Appliance | 5% | 8580.042 | 8485.235 | 94.8071 | 0.01105 | 10 | 0.012997 | 0.003209 | 0 | no base cost | 0 | 0 | 246.51 | Illinois 2018 Statewide TRM, Section 4.4.30 | 150 | Illinois TRM, 2018, Section 4.4.30 | 396.51 | motor belt |  | 396.51
Nonequipment | Efficient Motor Belts | Synchronous belt, 98% efficiency | Standard V-belt, 93% efficiency | Commercial | New | College and University | FL Zone 2 | Per Appliance | 5% | 8580.042 | 8485.235 | 94.8071 | 0.01105 | 10 | 0.012292 | 0.010296 | 0 | no base cost | 0 | 0 | 246.51 | Illinois 2018 Statewide TRM, Section 4.4.30 | 150 | Illinois TRM, 2018, Section 4.4.30 | 396.51 | motor belt |  | 396.51
Nonequipment | Efficient Motor Belts | Synchronous belt, 98% efficiency | Standard V-belt, 93% efficiency | Commercial | New | Grocery | FL Zone 2 | Per Appliance | 10% | 8580.042 | 8485.235 | 94.8071 | 0.01105 | 10 | 0.012997 | 0.003209 | 0 | no base cost | 0 | 0 | 246.51 | Illinois 2018 Statewide TRM, Section 4.4.30 | 150 | Illinois TRM, 2018, Section 4.4.30 | 396.51 | motor belt |  | 396.51
Nonequipment | Efficient Motor Belts | Synchronous belt, 98% efficiency | Standard V-belt, 93% efficiency | Commercial | New | Healthcare | FL Zone 2 | Per Appliance | 5% | 8580.042 | 8485.235 | 94.8071 | 0.01105 | 10 | 0.012292 | 0.010296 | 0 | no base cost | 0 | 0 | 246.51 | Illinois 2018 Statewide TRM, Section 4.4.30 | 150 | Illinois TRM, 2018, Section 4.4.30 | 396.51 | motor belt |  | 396.51
Nonequipment | Efficient Motor Belts | Synchronous belt, 98% efficiency | Standard V-belt, 93% efficiency | Commercial | New | Hospitals | FL Zone 2 | Per Appliance | 5% | 8580.042 | 8485.235 | 94.8071 | 0.01105 | 10 | 0.012292 | 0.010296 | 0 | no base cost | 0 | 0 | 246.51 | Illinois 2018 Statewide TRM, Section 4.4.30 | 150 | Illinois TRM, 2018, Section 4.4.30 | 396.51 | motor belt |  | 396.51
Nonequipment | Efficient Motor Belts | Synchronous belt, 98% efficiency | Standard V-belt, 93% efficiency | Commercial | New | Institutional | FL Zone 2 | Per Appliance | 5% | 8580.042 | 8485.235 | 94.8071 | 0.01105 | 10 | 0.012997 | 0.003209 | 0 | no base cost | 0 | 0 | 246.51 | Illinois 2018 Statewide TRM, Section 4.4.30 | 150 | Illinois TRM, 2018, Section 4.4.30 | 396.51 | motor belt |  | 396.51
Nonequipment | Efficient Motor Belts | Synchronous belt, 98% efficiency | Standard V-belt, 93% efficiency | Commercial | New | Lodging/Hospitality | FL Zone 2 | Per Appliance | 5% | 8580.042 | 8485.235 | 94.8071 | 0.01105 | 10 | 0.012292 | 0.010296 | 0 | no base cost | 0 | 0 | 246.51 | Illinois 2018 Statewide TRM, Section 4.4.30 | 150 | Illinois TRM, 2018, Section 4.4.30 | 396.51 | motor belt |  | 396.51
Nonequipment | Efficient Motor Belts | Synchronous belt, 98% efficiency | Standard V-belt, 93% efficiency | Commercial | New | Miscellaneous | FL Zone 2 | Per Appliance | 5% | 8580.042 | 8485.235 | 94.8071 | 0.01105 | 10 | 0.012997 | 0.003209 | 0 | no base cost | 0 | 0 | 246.51 | Illinois 2018 Statewide TRM, Section 4.4.30 | 150 | Illinois TRM, 2018, Section 4.4.30 | 396.51 | motor belt |  | 396.51
Nonequipment | Efficient Motor Belts | Synchronous belt, 98% efficiency | Standard V-belt, 93% efficiency | Commercial | New | Offices | FL Zone 2 | Per Appliance | 5% | 8580.042 | 8485.235 | 94.8071 | 0.01105 | 10 | 0.012997 | 0.003209 | 0 | no base cost | 0 | 0 | 246.51 | Illinois 2018 Statewide TRM, Section 4.4.30 | 150 | Illinois TRM, 2018, Section 4.4.30 | 396.51 | motor belt |  | 396.51
Nonequipment | Efficient Motor Belts | Synchronous belt, 98% efficiency | Standard V-belt, 93% efficiency | Commercial | New | Restaurants | FL Zone 2 | Per Appliance | 5% | 8580.042 | 8485.235 | 94.8071 | 0.01105 | 10 | 0.012292 | 0.010296 | 0 | no base cost | 0 | 0 | 246.51 | Illinois 2018 Statewide TRM, Section 4.4.30 | 150 | Illinois TRM, 2018, Section 4.4.30 | 396.51 | motor belt |  | 396.51
Nonequipment | Efficient Motor Belts | Synchronous belt, 98% efficiency | Standard V-belt, 93% efficiency | Commercial | New | Retail | FL Zone 2 | Per Appliance | 5% | 8580.042 | 8485.235 | 94.8071 | 0.01105 | 10 | 0.012997 | 0.003209 | 0 | no base cost | 0 | 0 | 246.51 | Illinois 2018 Statewide TRM, Section 4.4.30 | 150 | Illinois TRM, 2018, Section 4.4.30 | 396.51 | motor belt |  | 396.51
Nonequipment | Efficient Motor Belts | Synchronous belt, 98% efficiency | Standard V-belt, 93% efficiency | Commercial | New | Schools K-12 | FL Zone 2 | Per Appliance | 5% | 8580.042 | 8485.235 | 94.8071 | 0.01105 | 10 | 0.012292 | 0.010296 | 0 | no base cost | 0 | 0 | 246.51 | Illinois 2018 Statewide TRM, Section 4.4.30 | 150 | Illinois TRM, 2018, Section 4.4.30 | 396.51 | motor belt |  | 396.51
Nonequipment | Efficient Motor Belts | Synchronous belt, 98% efficiency | Standard V-belt, 93% efficiency | Commercial | New | Warehouse | FL Zone 2 | Per Appliance | 5% | 8580.042 | 8485.235 | 94.8071 | 0.01105 | 10 | 0.012997 | 0.003209 | 0 | no base cost | 0 | 0 | 246.51 | Illinois 2018 Statewide TRM, Section 4.4.30 | 150 | Illinois TRM, 2018, Section 4.4.30 | 396.51 | motor belt |  | 396.51
Nonequipment | Engine Block Timer | Plug-in timer that activates engine block timer to reduce unnecessary run time | 0 | Commercial | Existing | Assembly | FL Zone 2 | Per Appliance | 0% | 720 | 460.8 | 259.2 | 0.36 | 5 | 0 | 0 | 0 | no base cost | 0 | 0 | 42.99 | https://www.honeywellstore.com/store/products/aube-plug-in-timer-with-three-prong-outlet-honeywell-ti062u.htm?gclid=EAIaIQobChMIm4qDhaKq4AIV2x-tBh33RwCSEAYYAiABEgLbFvD_BwE | 35.5 | Assume 0.5 hr for install and testing, http://www.serviskey.net/support/rate-estimator?s4=FL (Domestic Services rate) | 78.49 | timer |  | 78.49
Nonequipment | Engine Block Timer | Plug-in timer that activates engine block timer to reduce unnecessary run time | 0 | Commercial | Existing | College and University | FL Zone 2 | Per Appliance | 1% | 720 | 460.8 | 259.2 | 0.36 | 5 | 0.032279 | 0.032279 | 0 | no base cost | 0 | 0 | 42.99 | https://www.honeywellstore.com/store/products/aube-plug-in-timer-with-three-prong-outlet-honeywell-ti062u.htm?gclid=EAIaIQobChMIm4qDhaKq4AIV2x-tBh33RwCSEAYYAiABEgLbFvD_BwE | 35.5 | Assume 0.5 hr for install and testing, http://www.serviskey.net/support/rate-estimator?s4=FL (Domestic Services rate) | 78.49 | timer |  | 78.49
Nonequipment | Engine Block Timer | Plug-in timer that activates engine block timer to reduce unnecessary run time | 0 | Commercial | Existing | Grocery | FL Zone 2 | Per Appliance | 0% | 720 | 460.8 | 259.2 | 0.36 | 5 | 0 | 0 | 0 | no base cost | 0 | 0 | 42.99 | https://www.honeywellstore.com/store/products/aube-plug-in-timer-with-three-prong-outlet-honeywell-ti062u.htm?gclid=EAIaIQobChMIm4qDhaKq4AIV2x-tBh33RwCSEAYYAiABEgLbFvD_BwE | 35.5 | Assume 0.5 hr for install and testing, http://www.serviskey.net/support/rate-estimator?s4=FL (Domestic Services rate) | 78.49 | timer |  | 78.49
Nonequipment | Engine Block Timer | Plug-in timer that activates engine block timer to reduce unnecessary run time | 0 | Commercial | Existing | Healthcare | FL Zone 2 | Per Appliance | 1% | 720 | 460.8 | 259.2 | 0.36 | 5 | 0 | 0 | 0 | no base cost | 0 | 0 | 42.99 | https://www.honeywellstore.com/store/products/aube-plug-in-timer-with-three-prong-outlet-honeywell-ti062u.htm?gclid=EAIaIQobChMIm4qDhaKq4AIV2x-tBh33RwCSEAYYAiABEgLbFvD_BwE | 35.5 | Assume 0.5 hr for install and testing, http://www.serviskey.net/support/rate-estimator?s4=FL (Domestic Services rate) | 78.49 | timer |  | 78.49
Nonequipment | Engine Block Timer | Plug-in timer that activates engine block timer to reduce unnecessary run time | 0 | Commercial | Existing | Hospitals | FL Zone 2 | Per Appliance | 1% | 720 | 460.8 | 259.2 | 0.36 | 5 | 0.032279 | 0.032279 | 0 | no base cost | 0 | 0 | 42.99 | https://www.honeywellstore.com/store/products/aube-plug-in-timer-with-three-prong-outlet-honeywell-ti062u.htm?gclid=EAIaIQobChMIm4qDhaKq4AIV2x-tBh33RwCSEAYYAiABEgLbFvD_BwE | 35.5 | Assume 0.5 hr for install and testing, http://www.serviskey.net/support/rate-estimator?s4=FL (Domestic Services rate) | 78.49 | timer |  | 78.49
Nonequipment | Engine Block Timer | Plug-in timer that activates engine block timer to reduce unnecessary run time | 0 | Commercial | Existing | Institutional | FL Zone 2 | Per Appliance | 5% | 720 | 460.8 | 259.2 | 0.36 | 5 | 0.012328 | 0.012951 | 0 | no base cost | 0 | 0 | 42.99 | https://www.honeywellstore.com/store/products/aube-plug-in-timer-with-three-prong-outlet-honeywell-ti062u.htm?gclid=EAIaIQobChMIm4qDhaKq4AIV2x-tBh33RwCSEAYYAiABEgLbFvD_BwE | 35.5 | Assume 0.5 hr for install and testing, http://www.serviskey.net/support/rate-estimator?s4=FL (Domestic Services rate) | 78.49 | timer |  | 78.49
Nonequipment | Engine Block Timer | Plug-in timer that activates engine block timer to reduce unnecessary run time | 0 | Commercial | Existing | Lodging/Hospitality | FL Zone 2 | Per Appliance | 1% | 720 | 460.8 | 259.2 | 0.36 | 5 | 0 | 0 | 0 | no base cost | 0 | 0 | 42.99 | https://www.honeywellstore.com/store/products/aube-plug-in-timer-with-three-prong-outlet-honeywell-ti062u.htm?gclid=EAIaIQobChMIm4qDhaKq4AIV2x-tBh33RwCSEAYYAiABEgLbFvD_BwE | 35.5 | Assume 0.5 hr for install and testing, http://www.serviskey.net/support/rate-estimator?s4=FL (Domestic Services rate) | 78.49 | timer |  | 78.49
Nonequipment | Engine Block Timer | Plug-in timer that activates engine block timer to reduce unnecessary run time | 0 | Commercial | Existing | Miscellaneous | FL Zone 2 | Per Appliance | 0% | 720 | 460.8 | 259.2 | 0.36 | 5 | 0.012328 | 0.012951 | 0 | no base cost | 0 | 0 | 42.99 | https://www.honeywellstore.com/store/products/aube-plug-in-timer-with-three-prong-outlet-honeywell-ti062u.htm?gclid=EAIaIQobChMIm4qDhaKq4AIV2x-tBh33RwCSEAYYAiABEgLbFvD_BwE | 35.5 | Assume 0.5 hr for install and testing, http://www.serviskey.net/support/rate-estimator?s4=FL (Domestic Services rate) | 78.49 | timer |  | 78.49
Nonequipment | Engine Block Timer | Plug-in timer that activates engine block timer to reduce unnecessary run time | 0 | Commercial | Existing | Offices | FL Zone 2 | Per Appliance | 5% | 720 | 460.8 | 259.2 | 0.36 | 5 | 0.012328 | 0.012951 | 0 | no base cost | 0 | 0 | 42.99 | https://www.honeywellstore.com/store/products/aube-plug-in-timer-with-three-prong-outlet-honeywell-ti062u.htm?gclid=EAIaIQobChMIm4qDhaKq4AIV2x-tBh33RwCSEAYYAiABEgLbFvD_BwE | 35.5 | Assume 0.5 hr for install and testing, http://www.serviskey.net/support/rate-estimator?s4=FL (Domestic Services rate) | 78.49 | timer |  | 78.49
Nonequipment | Engine Block Timer | Plug-in timer that activates engine block timer to reduce unnecessary run time | 0 | Commercial | Existing | Restaurants | FL Zone 2 | Per Appliance | 0% | 720 | 460.8 | 259.2 | 0.36 | 5 | 0.012328 | 0.012951 | 0 | no base cost | 0 | 0 | 42.99 | https://www.honeywellstore.com/store/products/aube-plug-in-timer-with-three-prong-outlet-honeywell-ti062u.htm?gclid=EAIaIQobChMIm4qDhaKq4AIV2x-tBh33RwCSEAYYAiABEgLbFvD_BwE | 35.5 | Assume 0.5 hr for install and testing, http://www.serviskey.net/support/rate-estimator?s4=FL (Domestic Services rate) | 78.49 | timer |  | 78.49
Nonequipment | Engine Block Timer | Plug-in timer that activates engine block timer to reduce unnecessary run time | 0 | Commercial | Existing | Retail | FL Zone 2 | Per Appliance | 0% | 720 | 460.8 | 259.2 | 0.36 | 5 | 0.012328 | 0.012951 | 0 | no base cost | 0 | 0 | 42.99 | https://www.honeywellstore.com/store/products/aube-plug-in-timer-with-three-prong-outlet-honeywell-ti062u.htm?gclid=EAIaIQobChMIm4qDhaKq4AIV2x-tBh33RwCSEAYYAiABEgLbFvD_BwE | 35.5 | Assume 0.5 hr for install and testing, http://www.serviskey.net/support/rate-estimator?s4=FL (Domestic Services rate) | 78.49 | timer |  | 78.49
Nonequipment | Engine Block Timer | Plug-in timer that activates engine block timer to reduce unnecessary run time | 0 | Commercial | Existing | Schools K-12 | FL Zone 2 | Per Appliance | 0% | 720 | 460.8 | 259.2 | 0.36 | 5 | 0.012328 | 0.012951 | 0 | no base cost | 0 | 0 | 42.99 | https://www.honeywellstore.com/store/products/aube-plug-in-timer-with-three-prong-outlet-honeywell-ti062u.htm?gclid=EAIaIQobChMIm4qDhaKq4AIV2x-tBh33RwCSEAYYAiABEgLbFvD_BwE | 35.5 | Assume 0.5 hr for install and testing, http://www.serviskey.net/support/rate-estimator?s4=FL (Domestic Services rate) | 78.49 | timer |  | 78.49
Nonequipment | Engine Block Timer | Plug-in timer that activates engine block timer to reduce unnecessary run time | 0 | Commercial | Existing | Warehouse | FL Zone 2 | Per Appliance | 0% | 720 | 460.8 | 259.2 | 0.36 | 5 | 0.012328 | 0.012951 | 0 | no base cost | 0 | 0 | 42.99 | https://www.honeywellstore.com/store/products/aube-plug-in-timer-with-three-prong-outlet-honeywell-ti062u.htm?gclid=EAIaIQobChMIm4qDhaKq4AIV2x-tBh33RwCSEAYYAiABEgLbFvD_BwE | 35.5 | Assume 0.5 hr for install and testing, http://www.serviskey.net/support/rate-estimator?s4=FL (Domestic Services rate) | 78.49 | timer |  | 78.49
Nonequipment | Engine Block Timer | Plug-in timer that activates engine block timer to reduce unnecessary run time | no timer | Commercial | New | Assembly | FL Zone 2 | Per Appliance | 0% | 720 | 460.8 | 259.2 | 0.36 | 5 | 0 | 0 | 0 | no base cost | 0 | 0 | 42.99 | https://www.honeywellstore.com/store/products/aube-plug-in-timer-with-three-prong-outlet-honeywell-ti062u.htm?gclid=EAIaIQobChMIm4qDhaKq4AIV2x-tBh33RwCSEAYYAiABEgLbFvD_BwE | 35.5 | Assume 0.5 hr for install and testing, http://www.serviskey.net/support/rate-estimator?s4=FL (Domestic Services rate) | 78.49 | timer |  | 78.49
Nonequipment | Engine Block Timer | Plug-in timer that activates engine block timer to reduce unnecessary run time | no timer | Commercial | New | College and University | FL Zone 2 | Per Appliance | 5% | 720 | 460.8 | 259.2 | 0.36 | 5 | 0.032279 | 0.032279 | 0 | no base cost | 0 | 0 | 42.99 | https://www.honeywellstore.com/store/products/aube-plug-in-timer-with-three-prong-outlet-honeywell-ti062u.htm?gclid=EAIaIQobChMIm4qDhaKq4AIV2x-tBh33RwCSEAYYAiABEgLbFvD_BwE | 35.5 | Assume 0.5 hr for install and testing, http://www.serviskey.net/support/rate-estimator?s4=FL (Domestic Services rate) | 78.49 | timer |  | 78.49
Nonequipment | Engine Block Timer | Plug-in timer that activates engine block timer to reduce unnecessary run time | no timer | Commercial | New | Grocery | FL Zone 2 | Per Appliance | 0% | 720 | 460.8 | 259.2 | 0.36 | 5 | 0 | 0 | 0 | no base cost | 0 | 0 | 42.99 | https://www.honeywellstore.com/store/products/aube-plug-in-timer-with-three-prong-outlet-honeywell-ti062u.htm?gclid=EAIaIQobChMIm4qDhaKq4AIV2x-tBh33RwCSEAYYAiABEgLbFvD_BwE | 35.5 | Assume 0.5 hr for install and testing, http://www.serviskey.net/support/rate-estimator?s4=FL (Domestic Services rate) | 78.49 | timer |  | 78.49
Nonequipment | Engine Block Timer | Plug-in timer that activates engine block timer to reduce unnecessary run time | no timer | Commercial | New | Healthcare | FL Zone 2 | Per Appliance | 5% | 720 | 460.8 | 259.2 | 0.36 | 5 | 0 | 0 | 0 | no base cost | 0 | 0 | 42.99 | https://www.honeywellstore.com/store/products/aube-plug-in-timer-with-three-prong-outlet-honeywell-ti062u.htm?gclid=EAIaIQobChMIm4qDhaKq4AIV2x-tBh33RwCSEAYYAiABEgLbFvD_BwE | 35.5 | Assume 0.5 hr for install and testing, http://www.serviskey.net/support/rate-estimator?s4=FL (Domestic Services rate) | 78.49 | timer |  | 78.49
Nonequipment | Engine Block Timer | Plug-in timer that activates engine block timer to reduce unnecessary run time | no timer | Commercial | New | Hospitals | FL Zone 2 | Per Appliance | 5% | 720 | 460.8 | 259.2 | 0.36 | 5 | 0.032279 | 0.032279 | 0 | no base cost | 0 | 0 | 42.99 | https://www.honeywellstore.com/store/products/aube-plug-in-timer-with-three-prong-outlet-honeywell-ti062u.htm?gclid=EAIaIQobChMIm4qDhaKq4AIV2x-tBh33RwCSEAYYAiABEgLbFvD_BwE | 35.5 | Assume 0.5 hr for install and testing, http://www.serviskey.net/support/rate-estimator?s4=FL (Domestic Services rate) | 78.49 | timer |  | 78.49
Nonequipment | Engine Block Timer | Plug-in timer that activates engine block timer to reduce unnecessary run time | no timer | Commercial | New | Institutional | FL Zone 2 | Per Appliance | 5% | 720 | 460.8 | 259.2 | 0.36 | 5 | 0.012328 | 0.012951 | 0 | no base cost | 0 | 0 | 42.99 | https://www.honeywellstore.com/store/products/aube-plug-in-timer-with-three-prong-outlet-honeywell-ti062u.htm?gclid=EAIaIQobChMIm4qDhaKq4AIV2x-tBh33RwCSEAYYAiABEgLbFvD_BwE | 35.5 | Assume 0.5 hr for install and testing, http://www.serviskey.net/support/rate-estimator?s4=FL (Domestic Services rate) | 78.49 | timer |  | 78.49
Nonequipment | Engine Block Timer | Plug-in timer that activates engine block timer to reduce unnecessary run time | no timer | Commercial | New | Lodging/Hospitality | FL Zone 2 | Per Appliance | 5% | 720 | 460.8 | 259.2 | 0.36 | 5 | 0 | 0 | 0 | no base cost | 0 | 0 | 42.99 | https://www.honeywellstore.com/store/products/aube-plug-in-timer-with-three-prong-outlet-honeywell-ti062u.htm?gclid=EAIaIQobChMIm4qDhaKq4AIV2x-tBh33RwCSEAYYAiABEgLbFvD_BwE | 35.5 | Assume 0.5 hr for install and testing, http://www.serviskey.net/support/rate-estimator?s4=FL (Domestic Services rate) | 78.49 | timer |  | 78.49
Nonequipment | Engine Block Timer | Plug-in timer that activates engine block timer to reduce unnecessary run time | no timer | Commercial | New | Miscellaneous | FL Zone 2 | Per Appliance | 0% | 720 | 460.8 | 259.2 | 0.36 | 5 | 0.012328 | 0.012951 | 0 | no base cost | 0 | 0 | 42.99 | https://www.honeywellstore.com/store/products/aube-plug-in-timer-with-three-prong-outlet-honeywell-ti062u.htm?gclid=EAIaIQobChMIm4qDhaKq4AIV2x-tBh33RwCSEAYYAiABEgLbFvD_BwE | 35.5 | Assume 0.5 hr for install and testing, http://www.serviskey.net/support/rate-estimator?s4=FL (Domestic Services rate) | 78.49 | timer |  | 78.49
Nonequipment | Engine Block Timer | Plug-in timer that activates engine block timer to reduce unnecessary run time | no timer | Commercial | New | Offices | FL Zone 2 | Per Appliance | 5% | 720 | 460.8 | 259.2 | 0.36 | 5 | 0.012328 | 0.012951 | 0 | no base cost | 0 | 0 | 42.99 | https://www.honeywellstore.com/store/products/aube-plug-in-timer-with-three-prong-outlet-honeywell-ti062u.htm?gclid=EAIaIQobChMIm4qDhaKq4AIV2x-tBh33RwCSEAYYAiABEgLbFvD_BwE | 35.5 | Assume 0.5 hr for install and testing, http://www.serviskey.net/support/rate-estimator?s4=FL (Domestic Services rate) | 78.49 | timer |  | 78.49
Nonequipment | Engine Block Timer | Plug-in timer that activates engine block timer to reduce unnecessary run time | no timer | Commercial | New | Restaurants | FL Zone 2 | Per Appliance | 0% | 720 | 460.8 | 259.2 | 0.36 | 5 | 0.012328 | 0.012951 | 0 | no base cost | 0 | 0 | 42.99 | https://www.honeywellstore.com/store/products/aube-plug-in-timer-with-three-prong-outlet-honeywell-ti062u.htm?gclid=EAIaIQobChMIm4qDhaKq4AIV2x-tBh33RwCSEAYYAiABEgLbFvD_BwE | 35.5 | Assume 0.5 hr for install and testing, http://www.serviskey.net/support/rate-estimator?s4=FL (Domestic Services rate) | 78.49 | timer |  | 78.49
Nonequipment | Engine Block Timer | Plug-in timer that activates engine block timer to reduce unnecessary run time | no timer | Commercial | New | Retail | FL Zone 2 | Per Appliance | 0% | 720 | 460.8 | 259.2 | 0.36 | 5 | 0.012328 | 0.012951 | 0 | no base cost | 0 | 0 | 42.99 | https://www.honeywellstore.com/store/products/aube-plug-in-timer-with-three-prong-outlet-honeywell-ti062u.htm?gclid=EAIaIQobChMIm4qDhaKq4AIV2x-tBh33RwCSEAYYAiABEgLbFvD_BwE | 35.5 | Assume 0.5 hr for install and testing, http://www.serviskey.net/support/rate-estimator?s4=FL (Domestic Services rate) | 78.49 | timer |  | 78.49
Nonequipment | Engine Block Timer | Plug-in timer that activates engine block timer to reduce unnecessary run time | no timer | Commercial | New | Schools K-12 | FL Zone 2 | Per Appliance | 0% | 720 | 460.8 | 259.2 | 0.36 | 5 | 0.012328 | 0.012951 | 0 | no base cost | 0 | 0 | 42.99 | https://www.honeywellstore.com/store/products/aube-plug-in-timer-with-three-prong-outlet-honeywell-ti062u.htm?gclid=EAIaIQobChMIm4qDhaKq4AIV2x-tBh33RwCSEAYYAiABEgLbFvD_BwE | 35.5 | Assume 0.5 hr for install and testing, http://www.serviskey.net/support/rate-estimator?s4=FL (Domestic Services rate) | 78.49 | timer |  | 78.49
Nonequipment | Engine Block Timer | Plug-in timer that activates engine block timer to reduce unnecessary run time | no timer | Commercial | New | Warehouse | FL Zone 2 | Per Appliance | 0% | 720 | 460.8 | 259.2 | 0.36 | 5 | 0.012328 | 0.012951 | 0 | no base cost | 0 | 0 | 42.99 | https://www.honeywellstore.com/store/products/aube-plug-in-timer-with-three-prong-outlet-honeywell-ti062u.htm?gclid=EAIaIQobChMIm4qDhaKq4AIV2x-tBh33RwCSEAYYAiABEgLbFvD_BwE | 35.5 | Assume 0.5 hr for install and testing, http://www.serviskey.net/support/rate-estimator?s4=FL (Domestic Services rate) | 78.49 | timer |  | 78.49
Nonequipment | Regenerative Drive Elevator Motor | Regenerative drive produced energy when motor in overhaul condition | 0 | Commercial | Existing | Assembly | FL Zone 2 | Per Appliance | 10% | 32653.2 | 30625.26 | 2027.935 | 0.062105 | 13 | 0.28225 | 0.025857 | 225000 | https://www.mge.com/saving-energy/business/bea/article_detail.htm?nid=1789 | 0 | 0 | 235000 | https://www.mge.com/saving-energy/business/bea/article_detail.htm?nid=1789 | 0 | 0 | 10000 | elevator motor |  | 10000
Nonequipment | Regenerative Drive Elevator Motor | Regenerative drive produced energy when motor in overhaul condition | 0 | Commercial | Existing | College and University | FL Zone 2 | Per Appliance | 10% | 32653.2 | 30625.26 | 2027.935 | 0.062105 | 13 | 0.26293 | 0.22024 | 225000 | https://www.mge.com/saving-energy/business/bea/article_detail.htm?nid=1789 | 0 | 0 | 235000 | https://www.mge.com/saving-energy/business/bea/article_detail.htm?nid=1789 | 0 | 0 | 10000 | elevator motor |  | 10000
Nonequipment | Regenerative Drive Elevator Motor | Regenerative drive produced energy when motor in overhaul condition | 0 | Commercial | Existing | Grocery | FL Zone 2 | Per Appliance | 0% | 32653.2 | 30625.26 | 2027.935 | 0.062105 | 13 | 0.28225 | 0.025857 | 225000 | https://www.mge.com/saving-energy/business/bea/article_detail.htm?nid=1789 | 0 | 0 | 235000 | https://www.mge.com/saving-energy/business/bea/article_detail.htm?nid=1789 | 0 | 0 | 10000 | elevator motor |  | 10000
Nonequipment | Regenerative Drive Elevator Motor | Regenerative drive produced energy when motor in overhaul condition | 0 | Commercial | Existing | Healthcare | FL Zone 2 | Per Appliance | 10% | 32653.2 | 30625.26 | 2027.935 | 0.062105 | 13 | 0.26293 | 0.22024 | 225000 | https://www.mge.com/saving-energy/business/bea/article_detail.htm?nid=1789 | 0 | 0 | 235000 | https://www.mge.com/saving-energy/business/bea/article_detail.htm?nid=1789 | 0 | 0 | 10000 | elevator motor |  | 10000
Nonequipment | Regenerative Drive Elevator Motor | Regenerative drive produced energy when motor in overhaul condition | 0 | Commercial | Existing | Hospitals | FL Zone 2 | Per Appliance | 10% | 32653.2 | 30625.26 | 2027.935 | 0.062105 | 13 | 0.26293 | 0.22024 | 225000 | https://www.mge.com/saving-energy/business/bea/article_detail.htm?nid=1789 | 0 | 0 | 235000 | https://www.mge.com/saving-energy/business/bea/article_detail.htm?nid=1789 | 0 | 0 | 10000 | elevator motor |  | 10000
Nonequipment | Regenerative Drive Elevator Motor | Regenerative drive produced energy when motor in overhaul condition | 0 | Commercial | Existing | Institutional | FL Zone 2 | Per Appliance | 10% | 32653.2 | 30625.26 | 2027.935 | 0.062105 | 13 | 0.28225 | 0.025857 | 225000 | https://www.mge.com/saving-energy/business/bea/article_detail.htm?nid=1789 | 0 | 0 | 235000 | https://www.mge.com/saving-energy/business/bea/article_detail.htm?nid=1789 | 0 | 0 | 10000 | elevator motor |  | 10000
Nonequipment | Regenerative Drive Elevator Motor | Regenerative drive produced energy when motor in overhaul condition | 0 | Commercial | Existing | Lodging/Hospitality | FL Zone 2 | Per Appliance | 10% | 32653.2 | 30625.26 | 2027.935 | 0.062105 | 13 | 0.26293 | 0.22024 | 225000 | https://www.mge.com/saving-energy/business/bea/article_detail.htm?nid=1789 | 0 | 0 | 235000 | https://www.mge.com/saving-energy/business/bea/article_detail.htm?nid=1789 | 0 | 0 | 10000 | elevator motor |  | 10000
Nonequipment | Regenerative Drive Elevator Motor | Regenerative drive produced energy when motor in overhaul condition | 0 | Commercial | Existing | Miscellaneous | FL Zone 2 | Per Appliance | 0% | 32653.2 | 30625.26 | 2027.935 | 0.062105 | 13 | 0.28225 | 0.025857 | 225000 | https://www.mge.com/saving-energy/business/bea/article_detail.htm?nid=1789 | 0 | 0 | 235000 | https://www.mge.com/saving-energy/business/bea/article_detail.htm?nid=1789 | 0 | 0 | 10000 | elevator motor |  | 10000
Nonequipment | Regenerative Drive Elevator Motor | Regenerative drive produced energy when motor in overhaul condition | 0 | Commercial | Existing | Offices | FL Zone 2 | Per Appliance | 10% | 32653.2 | 30625.26 | 2027.935 | 0.062105 | 13 | 0.28225 | 0.025857 | 225000 | https://www.mge.com/saving-energy/business/bea/article_detail.htm?nid=1789 | 0 | 0 | 235000 | https://www.mge.com/saving-energy/business/bea/article_detail.htm?nid=1789 | 0 | 0 | 10000 | elevator motor |  | 10000
Nonequipment | Regenerative Drive Elevator Motor | Regenerative drive produced energy when motor in overhaul condition | 0 | Commercial | Existing | Restaurants | FL Zone 2 | Per Appliance | 2% | 32653.2 | 30625.26 | 2027.935 | 0.062105 | 13 | 0.26293 | 0.22024 | 225000 | https://www.mge.com/saving-energy/business/bea/article_detail.htm?nid=1789 | 0 | 0 | 235000 | https://www.mge.com/saving-energy/business/bea/article_detail.htm?nid=1789 | 0 | 0 | 10000 | elevator motor |  | 10000
Nonequipment | Regenerative Drive Elevator Motor | Regenerative drive produced energy when motor in overhaul condition | 0 | Commercial | Existing | Retail | FL Zone 2 | Per Appliance | 2% | 32653.2 | 30625.26 | 2027.935 | 0.062105 | 13 | 0.28225 | 0.025857 | 225000 | https://www.mge.com/saving-energy/business/bea/article_detail.htm?nid=1789 | 0 | 0 | 235000 | https://www.mge.com/saving-energy/business/bea/article_detail.htm?nid=1789 | 0 | 0 | 10000 | elevator motor |  | 10000
Nonequipment | Regenerative Drive Elevator Motor | Regenerative drive produced energy when motor in overhaul condition | 0 | Commercial | Existing | Schools K-12 | FL Zone 2 | Per Appliance | 10% | 32653.2 | 30625.26 | 2027.935 | 0.062105 | 13 | 0.26293 | 0.22024 | 225000 | https://www.mge.com/saving-energy/business/bea/article_detail.htm?nid=1789 | 0 | 0 | 235000 | https://www.mge.com/saving-energy/business/bea/article_detail.htm?nid=1789 | 0 | 0 | 10000 | elevator motor |  | 10000
Nonequipment | Regenerative Drive Elevator Motor | Regenerative drive produced energy when motor in overhaul condition | 0 | Commercial | Existing | Warehouse | FL Zone 2 | Per Appliance | 2% | 32653.2 | 30625.26 | 2027.935 | 0.062105 | 13 | 0.28225 | 0.025857 | 225000 | https://www.mge.com/saving-energy/business/bea/article_detail.htm?nid=1789 | 0 | 0 | 235000 | https://www.mge.com/saving-energy/business/bea/article_detail.htm?nid=1789 | 0 | 0 | 10000 | elevator motor |  | 10000
Nonequipment | Regenerative Drive Elevator Motor | Regenerative drive produced energy when motor in overhaul condition | Geared non-regenerative, variable voltage, variable frequency | Commercial | New | Assembly | FL Zone 2 | Per Appliance | 11% | 32653.2 | 30625.26 | 2027.935 | 0.062105 | 13 | 0.28225 | 0.025857 | 225000 | https://www.mge.com/saving-energy/business/bea/article_detail.htm?nid=1789 | 0 | 0 | 235000 | https://www.mge.com/saving-energy/business/bea/article_detail.htm?nid=1789 | 0 | 0 | 10000 | elevator motor |  | 10000
Nonequipment | Regenerative Drive Elevator Motor | Regenerative drive produced energy when motor in overhaul condition | Geared non-regenerative, variable voltage, variable frequency | Commercial | New | College and University | FL Zone 2 | Per Appliance | 11% | 32653.2 | 30625.26 | 2027.935 | 0.062105 | 13 | 0.26293 | 0.22024 | 225000 | https://www.mge.com/saving-energy/business/bea/article_detail.htm?nid=1789 | 0 | 0 | 235000 | https://www.mge.com/saving-energy/business/bea/article_detail.htm?nid=1789 | 0 | 0 | 10000 | elevator motor |  | 10000
Nonequipment | Regenerative Drive Elevator Motor | Regenerative drive produced energy when motor in overhaul condition | Geared non-regenerative, variable voltage, variable frequency | Commercial | New | Grocery | FL Zone 2 | Per Appliance | 0% | 32653.2 | 30625.26 | 2027.935 | 0.062105 | 13 | 0.28225 | 0.025857 | 225000 | https://www.mge.com/saving-energy/business/bea/article_detail.htm?nid=1789 | 0 | 0 | 235000 | https://www.mge.com/saving-energy/business/bea/article_detail.htm?nid=1789 | 0 | 0 | 10000 | elevator motor |  | 10000
Nonequipment | Regenerative Drive Elevator Motor | Regenerative drive produced energy when motor in overhaul condition | Geared non-regenerative, variable voltage, variable frequency | Commercial | New | Healthcare | FL Zone 2 | Per Appliance | 11% | 32653.2 | 30625.26 | 2027.935 | 0.062105 | 13 | 0.26293 | 0.22024 | 225000 | https://www.mge.com/saving-energy/business/bea/article_detail.htm?nid=1789 | 0 | 0 | 235000 | https://www.mge.com/saving-energy/business/bea/article_detail.htm?nid=1789 | 0 | 0 | 10000 | elevator motor |  | 10000
Nonequipment | Regenerative Drive Elevator Motor | Regenerative drive produced energy when motor in overhaul condition | Geared non-regenerative, variable voltage, variable frequency | Commercial | New | Hospitals | FL Zone 2 | Per Appliance | 11% | 32653.2 | 30625.26 | 2027.935 | 0.062105 | 13 | 0.26293 | 0.22024 | 225000 | https://www.mge.com/saving-energy/business/bea/article_detail.htm?nid=1789 | 0 | 0 | 235000 | https://www.mge.com/saving-energy/business/bea/article_detail.htm?nid=1789 | 0 | 0 | 10000 | elevator motor |  | 10000
Nonequipment | Regenerative Drive Elevator Motor | Regenerative drive produced energy when motor in overhaul condition | Geared non-regenerative, variable voltage, variable frequency | Commercial | New | Institutional | FL Zone 2 | Per Appliance | 11% | 32653.2 | 30625.26 | 2027.935 | 0.062105 | 13 | 0.28225 | 0.025857 | 225000 | https://www.mge.com/saving-energy/business/bea/article_detail.htm?nid=1789 | 0 | 0 | 235000 | https://www.mge.com/saving-energy/business/bea/article_detail.htm?nid=1789 | 0 | 0 | 10000 | elevator motor |  | 10000
Nonequipment | Regenerative Drive Elevator Motor | Regenerative drive produced energy when motor in overhaul condition | Geared non-regenerative, variable voltage, variable frequency | Commercial | New | Lodging/Hospitality | FL Zone 2 | Per Appliance | 11% | 32653.2 | 30625.26 | 2027.935 | 0.062105 | 13 | 0.26293 | 0.22024 | 225000 | https://www.mge.com/saving-energy/business/bea/article_detail.htm?nid=1789 | 0 | 0 | 235000 | https://www.mge.com/saving-energy/business/bea/article_detail.htm?nid=1789 | 0 | 0 | 10000 | elevator motor |  | 10000
Nonequipment | Regenerative Drive Elevator Motor | Regenerative drive produced energy when motor in overhaul condition | Geared non-regenerative, variable voltage, variable frequency | Commercial | New | Miscellaneous | FL Zone 2 | Per Appliance | 0% | 32653.2 | 30625.26 | 2027.935 | 0.062105 | 13 | 0.28225 | 0.025857 | 225000 | https://www.mge.com/saving-energy/business/bea/article_detail.htm?nid=1789 | 0 | 0 | 235000 | https://www.mge.com/saving-energy/business/bea/article_detail.htm?nid=1789 | 0 | 0 | 10000 | elevator motor |  | 10000
Nonequipment | Regenerative Drive Elevator Motor | Regenerative drive produced energy when motor in overhaul condition | Geared non-regenerative, variable voltage, variable frequency | Commercial | New | Offices | FL Zone 2 | Per Appliance | 11% | 32653.2 | 30625.26 | 2027.935 | 0.062105 | 13 | 0.28225 | 0.025857 | 225000 | https://www.mge.com/saving-energy/business/bea/article_detail.htm?nid=1789 | 0 | 0 | 235000 | https://www.mge.com/saving-energy/business/bea/article_detail.htm?nid=1789 | 0 | 0 | 10000 | elevator motor |  | 10000
Nonequipment | Regenerative Drive Elevator Motor | Regenerative drive produced energy when motor in overhaul condition | Geared non-regenerative, variable voltage, variable frequency | Commercial | New | Restaurants | FL Zone 2 | Per Appliance | 11% | 32653.2 | 30625.26 | 2027.935 | 0.062105 | 13 | 0.26293 | 0.22024 | 225000 | https://www.mge.com/saving-energy/business/bea/article_detail.htm?nid=1789 | 0 | 0 | 235000 | https://www.mge.com/saving-energy/business/bea/article_detail.htm?nid=1789 | 0 | 0 | 10000 | elevator motor |  | 10000
Nonequipment | Regenerative Drive Elevator Motor | Regenerative drive produced energy when motor in overhaul condition | Geared non-regenerative, variable voltage, variable frequency | Commercial | New | Retail | FL Zone 2 | Per Appliance | 11% | 32653.2 | 30625.26 | 2027.935 | 0.062105 | 13 | 0.28225 | 0.025857 | 225000 | https://www.mge.com/saving-energy/business/bea/article_detail.htm?nid=1789 | 0 | 0 | 235000 | https://www.mge.com/saving-energy/business/bea/article_detail.htm?nid=1789 | 0 | 0 | 10000 | elevator motor |  | 10000
Nonequipment | Regenerative Drive Elevator Motor | Regenerative drive produced energy when motor in overhaul condition | Geared non-regenerative, variable voltage, variable frequency | Commercial | New | Schools K-12 | FL Zone 2 | Per Appliance | 11% | 32653.2 | 30625.26 | 2027.935 | 0.062105 | 13 | 0.26293 | 0.22024 | 225000 | https://www.mge.com/saving-energy/business/bea/article_detail.htm?nid=1789 | 0 | 0 | 235000 | https://www.mge.com/saving-energy/business/bea/article_detail.htm?nid=1789 | 0 | 0 | 10000 | elevator motor |  | 10000
Nonequipment | Regenerative Drive Elevator Motor | Regenerative drive produced energy when motor in overhaul condition | Geared non-regenerative, variable voltage, variable frequency | Commercial | New | Warehouse | FL Zone 2 | Per Appliance | 11% | 32653.2 | 30625.26 | 2027.935 | 0.062105 | 13 | 0.28225 | 0.025857 | 225000 | https://www.mge.com/saving-energy/business/bea/article_detail.htm?nid=1789 | 0 | 0 | 235000 | https://www.mge.com/saving-energy/business/bea/article_detail.htm?nid=1789 | 0 | 0 | 10000 | elevator motor |  | 10000
Nonequipment | VSD Controlled Compressor | Variable Speed Drive Control - includes all non-HVAC applications | 0 | Commercial | Existing | Assembly | FL Zone 2 | Per End Use Consumption | 6% | 63311.04 | 50150.88 | 13160.16 | 0.20786 | 15 | 1.9843 | 0.92875 | 0 | Reference source included incremental cost only | 0 | 0 | 3986 | Illinois 2018 Statewide TRM, Section 4.7.1 | 0 | 0 | 3986 | compressor (20hp) | 1 | 3986
Nonequipment | VSD Controlled Compressor | Variable Speed Drive Control - includes all non-HVAC applications | 0 | Commercial | Existing | College and University | FL Zone 2 | Per End Use Consumption | 7% | 63311.04 | 50150.88 | 13160.16 | 0.20786 | 15 | 1.7063 | 1.4292 | 0 | Reference source included incremental cost only | 0 | 0 | 3986 | Illinois 2018 Statewide TRM, Section 4.7.1 | 0 | 0 | 3986 | compressor (20hp) | 1 | 3986
Nonequipment | VSD Controlled Compressor | Variable Speed Drive Control - includes all non-HVAC applications | 0 | Commercial | Existing | Grocery | FL Zone 2 | Per End Use Consumption | 23% | 63311.04 | 50150.88 | 13160.16 | 0.20786 | 15 | 1.9843 | 0.92875 | 0 | Reference source included incremental cost only | 0 | 0 | 3986 | Illinois 2018 Statewide TRM, Section 4.7.1 | 0 | 0 | 3986 | compressor (20hp) | 1 | 3986
Nonequipment | VSD Controlled Compressor | Variable Speed Drive Control - includes all non-HVAC applications | 0 | Commercial | Existing | Healthcare | FL Zone 2 | Per End Use Consumption | 7% | 63311.04 | 50150.88 | 13160.16 | 0.20786 | 15 | 1.7063 | 1.4292 | 0 | Reference source included incremental cost only | 0 | 0 | 3986 | Illinois 2018 Statewide TRM, Section 4.7.1 | 0 | 0 | 3986 | compressor (20hp) | 1 | 3986
Nonequipment | VSD Controlled Compressor | Variable Speed Drive Control - includes all non-HVAC applications | 0 | Commercial | Existing | Hospitals | FL Zone 2 | Per End Use Consumption | 6% | 63311.04 | 50150.88 | 13160.16 | 0.20786 | 15 | 1.7063 | 1.4292 | 0 | Reference source included incremental cost only | 0 | 0 | 3986 | Illinois 2018 Statewide TRM, Section 4.7.1 | 0 | 0 | 3986 | compressor (20hp) | 1 | 3986
Nonequipment | VSD Controlled Compressor | Variable Speed Drive Control - includes all non-HVAC applications | 0 | Commercial | Existing | Institutional | FL Zone 2 | Per End Use Consumption | 6% | 63311.04 | 50150.88 | 13160.16 | 0.20786 | 15 | 1.9843 | 0.92875 | 0 | Reference source included incremental cost only | 0 | 0 | 3986 | Illinois 2018 Statewide TRM, Section 4.7.1 | 0 | 0 | 3986 | compressor (20hp) | 1 | 3986
Nonequipment | VSD Controlled Compressor | Variable Speed Drive Control - includes all non-HVAC applications | 0 | Commercial | Existing | Lodging/Hospitality | FL Zone 2 | Per End Use Consumption | 7% | 63311.04 | 50150.88 | 13160.16 | 0.20786 | 15 | 1.7063 | 1.4292 | 0 | Reference source included incremental cost only | 0 | 0 | 3986 | Illinois 2018 Statewide TRM, Section 4.7.1 | 0 | 0 | 3986 | compressor (20hp) | 1 | 3986
Nonequipment | VSD Controlled Compressor | Variable Speed Drive Control - includes all non-HVAC applications | 0 | Commercial | Existing | Miscellaneous | FL Zone 2 | Per End Use Consumption | 23% | 63311.04 | 50150.88 | 13160.16 | 0.20786 | 15 | 1.9843 | 0.92875 | 0 | Reference source included incremental cost only | 0 | 0 | 3986 | Illinois 2018 Statewide TRM, Section 4.7.1 | 0 | 0 | 3986 | compressor (20hp) | 1 | 3986
Nonequipment | VSD Controlled Compressor | Variable Speed Drive Control - includes all non-HVAC applications | 0 | Commercial | Existing | Offices | FL Zone 2 | Per End Use Consumption | 6% | 63311.04 | 50150.88 | 13160.16 | 0.20786 | 15 | 1.9843 | 0.92875 | 0 | Reference source included incremental cost only | 0 | 0 | 3986 | Illinois 2018 Statewide TRM, Section 4.7.1 | 0 | 0 | 3986 | compressor (20hp) | 1 | 3986
Nonequipment | VSD Controlled Compressor | Variable Speed Drive Control - includes all non-HVAC applications | 0 | Commercial | Existing | Restaurants | FL Zone 2 | Per End Use Consumption | 7% | 63311.04 | 50150.88 | 13160.16 | 0.20786 | 15 | 1.7063 | 1.4292 | 0 | Reference source included incremental cost only | 0 | 0 | 3986 | Illinois 2018 Statewide TRM, Section 4.7.1 | 0 | 0 | 3986 | compressor (20hp) | 1 | 3986
Nonequipment | VSD Controlled Compressor | Variable Speed Drive Control - includes all non-HVAC applications | 0 | Commercial | Existing | Retail | FL Zone 2 | Per End Use Consumption | 7% | 63311.04 | 50150.88 | 13160.16 | 0.20786 | 15 | 1.9843 | 0.92875 | 0 | Reference source included incremental cost only | 0 | 0 | 3986 | Illinois 2018 Statewide TRM, Section 4.7.1 | 0 | 0 | 3986 | compressor (20hp) | 1 | 3986
Nonequipment | VSD Controlled Compressor | Variable Speed Drive Control - includes all non-HVAC applications | 0 | Commercial | Existing | Schools K-12 | FL Zone 2 | Per End Use Consumption | 7% | 63311.04 | 50150.88 | 13160.16 | 0.20786 | 15 | 1.7063 | 1.4292 | 0 | Reference source included incremental cost only | 0 | 0 | 3986 | Illinois 2018 Statewide TRM, Section 4.7.1 | 0 | 0 | 3986 | compressor (20hp) | 1 | 3986
Nonequipment | VSD Controlled Compressor | Variable Speed Drive Control - includes all non-HVAC applications | 0 | Commercial | Existing | Warehouse | FL Zone 2 | Per End Use Consumption | 7% | 63311.04 | 50150.88 | 13160.16 | 0.20786 | 15 | 1.9843 | 0.92875 | 0 | Reference source included incremental cost only | 0 | 0 | 3986 | Illinois 2018 Statewide TRM, Section 4.7.1 | 0 | 0 | 3986 | compressor (20hp) | 1 | 3986
Nonequipment | VSD Controlled Compressor | Variable Speed Drive Control - includes all non-HVAC applications | Standard Control System | Commercial | New | Assembly | FL Zone 2 | Per End Use Consumption | 28% | 63311.04 | 50150.88 | 13160.16 | 0.20786 | 15 | 1.9843 | 0.92875 | 0 | Reference source included incremental cost only | 0 | 0 | 3986 | Illinois 2018 Statewide TRM, Section 4.7.1 | 0 | 0 | 3986 | compressor (20hp) | 1 | 3986
Nonequipment | VSD Controlled Compressor | Variable Speed Drive Control - includes all non-HVAC applications | Standard Control System | Commercial | New | College and University | FL Zone 2 | Per End Use Consumption | 37% | 63311.04 | 50150.88 | 13160.16 | 0.20786 | 15 | 1.7063 | 1.4292 | 0 | Reference source included incremental cost only | 0 | 0 | 3986 | Illinois 2018 Statewide TRM, Section 4.7.1 | 0 | 0 | 3986 | compressor (20hp) | 1 | 3986
Nonequipment | VSD Controlled Compressor | Variable Speed Drive Control - includes all non-HVAC applications | Standard Control System | Commercial | New | Grocery | FL Zone 2 | Per End Use Consumption | 23% | 63311.04 | 50150.88 | 13160.16 | 0.20786 | 15 | 1.9843 | 0.92875 | 0 | Reference source included incremental cost only | 0 | 0 | 3986 | Illinois 2018 Statewide TRM, Section 4.7.1 | 0 | 0 | 3986 | compressor (20hp) | 1 | 3986
Nonequipment | VSD Controlled Compressor | Variable Speed Drive Control - includes all non-HVAC applications | Standard Control System | Commercial | New | Healthcare | FL Zone 2 | Per End Use Consumption | 37% | 63311.04 | 50150.88 | 13160.16 | 0.20786 | 15 | 1.7063 | 1.4292 | 0 | Reference source included incremental cost only | 0 | 0 | 3986 | Illinois 2018 Statewide TRM, Section 4.7.1 | 0 | 0 | 3986 | compressor (20hp) | 1 | 3986
Nonequipment | VSD Controlled Compressor | Variable Speed Drive Control - includes all non-HVAC applications | Standard Control System | Commercial | New | Hospitals | FL Zone 2 | Per End Use Consumption | 28% | 63311.04 | 50150.88 | 13160.16 | 0.20786 | 15 | 1.7063 | 1.4292 | 0 | Reference source included incremental cost only | 0 | 0 | 3986 | Illinois 2018 Statewide TRM, Section 4.7.1 | 0 | 0 | 3986 | compressor (20hp) | 1 | 3986
Nonequipment | VSD Controlled Compressor | Variable Speed Drive Control - includes all non-HVAC applications | Standard Control System | Commercial | New | Institutional | FL Zone 2 | Per End Use Consumption | 28% | 63311.04 | 50150.88 | 13160.16 | 0.20786 | 15 | 1.9843 | 0.92875 | 0 | Reference source included incremental cost only | 0 | 0 | 3986 | Illinois 2018 Statewide TRM, Section 4.7.1 | 0 | 0 | 3986 | compressor (20hp) | 1 | 3986
Nonequipment | VSD Controlled Compressor | Variable Speed Drive Control - includes all non-HVAC applications | Standard Control System | Commercial | New | Lodging/Hospitality | FL Zone 2 | Per End Use Consumption | 37% | 63311.04 | 50150.88 | 13160.16 | 0.20786 | 15 | 1.7063 | 1.4292 | 0 | Reference source included incremental cost only | 0 | 0 | 3986 | Illinois 2018 Statewide TRM, Section 4.7.1 | 0 | 0 | 3986 | compressor (20hp) | 1 | 3986
Nonequipment | VSD Controlled Compressor | Variable Speed Drive Control - includes all non-HVAC applications | Standard Control System | Commercial | New | Miscellaneous | FL Zone 2 | Per End Use Consumption | 23% | 63311.04 | 50150.88 | 13160.16 | 0.20786 | 15 | 1.9843 | 0.92875 | 0 | Reference source included incremental cost only | 0 | 0 | 3986 | Illinois 2018 Statewide TRM, Section 4.7.1 | 0 | 0 | 3986 | compressor (20hp) | 1 | 3986
Nonequipment | VSD Controlled Compressor | Variable Speed Drive Control - includes all non-HVAC applications | Standard Control System | Commercial | New | Offices | FL Zone 2 | Per End Use Consumption | 28% | 63311.04 | 50150.88 | 13160.16 | 0.20786 | 15 | 1.9843 | 0.92875 | 0 | Reference source included incremental cost only | 0 | 0 | 3986 | Illinois 2018 Statewide TRM, Section 4.7.1 | 0 | 0 | 3986 | compressor (20hp) | 1 | 3986
Nonequipment | VSD Controlled Compressor | Variable Speed Drive Control - includes all non-HVAC applications | Standard Control System | Commercial | New | Restaurants | FL Zone 2 | Per End Use Consumption | 37% | 63311.04 | 50150.88 | 13160.16 | 0.20786 | 15 | 1.7063 | 1.4292 | 0 | Reference source included incremental cost only | 0 | 0 | 3986 | Illinois 2018 Statewide TRM, Section 4.7.1 | 0 | 0 | 3986 | compressor (20hp) | 1 | 3986
Nonequipment | VSD Controlled Compressor | Variable Speed Drive Control - includes all non-HVAC applications | Standard Control System | Commercial | New | Retail | FL Zone 2 | Per End Use Consumption | 37% | 63311.04 | 50150.88 | 13160.16 | 0.20786 | 15 | 1.9843 | 0.92875 | 0 | Reference source included incremental cost only | 0 | 0 | 3986 | Illinois 2018 Statewide TRM, Section 4.7.1 | 0 | 0 | 3986 | compressor (20hp) | 1 | 3986
Nonequipment | VSD Controlled Compressor | Variable Speed Drive Control - includes all non-HVAC applications | Standard Control System | Commercial | New | Schools K-12 | FL Zone 2 | Per End Use Consumption | 37% | 63311.04 | 50150.88 | 13160.16 | 0.20786 | 15 | 1.7063 | 1.4292 | 0 | Reference source included incremental cost only | 0 | 0 | 3986 | Illinois 2018 Statewide TRM, Section 4.7.1 | 0 | 0 | 3986 | compressor (20hp) | 1 | 3986
Nonequipment | VSD Controlled Compressor | Variable Speed Drive Control - includes all non-HVAC applications | Standard Control System | Commercial | New | Warehouse | FL Zone 2 | Per End Use Consumption | 37% | 63311.04 | 50150.88 | 13160.16 | 0.20786 | 15 | 1.9843 | 0.92875 | 0 | Reference source included incremental cost only | 0 | 0 | 3986 | Illinois 2018 Statewide TRM, Section 4.7.1 | 0 | 0 | 3986 | compressor (20hp) | 1 | 3986
Nonequipment | Network PC Power Management | One computer and monitor attached to centralized energy management system that controls when desktop computers and monitors plugged into a network power down to lower power states. | One computer and monitor, manually controlled | Commercial | Existing | Assembly | FL Zone 2 | Per Computer Connected | 0% | 4709.98 | 2048.977 | 2661.004 | 0.56497 | 5 | 0.39582 | 0 | 0 | no base cost | 0 | 0 | 29 | Illinois 2018 Statewide TRM, Section 4.8.3 | 0 | 0 | 29 | computer | 22 | 638
Nonequipment | Network PC Power Management | One computer and monitor attached to centralized energy management system that controls when desktop computers and monitors plugged into a network power down to lower power states. | One computer and monitor, manually controlled | Commercial | Existing | College and University | FL Zone 2 | Per Computer Connected | 22% | 12376.37 | 5384.076 | 6992.293 | 0.56497 | 5 | 0.93954 | 0.81114 | 0 | no base cost | 0 | 0 | 29 | Illinois 2018 Statewide TRM, Section 4.8.3 | 0 | 0 | 29 | computer | 57 | 1653
Nonequipment | Network PC Power Management | One computer and monitor attached to centralized energy management system that controls when desktop computers and monitors plugged into a network power down to lower power states. | One computer and monitor, manually controlled | Commercial | Existing | Grocery | FL Zone 2 | Per Computer Connected | 0% | 5993.598 | 2607.387 | 3386.211 | 0.56497 | 5 | 0.5037 | 0.3508 | 0 | no base cost | 0 | 0 | 29 | Illinois 2018 Statewide TRM, Section 4.8.3 | 0 | 0 | 29 | computer | 28 | 812
Nonequipment | Network PC Power Management | One computer and monitor attached to centralized energy management system that controls when desktop computers and monitors plugged into a network power down to lower power states. | One computer and monitor, manually controlled | Commercial | Existing | Healthcare | FL Zone 2 | Per Computer Connected | 22% | 8423.329 | 3664.39 | 4758.939 | 0.56497 | 5 | 0.70789 | 0.49301 | 0 | no base cost | 0 | 0 | 29 | Illinois 2018 Statewide TRM, Section 4.8.3 | 0 | 0 | 29 | computer | 39 | 1131
Nonequipment | Network PC Power Management | One computer and monitor attached to centralized energy management system that controls when desktop computers and monitors plugged into a network power down to lower power states. | One computer and monitor, manually controlled | Commercial | Existing | Hospitals | FL Zone 2 | Per Computer Connected | 22% | 73884.64 | 32141.94 | 41742.7 | 0.56497 | 5 | 5.6089 | 4.8423 | 0 | no base cost | 0 | 0 | 29 | Illinois 2018 Statewide TRM, Section 4.8.3 | 0 | 0 | 29 | computer | 337 | 9773
Nonequipment | Network PC Power Management | One computer and monitor attached to centralized energy management system that controls when desktop computers and monitors plugged into a network power down to lower power states. | One computer and monitor, manually controlled | Commercial | Existing | Institutional | FL Zone 2 | Per Computer Connected | 22% | 7689.451 | 3345.132 | 4344.319 | 0.56497 | 5 | 0.64622 | 0 | 0 | no base cost | 0 | 0 | 29 | Illinois 2018 Statewide TRM, Section 4.8.3 | 0 | 0 | 29 | computer | 36 | 1044
Nonequipment | Network PC Power Management | One computer and monitor attached to centralized energy management system that controls when desktop computers and monitors plugged into a network power down to lower power states. | One computer and monitor, manually controlled | Commercial | Existing | Lodging/Hospitality | FL Zone 2 | Per Computer Connected | 22% | 6916.342 | 3008.807 | 3907.534 | 0.56497 | 5 | 0.58125 | 0.40481 | 0 | no base cost | 0 | 0 | 29 | Illinois 2018 Statewide TRM, Section 4.8.3 | 0 | 0 | 29 | computer | 32 | 928
Nonequipment | Network PC Power Management | One computer and monitor attached to centralized energy management system that controls when desktop computers and monitors plugged into a network power down to lower power states. | One computer and monitor, manually controlled | Commercial | Existing | Miscellaneous | FL Zone 2 | Per Computer Connected | 0% | 103245.1 | 44914.59 | 58330.53 | 0.56497 | 5 | 8.6767 | 0 | 0 | no base cost | 0 | 0 | 29 | Illinois 2018 Statewide TRM, Section 4.8.3 | 0 | 0 | 29 | computer | 471 | 13659
Nonequipment | Network PC Power Management | One computer and monitor attached to centralized energy management system that controls when desktop computers and monitors plugged into a network power down to lower power states. | One computer and monitor, manually controlled | Commercial | Existing | Offices | FL Zone 2 | Per Computer Connected | 22% | 5845.512 | 2542.966 | 3302.547 | 0.56497 | 5 | 0.49125 | 0.34213 | 0 | no base cost | 0 | 0 | 29 | Illinois 2018 Statewide TRM, Section 4.8.3 | 0 | 0 | 29 | computer | 27 | 783
Nonequipment | Network PC Power Management | One computer and monitor attached to centralized energy management system that controls when desktop computers and monitors plugged into a network power down to lower power states. | One computer and monitor, manually controlled | Commercial | Existing | Restaurants | FL Zone 2 | Per Computer Connected | 0% | 5635.34 | 2451.535 | 3183.805 | 0.56497 | 5 | 0.47359 | 0 | 0 | no base cost | 0 | 0 | 29 | Illinois 2018 Statewide TRM, Section 4.8.3 | 0 | 0 | 29 | computer | 26 | 754
Nonequipment | Network PC Power Management | One computer and monitor attached to centralized energy management system that controls when desktop computers and monitors plugged into a network power down to lower power states. | One computer and monitor, manually controlled | Commercial | Existing | Retail | FL Zone 2 | Per Computer Connected | 22% | 2549.85 | 1109.258 | 1440.592 | 0.56497 | 5 | 0.21429 | 0.14924 | 0 | no base cost | 0 | 0 | 29 | Illinois 2018 Statewide TRM, Section 4.8.3 | 0 | 0 | 29 | computer | 12 | 348
Nonequipment | Network PC Power Management | One computer and monitor attached to centralized energy management system that controls when desktop computers and monitors plugged into a network power down to lower power states. | One computer and monitor, manually controlled | Commercial | Existing | Schools K-12 | FL Zone 2 | Per Computer Connected | 22% | 8485.469 | 3691.423 | 4794.046 | 0.56497 | 5 | 0.71311 | 0.49665 | 0 | no base cost | 0 | 0 | 29 | Illinois 2018 Statewide TRM, Section 4.8.3 | 0 | 0 | 29 | computer | 39 | 1131
Nonequipment | Network PC Power Management | One computer and monitor attached to centralized energy management system that controls when desktop computers and monitors plugged into a network power down to lower power states. | One computer and monitor, manually controlled | Commercial | Existing | Warehouse | FL Zone 2 | Per Computer Connected | 0% | 693.059 | 301.5006 | 391.5584 | 0.56497 | 5 | 0.058244 | 0 | 0 | no base cost | 0 | 0 | 29 | Illinois 2018 Statewide TRM, Section 4.8.3 | 0 | 0 | 29 | computer | 4 | 116
Nonequipment | Network PC Power Management | One computer and monitor attached to centralized energy management system that controls when desktop computers and monitors plugged into a network power down to lower power states. | One computer and monitor, manually controlled | Commercial | New | Assembly | FL Zone 2 | Per Computer Connected | 0% | 4709.98 | 2048.977 | 2661.004 | 0.56497 | 5 | 0.39582 | 0 | 0 | no base cost | 0 | 0 | 29 | Illinois 2018 Statewide TRM, Section 4.8.3 | 0 | 0 | 29 | computer | 22 | 638
Nonequipment | Network PC Power Management | One computer and monitor attached to centralized energy management system that controls when desktop computers and monitors plugged into a network power down to lower power states. | One computer and monitor, manually controlled | Commercial | New | College and University | FL Zone 2 | Per Computer Connected | 22% | 12376.37 | 5384.076 | 6992.293 | 0.56497 | 5 | 0.93954 | 0.81114 | 0 | no base cost | 0 | 0 | 29 | Illinois 2018 Statewide TRM, Section 4.8.3 | 0 | 0 | 29 | computer | 57 | 1653
Nonequipment | Network PC Power Management | One computer and monitor attached to centralized energy management system that controls when desktop computers and monitors plugged into a network power down to lower power states. | One computer and monitor, manually controlled | Commercial | New | Grocery | FL Zone 2 | Per Computer Connected | 0% | 5993.598 | 2607.387 | 3386.211 | 0.56497 | 5 | 0.5037 | 0.3508 | 0 | no base cost | 0 | 0 | 29 | Illinois 2018 Statewide TRM, Section 4.8.3 | 0 | 0 | 29 | computer | 28 | 812
Nonequipment | Network PC Power Management | One computer and monitor attached to centralized energy management system that controls when desktop computers and monitors plugged into a network power down to lower power states. | One computer and monitor, manually controlled | Commercial | New | Healthcare | FL Zone 2 | Per Computer Connected | 22% | 8423.329 | 3664.39 | 4758.939 | 0.56497 | 5 | 0.70789 | 0.49301 | 0 | no base cost | 0 | 0 | 29 | Illinois 2018 Statewide TRM, Section 4.8.3 | 0 | 0 | 29 | computer | 39 | 1131
Nonequipment | Network PC Power Management | One computer and monitor attached to centralized energy management system that controls when desktop computers and monitors plugged into a network power down to lower power states. | One computer and monitor, manually controlled | Commercial | New | Hospitals | FL Zone 2 | Per Computer Connected | 22% | 73884.64 | 32141.94 | 41742.7 | 0.56497 | 5 | 5.6089 | 4.8423 | 0 | no base cost | 0 | 0 | 29 | Illinois 2018 Statewide TRM, Section 4.8.3 | 0 | 0 | 29 | computer | 337 | 9773
Nonequipment | Network PC Power Management | One computer and monitor attached to centralized energy management system that controls when desktop computers and monitors plugged into a network power down to lower power states. | One computer and monitor, manually controlled | Commercial | New | Institutional | FL Zone 2 | Per Computer Connected | 22% | 7689.451 | 3345.132 | 4344.319 | 0.56497 | 5 | 0.64622 | 0 | 0 | no base cost | 0 | 0 | 29 | Illinois 2018 Statewide TRM, Section 4.8.3 | 0 | 0 | 29 | computer | 36 | 1044
Nonequipment | Network PC Power Management | One computer and monitor attached to centralized energy management system that controls when desktop computers and monitors plugged into a network power down to lower power states. | One computer and monitor, manually controlled | Commercial | New | Lodging/Hospitality | FL Zone 2 | Per Computer Connected | 22% | 6916.342 | 3008.807 | 3907.534 | 0.56497 | 5 | 0.58125 | 0.40481 | 0 | no base cost | 0 | 0 | 29 | Illinois 2018 Statewide TRM, Section 4.8.3 | 0 | 0 | 29 | computer | 32 | 928
Nonequipment | Network PC Power Management | One computer and monitor attached to centralized energy management system that controls when desktop computers and monitors plugged into a network power down to lower power states. | One computer and monitor, manually controlled | Commercial | New | Miscellaneous | FL Zone 2 | Per Computer Connected | 0% | 103245.1 | 44914.59 | 58330.53 | 0.56497 | 5 | 8.6767 | 0 | 0 | no base cost | 0 | 0 | 29 | Illinois 2018 Statewide TRM, Section 4.8.3 | 0 | 0 | 29 | computer | 471 | 13659
Nonequipment | Network PC Power Management | One computer and monitor attached to centralized energy management system that controls when desktop computers and monitors plugged into a network power down to lower power states. | One computer and monitor, manually controlled | Commercial | New | Offices | FL Zone 2 | Per Computer Connected | 22% | 5845.512 | 2542.966 | 3302.547 | 0.56497 | 5 | 0.49125 | 0.34213 | 0 | no base cost | 0 | 0 | 29 | Illinois 2018 Statewide TRM, Section 4.8.3 | 0 | 0 | 29 | computer | 27 | 783
Nonequipment | Network PC Power Management | One computer and monitor attached to centralized energy management system that controls when desktop computers and monitors plugged into a network power down to lower power states. | One computer and monitor, manually controlled | Commercial | New | Restaurants | FL Zone 2 | Per Computer Connected | 0% | 5635.34 | 2451.535 | 3183.805 | 0.56497 | 5 | 0.47359 | 0 | 0 | no base cost | 0 | 0 | 29 | Illinois 2018 Statewide TRM, Section 4.8.3 | 0 | 0 | 29 | computer | 26 | 754
Nonequipment | Network PC Power Management | One computer and monitor attached to centralized energy management system that controls when desktop computers and monitors plugged into a network power down to lower power states. | One computer and monitor, manually controlled | Commercial | New | Retail | FL Zone 2 | Per Computer Connected | 22% | 2549.85 | 1109.258 | 1440.592 | 0.56497 | 5 | 0.21429 | 0.14924 | 0 | no base cost | 0 | 0 | 29 | Illinois 2018 Statewide TRM, Section 4.8.3 | 0 | 0 | 29 | computer | 12 | 348
Nonequipment | Network PC Power Management | One computer and monitor attached to centralized energy management system that controls when desktop computers and monitors plugged into a network power down to lower power states. | One computer and monitor, manually controlled | Commercial | New | Schools K-12 | FL Zone 2 | Per Computer Connected | 22% | 8485.469 | 3691.423 | 4794.046 | 0.56497 | 5 | 0.71311 | 0.49665 | 0 | no base cost | 0 | 0 | 29 | Illinois 2018 Statewide TRM, Section 4.8.3 | 0 | 0 | 29 | computer | 39 | 1131
Nonequipment | Network PC Power Management | One computer and monitor attached to centralized energy management system that controls when desktop computers and monitors plugged into a network power down to lower power states. | One computer and monitor, manually controlled | Commercial | New | Warehouse | FL Zone 2 | Per Computer Connected | 0% | 693.059 | 301.5006 | 391.5584 | 0.56497 | 5 | 0.058244 | 0 | 0 | no base cost | 0 | 0 | 29 | Illinois 2018 Statewide TRM, Section 4.8.3 | 0 | 0 | 29 | computer | 4 | 116
Nonequipment | Smart Strip Plug Outlet | One Smart Strip Plug Outlet | One Standard plug strip/outlet | Commercial | Existing | Assembly | FL Zone 2 | Per End Use Consumption | 44% | 4709.98 | 4654.076 | 55.9044 | 0.011869 | 4 | 0.008313 | 0 | 0 | reference source included incremental cost only | 0 | 0 | 10 | Illinois 2018 Statewide TRM, Section 5.2.1 | 0 | No Labor Cost | 10 | smart strip | 1 | 10
Nonequipment | Smart Strip Plug Outlet | One Smart Strip Plug Outlet | One Standard plug strip/outlet | Commercial | Existing | College and University | FL Zone 2 | Per End Use Consumption | 44% | 12376.37 | 12229.47 | 146.8994 | 0.011869 | 4 | 0.021843 | 0.015181 | 0 | reference source included incremental cost only | 0 | 0 | 10 | Illinois 2018 Statewide TRM, Section 5.2.1 | 0 | No Labor Cost | 10 | smart strip | 2 | 20
Nonequipment | Smart Strip Plug Outlet | One Smart Strip Plug Outlet | One Standard plug strip/outlet | Commercial | Existing | Grocery | FL Zone 2 | Per End Use Consumption | 44% | 5993.598 | 5922.458 | 71.1401 | 0.011869 | 4 | 0.010578 | 0.007352 | 0 | reference source included incremental cost only | 0 | 0 | 10 | Illinois 2018 Statewide TRM, Section 5.2.1 | 0 | No Labor Cost | 10 | smart strip | 1 | 10
Nonequipment | Smart Strip Plug Outlet | One Smart Strip Plug Outlet | One Standard plug strip/outlet | Commercial | Existing | Healthcare | FL Zone 2 | Per End Use Consumption | 44% | 8423.329 | 8323.349 | 99.9794 | 0.011869 | 4 | 0.014866 | 0.010332 | 0 | reference source included incremental cost only | 0 | 0 | 10 | Illinois 2018 Statewide TRM, Section 5.2.1 | 0 | No Labor Cost | 10 | smart strip | 1 | 10
Nonequipment | Smart Strip Plug Outlet | One Smart Strip Plug Outlet | One Standard plug strip/outlet | Commercial | Existing | Hospitals | FL Zone 2 | Per End Use Consumption | 44% | 73884.64 | 73007.68 | 876.9623 | 0.011869 | 4 | 0.1304 | 0.090625 | 0 | reference source included incremental cost only | 0 | 0 | 10 | Illinois 2018 Statewide TRM, Section 5.2.1 | 0 | No Labor Cost | 10 | smart strip | 8 | 80
Nonequipment | Smart Strip Plug Outlet | One Smart Strip Plug Outlet | One Standard plug strip/outlet | Commercial | Existing | Institutional | FL Zone 2 | Per End Use Consumption | 44% | 7689.451 | 7598.182 | 91.2687 | 0.011869 | 4 | 0.013571 | 0 | 0 | reference source included incremental cost only | 0 | 0 | 10 | Illinois 2018 Statewide TRM, Section 5.2.1 | 0 | No Labor Cost | 10 | smart strip | 1 | 10
Nonequipment | Smart Strip Plug Outlet | One Smart Strip Plug Outlet | One Standard plug strip/outlet | Commercial | Existing | Lodging/Hospitality | FL Zone 2 | Per End Use Consumption | 44% | 6916.342 | 6834.249 | 82.0924 | 0.011869 | 4 | 0.012207 | 0.008483 | 0 | reference source included incremental cost only | 0 | 0 | 10 | Illinois 2018 Statewide TRM, Section 5.2.1 | 0 | No Labor Cost | 10 | smart strip | 1 | 10
Nonequipment | Smart Strip Plug Outlet | One Smart Strip Plug Outlet | One Standard plug strip/outlet | Commercial | Existing | Miscellaneous | FL Zone 2 | Per End Use Consumption | 44% | 103245.1 | 102019.7 | 1225.452 | 0.011869 | 4 | 0.18222 | 0 | 0 | reference source included incremental cost only | 0 | 0 | 10 | Illinois 2018 Statewide TRM, Section 5.2.1 | 0 | No Labor Cost | 10 | smart strip | 11 | 110
Nonequipment | Smart Strip Plug Outlet | One Smart Strip Plug Outlet | One Standard plug strip/outlet | Commercial | Existing | Offices | FL Zone 2 | Per End Use Consumption | 44% | 5845.512 | 5776.13 | 69.3824 | 0.011869 | 4 | 0.010317 | 0.00717 | 0 | reference source included incremental cost only | 0 | 0 | 10 | Illinois 2018 Statewide TRM, Section 5.2.1 | 0 | No Labor Cost | 10 | smart strip | 1 | 10
Nonequipment | Smart Strip Plug Outlet | One Smart Strip Plug Outlet | One Standard plug strip/outlet | Commercial | Existing | Restaurants | FL Zone 2 | Per End Use Consumption | 44% | 5635.34 | 5568.452 | 66.8878 | 0.011869 | 4 | 0.009946 | 0 | 0 | reference source included incremental cost only | 0 | 0 | 10 | Illinois 2018 Statewide TRM, Section 5.2.1 | 0 | No Labor Cost | 10 | smart strip | 1 | 10
Nonequipment | Smart Strip Plug Outlet | One Smart Strip Plug Outlet | One Standard plug strip/outlet | Commercial | Existing | Retail | FL Zone 2 | Per End Use Consumption | 44% | 2549.85 | 2519.585 | 30.265 | 0.011869 | 4 | 0.0045 | 0.003128 | 0 | reference source included incremental cost only | 0 | 0 | 10 | Illinois 2018 Statewide TRM, Section 5.2.1 | 0 | No Labor Cost | 10 | smart strip | 1 | 10
Nonequipment | Smart Strip Plug Outlet | One Smart Strip Plug Outlet | One Standard plug strip/outlet | Commercial | Existing | Schools K-12 | FL Zone 2 | Per End Use Consumption | 44% | 8485.469 | 8384.752 | 100.717 | 0.011869 | 4 | 0.014976 | 0.010408 | 0 | reference source included incremental cost only | 0 | 0 | 10 | Illinois 2018 Statewide TRM, Section 5.2.1 | 0 | No Labor Cost | 10 | smart strip | 1 | 10
Nonequipment | Smart Strip Plug Outlet | One Smart Strip Plug Outlet | One Standard plug strip/outlet | Commercial | Existing | Warehouse | FL Zone 2 | Per End Use Consumption | 44% | 693.059 | 684.8328 | 8.2262 | 0.011869 | 4 | 0.001223 | 0 | 0 | reference source included incremental cost only | 0 | 0 | 10 | Illinois 2018 Statewide TRM, Section 5.2.1 | 0 | No Labor Cost | 10 | smart strip | 1 | 10
Nonequipment | Smart Strip Plug Outlet | One Smart Strip Plug Outlet | One Standard plug strip/outlet | Commercial | New | Assembly | FL Zone 2 | Per End Use Consumption | 44% | 4709.98 | 4654.076 | 55.9044 | 0.011869 | 4 | 0.008313 | 0 | 0 | reference source included incremental cost only | 0 | 0 | 10 | Illinois 2018 Statewide TRM, Section 5.2.1 | 0 | No Labor Cost | 10 | smart strip | 1 | 10
Nonequipment | Smart Strip Plug Outlet | One Smart Strip Plug Outlet | One Standard plug strip/outlet | Commercial | New | College and University | FL Zone 2 | Per End Use Consumption | 44% | 12376.37 | 12229.47 | 146.8994 | 0.011869 | 4 | 0.021843 | 0.015181 | 0 | reference source included incremental cost only | 0 | 0 | 10 | Illinois 2018 Statewide TRM, Section 5.2.1 | 0 | No Labor Cost | 10 | smart strip | 2 | 20
Nonequipment | Smart Strip Plug Outlet | One Smart Strip Plug Outlet | One Standard plug strip/outlet | Commercial | New | Grocery | FL Zone 2 | Per End Use Consumption | 44% | 5993.598 | 5922.458 | 71.1401 | 0.011869 | 4 | 0.010578 | 0.007352 | 0 | reference source included incremental cost only | 0 | 0 | 10 | Illinois 2018 Statewide TRM, Section 5.2.1 | 0 | No Labor Cost | 10 | smart strip | 1 | 10
Nonequipment | Smart Strip Plug Outlet | One Smart Strip Plug Outlet | One Standard plug strip/outlet | Commercial | New | Healthcare | FL Zone 2 | Per End Use Consumption | 44% | 8423.329 | 8323.349 | 99.9794 | 0.011869 | 4 | 0.014866 | 0.010332 | 0 | reference source included incremental cost only | 0 | 0 | 10 | Illinois 2018 Statewide TRM, Section 5.2.1 | 0 | No Labor Cost | 10 | smart strip | 1 | 10
Nonequipment | Smart Strip Plug Outlet | One Smart Strip Plug Outlet | One Standard plug strip/outlet | Commercial | New | Hospitals | FL Zone 2 | Per End Use Consumption | 44% | 73884.64 | 73007.68 | 876.9623 | 0.011869 | 4 | 0.1304 | 0.090625 | 0 | reference source included incremental cost only | 0 | 0 | 10 | Illinois 2018 Statewide TRM, Section 5.2.1 | 0 | No Labor Cost | 10 | smart strip | 8 | 80
Nonequipment | Smart Strip Plug Outlet | One Smart Strip Plug Outlet | One Standard plug strip/outlet | Commercial | New | Institutional | FL Zone 2 | Per End Use Consumption | 44% | 7689.451 | 7598.182 | 91.2687 | 0.011869 | 4 | 0.013571 | 0 | 0 | reference source included incremental cost only | 0 | 0 | 10 | Illinois 2018 Statewide TRM, Section 5.2.1 | 0 | No Labor Cost | 10 | smart strip | 1 | 10
Nonequipment | Smart Strip Plug Outlet | One Smart Strip Plug Outlet | One Standard plug strip/outlet | Commercial | New | Lodging/Hospitality | FL Zone 2 | Per End Use Consumption | 44% | 6916.342 | 6834.249 | 82.0924 | 0.011869 | 4 | 0.012207 | 0.008483 | 0 | reference source included incremental cost only | 0 | 0 | 10 | Illinois 2018 Statewide TRM, Section 5.2.1 | 0 | No Labor Cost | 10 | smart strip | 1 | 10
Nonequipment | Smart Strip Plug Outlet | One Smart Strip Plug Outlet | One Standard plug strip/outlet | Commercial | New | Miscellaneous | FL Zone 2 | Per End Use Consumption | 44% | 103245.1 | 102019.7 | 1225.452 | 0.011869 | 4 | 0.18222 | 0 | 0 | reference source included incremental cost only | 0 | 0 | 10 | Illinois 2018 Statewide TRM, Section 5.2.1 | 0 | No Labor Cost | 10 | smart strip | 11 | 110
Nonequipment | Smart Strip Plug Outlet | One Smart Strip Plug Outlet | One Standard plug strip/outlet | Commercial | New | Offices | FL Zone 2 | Per End Use Consumption | 44% | 5845.512 | 5776.13 | 69.3824 | 0.011869 | 4 | 0.010317 | 0.00717 | 0 | reference source included incremental cost only | 0 | 0 | 10 | Illinois 2018 Statewide TRM, Section 5.2.1 | 0 | No Labor Cost | 10 | smart strip | 1 | 10
Nonequipment | Smart Strip Plug Outlet | One Smart Strip Plug Outlet | One Standard plug strip/outlet | Commercial | New | Restaurants | FL Zone 2 | Per End Use Consumption | 44% | 5635.34 | 5568.452 | 66.8878 | 0.011869 | 4 | 0.009946 | 0 | 0 | reference source included incremental cost only | 0 | 0 | 10 | Illinois 2018 Statewide TRM, Section 5.2.1 | 0 | No Labor Cost | 10 | smart strip | 1 | 10
Nonequipment | Smart Strip Plug Outlet | One Smart Strip Plug Outlet | One Standard plug strip/outlet | Commercial | New | Retail | FL Zone 2 | Per End Use Consumption | 44% | 2549.85 | 2519.585 | 30.265 | 0.011869 | 4 | 0.0045 | 0.003128 | 0 | reference source included incremental cost only | 0 | 0 | 10 | Illinois 2018 Statewide TRM, Section 5.2.1 | 0 | No Labor Cost | 10 | smart strip | 1 | 10
Nonequipment | Smart Strip Plug Outlet | One Smart Strip Plug Outlet | One Standard plug strip/outlet | Commercial | New | Schools K-12 | FL Zone 2 | Per End Use Consumption | 44% | 8485.469 | 8384.752 | 100.717 | 0.011869 | 4 | 0.014976 | 0.010408 | 0 | reference source included incremental cost only | 0 | 0 | 10 | Illinois 2018 Statewide TRM, Section 5.2.1 | 0 | No Labor Cost | 10 | smart strip | 1 | 10
Nonequipment | Smart Strip Plug Outlet | One Smart Strip Plug Outlet | One Standard plug strip/outlet | Commercial | New | Warehouse | FL Zone 2 | Per End Use Consumption | 44% | 693.059 | 684.8328 | 8.2262 | 0.011869 | 4 | 0.001223 | 0 | 0 | reference source included incremental cost only | 0 | 0 | 10 | Illinois 2018 Statewide TRM, Section 5.2.1 | 0 | No Labor Cost | 10 | smart strip | 1 | 10
Nonequipment | Anti-Sweat Controls | One Medium Temperature Reach-In Case with Anti-Sweat Heater Controls | One Medium Temperature Reach-In Case without Anti-Sweat Heater Controls | Commercial | Existing | Assembly | FL Zone 2 | Per Refrigerated Case | 9% | 1203.098 | 180.4648 | 1022.634 | 0.85 | 8 | 0.081727 | 0.082167 | 0 | 0 | 0 | 0 | 171 | Mid-Atlantic TRM v7.0, 2017 (average of cost for a cooler door and freezer door) | 0 | 0 | 171 | door |  | 171
Nonequipment | Anti-Sweat Controls | One Medium Temperature Reach-In Case with Anti-Sweat Heater Controls | One Medium Temperature Reach-In Case without Anti-Sweat Heater Controls | Commercial | Existing | College and University | FL Zone 2 | Per Refrigerated Case | 9% | 1203.098 | 180.4648 | 1022.634 | 0.85 | 8 | 0.13259 | 0.11106 | 0 | 0 | 0 | 0 | 171 | Mid-Atlantic TRM v7.0, 2017 (average of cost for a cooler door and freezer door) | 0 | 0 | 171 | door |  | 171
Nonequipment | Anti-Sweat Controls | One Medium Temperature Reach-In Case with Anti-Sweat Heater Controls | One Medium Temperature Reach-In Case without Anti-Sweat Heater Controls | Commercial | Existing | Grocery | FL Zone 2 | Per Refrigerated Case | 14% | 1203.098 | 180.4648 | 1022.634 | 0.85 | 8 | 0.081727 | 0.082167 | 0 | 0 | 0 | 0 | 171 | Mid-Atlantic TRM v7.0, 2017 (average of cost for a cooler door and freezer door) | 0 | 0 | 171 | door |  | 171
Nonequipment | Anti-Sweat Controls | One Medium Temperature Reach-In Case with Anti-Sweat Heater Controls | One Medium Temperature Reach-In Case without Anti-Sweat Heater Controls | Commercial | Existing | Healthcare | FL Zone 2 | Per Refrigerated Case | 9% | 1203.098 | 180.4648 | 1022.634 | 0.85 | 8 | 0.13259 | 0.11106 | 0 | 0 | 0 | 0 | 171 | Mid-Atlantic TRM v7.0, 2017 (average of cost for a cooler door and freezer door) | 0 | 0 | 171 | door |  | 171
Nonequipment | Anti-Sweat Controls | One Medium Temperature Reach-In Case with Anti-Sweat Heater Controls | One Medium Temperature Reach-In Case without Anti-Sweat Heater Controls | Commercial | Existing | Hospitals | FL Zone 2 | Per Refrigerated Case | 9% | 1203.098 | 180.4648 | 1022.634 | 0.85 | 8 | 0.13259 | 0.11106 | 0 | 0 | 0 | 0 | 171 | Mid-Atlantic TRM v7.0, 2017 (average of cost for a cooler door and freezer door) | 0 | 0 | 171 | door |  | 171
Nonequipment | Anti-Sweat Controls | One Medium Temperature Reach-In Case with Anti-Sweat Heater Controls | One Medium Temperature Reach-In Case without Anti-Sweat Heater Controls | Commercial | Existing | Institutional | FL Zone 2 | Per Refrigerated Case | 0% | 1203.098 | 180.4648 | 1022.634 | 0.85 | 8 | 0.081727 | 0.082167 | 0 | 0 | 0 | 0 | 171 | Mid-Atlantic TRM v7.0, 2017 (average of cost for a cooler door and freezer door) | 0 | 0 | 171 | door |  | 171
Nonequipment | Anti-Sweat Controls | One Medium Temperature Reach-In Case with Anti-Sweat Heater Controls | One Medium Temperature Reach-In Case without Anti-Sweat Heater Controls | Commercial | Existing | Lodging/Hospitality | FL Zone 2 | Per Refrigerated Case | 9% | 1203.098 | 180.4648 | 1022.634 | 0.85 | 8 | 0.13259 | 0.11106 | 0 | 0 | 0 | 0 | 171 | Mid-Atlantic TRM v7.0, 2017 (average of cost for a cooler door and freezer door) | 0 | 0 | 171 | door |  | 171
Nonequipment | Anti-Sweat Controls | One Medium Temperature Reach-In Case with Anti-Sweat Heater Controls | One Medium Temperature Reach-In Case without Anti-Sweat Heater Controls | Commercial | Existing | Miscellaneous | FL Zone 2 | Per Refrigerated Case | 0% | 1203.098 | 180.4648 | 1022.634 | 0.85 | 8 | 0.081727 | 0.082167 | 0 | 0 | 0 | 0 | 171 | Mid-Atlantic TRM v7.0, 2017 (average of cost for a cooler door and freezer door) | 0 | 0 | 171 | door |  | 171
Nonequipment | Anti-Sweat Controls | One Medium Temperature Reach-In Case with Anti-Sweat Heater Controls | One Medium Temperature Reach-In Case without Anti-Sweat Heater Controls | Commercial | Existing | Offices | FL Zone 2 | Per Refrigerated Case | 0% | 1203.098 | 180.4648 | 1022.634 | 0.85 | 8 | 0.081727 | 0.082167 | 0 | 0 | 0 | 0 | 171 | Mid-Atlantic TRM v7.0, 2017 (average of cost for a cooler door and freezer door) | 0 | 0 | 171 | door |  | 171
Nonequipment | Anti-Sweat Controls | One Medium Temperature Reach-In Case with Anti-Sweat Heater Controls | One Medium Temperature Reach-In Case without Anti-Sweat Heater Controls | Commercial | Existing | Restaurants | FL Zone 2 | Per Refrigerated Case | 9% | 1203.098 | 180.4648 | 1022.634 | 0.85 | 8 | 0.13259 | 0.11106 | 0 | 0 | 0 | 0 | 171 | Mid-Atlantic TRM v7.0, 2017 (average of cost for a cooler door and freezer door) | 0 | 0 | 171 | door |  | 171
Nonequipment | Anti-Sweat Controls | One Medium Temperature Reach-In Case with Anti-Sweat Heater Controls | One Medium Temperature Reach-In Case without Anti-Sweat Heater Controls | Commercial | Existing | Retail | FL Zone 2 | Per Refrigerated Case | 14% | 1203.098 | 180.4648 | 1022.634 | 0.85 | 8 | 0.081727 | 0.082167 | 0 | 0 | 0 | 0 | 171 | Mid-Atlantic TRM v7.0, 2017 (average of cost for a cooler door and freezer door) | 0 | 0 | 171 | door |  | 171
Nonequipment | Anti-Sweat Controls | One Medium Temperature Reach-In Case with Anti-Sweat Heater Controls | One Medium Temperature Reach-In Case without Anti-Sweat Heater Controls | Commercial | Existing | Schools K-12 | FL Zone 2 | Per Refrigerated Case | 9% | 1203.098 | 180.4648 | 1022.634 | 0.85 | 8 | 0.13259 | 0.11106 | 0 | 0 | 0 | 0 | 171 | Mid-Atlantic TRM v7.0, 2017 (average of cost for a cooler door and freezer door) | 0 | 0 | 171 | door |  | 171
Nonequipment | Anti-Sweat Controls | One Medium Temperature Reach-In Case with Anti-Sweat Heater Controls | One Medium Temperature Reach-In Case without Anti-Sweat Heater Controls | Commercial | Existing | Warehouse | FL Zone 2 | Per Refrigerated Case | 0% | 1203.098 | 180.4648 | 1022.634 | 0.85 | 8 | 0.081727 | 0.082167 | 0 | 0 | 0 | 0 | 171 | Mid-Atlantic TRM v7.0, 2017 (average of cost for a cooler door and freezer door) | 0 | 0 | 171 | door |  | 171
Nonequipment | Anti-Sweat Controls | One Medium Temperature Reach-In Case with Anti-Sweat Heater Controls | One Medium Temperature Reach-In Case without Anti-Sweat Heater Controls | Commercial | New | Assembly | FL Zone 2 | Per Refrigerated Case | 0% | 1203.098 | 180.4648 | 1022.634 | 0.85 | 8 | 0.081727 | 0.082167 | 0 | 0 | 0 | 0 | 171 | Mid-Atlantic TRM v7.0, 2017 (average of cost for a cooler door and freezer door) | 0 | 0 | 171 | door |  | 171
Nonequipment | Anti-Sweat Controls | One Medium Temperature Reach-In Case with Anti-Sweat Heater Controls | One Medium Temperature Reach-In Case without Anti-Sweat Heater Controls | Commercial | New | College and University | FL Zone 2 | Per Refrigerated Case | 0% | 1203.098 | 180.4648 | 1022.634 | 0.85 | 8 | 0.13259 | 0.11106 | 0 | 0 | 0 | 0 | 171 | Mid-Atlantic TRM v7.0, 2017 (average of cost for a cooler door and freezer door) | 0 | 0 | 171 | door |  | 171
Nonequipment | Anti-Sweat Controls | One Medium Temperature Reach-In Case with Anti-Sweat Heater Controls | One Medium Temperature Reach-In Case without Anti-Sweat Heater Controls | Commercial | New | Grocery | FL Zone 2 | Per Refrigerated Case | 0% | 1203.098 | 180.4648 | 1022.634 | 0.85 | 8 | 0.081727 | 0.082167 | 0 | 0 | 0 | 0 | 171 | Mid-Atlantic TRM v7.0, 2017 (average of cost for a cooler door and freezer door) | 0 | 0 | 171 | door |  | 171
Nonequipment | Anti-Sweat Controls | One Medium Temperature Reach-In Case with Anti-Sweat Heater Controls | One Medium Temperature Reach-In Case without Anti-Sweat Heater Controls | Commercial | New | Healthcare | FL Zone 2 | Per Refrigerated Case | 0% | 1203.098 | 180.4648 | 1022.634 | 0.85 | 8 | 0.13259 | 0.11106 | 0 | 0 | 0 | 0 | 171 | Mid-Atlantic TRM v7.0, 2017 (average of cost for a cooler door and freezer door) | 0 | 0 | 171 | door |  | 171
Nonequipment | Anti-Sweat Controls | One Medium Temperature Reach-In Case with Anti-Sweat Heater Controls | One Medium Temperature Reach-In Case without Anti-Sweat Heater Controls | Commercial | New | Hospitals | FL Zone 2 | Per Refrigerated Case | 0% | 1203.098 | 180.4648 | 1022.634 | 0.85 | 8 | 0.13259 | 0.11106 | 0 | 0 | 0 | 0 | 171 | Mid-Atlantic TRM v7.0, 2017 (average of cost for a cooler door and freezer door) | 0 | 0 | 171 | door |  | 171
Nonequipment | Anti-Sweat Controls | One Medium Temperature Reach-In Case with Anti-Sweat Heater Controls | One Medium Temperature Reach-In Case without Anti-Sweat Heater Controls | Commercial | New | Institutional | FL Zone 2 | Per Refrigerated Case | 0% | 1203.098 | 180.4648 | 1022.634 | 0.85 | 8 | 0.081727 | 0.082167 | 0 | 0 | 0 | 0 | 171 | Mid-Atlantic TRM v7.0, 2017 (average of cost for a cooler door and freezer door) | 0 | 0 | 171 | door |  | 171
Nonequipment | Anti-Sweat Controls | One Medium Temperature Reach-In Case with Anti-Sweat Heater Controls | One Medium Temperature Reach-In Case without Anti-Sweat Heater Controls | Commercial | New | Lodging/Hospitality | FL Zone 2 | Per Refrigerated Case | 0% | 1203.098 | 180.4648 | 1022.634 | 0.85 | 8 | 0.13259 | 0.11106 | 0 | 0 | 0 | 0 | 171 | Mid-Atlantic TRM v7.0, 2017 (average of cost for a cooler door and freezer door) | 0 | 0 | 171 | door |  | 171
Nonequipment | Anti-Sweat Controls | One Medium Temperature Reach-In Case with Anti-Sweat Heater Controls | One Medium Temperature Reach-In Case without Anti-Sweat Heater Controls | Commercial | New | Miscellaneous | FL Zone 2 | Per Refrigerated Case | 0% | 1203.098 | 180.4648 | 1022.634 | 0.85 | 8 | 0.081727 | 0.082167 | 0 | 0 | 0 | 0 | 171 | Mid-Atlantic TRM v7.0, 2017 (average of cost for a cooler door and freezer door) | 0 | 0 | 171 | door |  | 171
Nonequipment | Anti-Sweat Controls | One Medium Temperature Reach-In Case with Anti-Sweat Heater Controls | One Medium Temperature Reach-In Case without Anti-Sweat Heater Controls | Commercial | New | Offices | FL Zone 2 | Per Refrigerated Case | 0% | 1203.098 | 180.4648 | 1022.634 | 0.85 | 8 | 0.081727 | 0.082167 | 0 | 0 | 0 | 0 | 171 | Mid-Atlantic TRM v7.0, 2017 (average of cost for a cooler door and freezer door) | 0 | 0 | 171 | door |  | 171
Nonequipment | Anti-Sweat Controls | One Medium Temperature Reach-In Case with Anti-Sweat Heater Controls | One Medium Temperature Reach-In Case without Anti-Sweat Heater Controls | Commercial | New | Restaurants | FL Zone 2 | Per Refrigerated Case | 0% | 1203.098 | 180.4648 | 1022.634 | 0.85 | 8 | 0.13259 | 0.11106 | 0 | 0 | 0 | 0 | 171 | Mid-Atlantic TRM v7.0, 2017 (average of cost for a cooler door and freezer door) | 0 | 0 | 171 | door |  | 171
Nonequipment | Anti-Sweat Controls | One Medium Temperature Reach-In Case with Anti-Sweat Heater Controls | One Medium Temperature Reach-In Case without Anti-Sweat Heater Controls | Commercial | New | Retail | FL Zone 2 | Per Refrigerated Case | 0% | 1203.098 | 180.4648 | 1022.634 | 0.85 | 8 | 0.081727 | 0.082167 | 0 | 0 | 0 | 0 | 171 | Mid-Atlantic TRM v7.0, 2017 (average of cost for a cooler door and freezer door) | 0 | 0 | 171 | door |  | 171
Nonequipment | Anti-Sweat Controls | One Medium Temperature Reach-In Case with Anti-Sweat Heater Controls | One Medium Temperature Reach-In Case without Anti-Sweat Heater Controls | Commercial | New | Schools K-12 | FL Zone 2 | Per Refrigerated Case | 0% | 1203.098 | 180.4648 | 1022.634 | 0.85 | 8 | 0.13259 | 0.11106 | 0 | 0 | 0 | 0 | 171 | Mid-Atlantic TRM v7.0, 2017 (average of cost for a cooler door and freezer door) | 0 | 0 | 171 | door |  | 171
Nonequipment | Anti-Sweat Controls | One Medium Temperature Reach-In Case with Anti-Sweat Heater Controls | One Medium Temperature Reach-In Case without Anti-Sweat Heater Controls | Commercial | New | Warehouse | FL Zone 2 | Per Refrigerated Case | 0% | 1203.098 | 180.4648 | 1022.634 | 0.85 | 8 | 0.081727 | 0.082167 | 0 | 0 | 0 | 0 | 171 | Mid-Atlantic TRM v7.0, 2017 (average of cost for a cooler door and freezer door) | 0 | 0 | 171 | door |  | 171
Nonequipment | Automatic Door Closer for Walk-in Coolers and Freezers | One Medium Temperature Walk-In Refrigerator Door with Auto-Closer | One Medium Temperature Walk-In Refrigerator Door without Auto-Closer | Commercial | Existing | Assembly | FL Zone 2 | Per End Use Consumption | 56% | 1248.353 | 1209.27 | 39.0829 | 0.031308 | 8 | 0.00543 | 0.001211 | 0 | no base cost | 0 | 0 | 156.82 | Illinois 2018 Statewide TRM, Section 4.6.1 | 0 | 0 | 156.82 | cooler/freezer |  | 156.82
Nonequipment | Automatic Door Closer for Walk-in Coolers and Freezers | One Medium Temperature Walk-In Refrigerator Door with Auto-Closer | One Medium Temperature Walk-In Refrigerator Door without Auto-Closer | Commercial | Existing | College and University | FL Zone 2 | Per End Use Consumption | 56% | 1248.353 | 1209.27 | 39.0829 | 0.031308 | 8 | 0.005067 | 0.004244 | 0 | no base cost | 0 | 0 | 156.82 | Illinois 2018 Statewide TRM, Section 4.6.1 | 0 | 0 | 156.82 | cooler/freezer |  | 156.82
Nonequipment | Automatic Door Closer for Walk-in Coolers and Freezers | One Medium Temperature Walk-In Refrigerator Door with Auto-Closer | One Medium Temperature Walk-In Refrigerator Door without Auto-Closer | Commercial | Existing | Grocery | FL Zone 2 | Per End Use Consumption | 56% | 1248.353 | 1209.27 | 39.0829 | 0.031308 | 8 | 0.00543 | 0.001211 | 0 | no base cost | 0 | 0 | 156.82 | Illinois 2018 Statewide TRM, Section 4.6.1 | 0 | 0 | 156.82 | cooler/freezer |  | 156.82
Nonequipment | Automatic Door Closer for Walk-in Coolers and Freezers | One Medium Temperature Walk-In Refrigerator Door with Auto-Closer | One Medium Temperature Walk-In Refrigerator Door without Auto-Closer | Commercial | Existing | Healthcare | FL Zone 2 | Per End Use Consumption | 56% | 1248.353 | 1209.27 | 39.0829 | 0.031308 | 8 | 0.005067 | 0.004244 | 0 | no base cost | 0 | 0 | 156.82 | Illinois 2018 Statewide TRM, Section 4.6.1 | 0 | 0 | 156.82 | cooler/freezer |  | 156.82
Nonequipment | Automatic Door Closer for Walk-in Coolers and Freezers | One Medium Temperature Walk-In Refrigerator Door with Auto-Closer | One Medium Temperature Walk-In Refrigerator Door without Auto-Closer | Commercial | Existing | Hospitals | FL Zone 2 | Per End Use Consumption | 56% | 1248.353 | 1209.27 | 39.0829 | 0.031308 | 8 | 0.005067 | 0.004244 | 0 | no base cost | 0 | 0 | 156.82 | Illinois 2018 Statewide TRM, Section 4.6.1 | 0 | 0 | 156.82 | cooler/freezer |  | 156.82
Nonequipment | Automatic Door Closer for Walk-in Coolers and Freezers | One Medium Temperature Walk-In Refrigerator Door with Auto-Closer | One Medium Temperature Walk-In Refrigerator Door without Auto-Closer | Commercial | Existing | Institutional | FL Zone 2 | Per End Use Consumption | 0% | 1248.353 | 1209.27 | 39.0829 | 0.031308 | 8 | 0.00543 | 0.001211 | 0 | no base cost | 0 | 0 | 156.82 | Illinois 2018 Statewide TRM, Section 4.6.1 | 0 | 0 | 156.82 | cooler/freezer |  | 156.82
Nonequipment | Automatic Door Closer for Walk-in Coolers and Freezers | One Medium Temperature Walk-In Refrigerator Door with Auto-Closer | One Medium Temperature Walk-In Refrigerator Door without Auto-Closer | Commercial | Existing | Lodging/Hospitality | FL Zone 2 | Per End Use Consumption | 56% | 1248.353 | 1209.27 | 39.0829 | 0.031308 | 8 | 0.005067 | 0.004244 | 0 | no base cost | 0 | 0 | 156.82 | Illinois 2018 Statewide TRM, Section 4.6.1 | 0 | 0 | 156.82 | cooler/freezer |  | 156.82
Nonequipment | Automatic Door Closer for Walk-in Coolers and Freezers | One Medium Temperature Walk-In Refrigerator Door with Auto-Closer | One Medium Temperature Walk-In Refrigerator Door without Auto-Closer | Commercial | Existing | Miscellaneous | FL Zone 2 | Per End Use Consumption | 0% | 1248.353 | 1209.27 | 39.0829 | 0.031308 | 8 | 0.00543 | 0.001211 | 0 | no base cost | 0 | 0 | 156.82 | Illinois 2018 Statewide TRM, Section 4.6.1 | 0 | 0 | 156.82 | cooler/freezer |  | 156.82
Nonequipment | Automatic Door Closer for Walk-in Coolers and Freezers | One Medium Temperature Walk-In Refrigerator Door with Auto-Closer | One Medium Temperature Walk-In Refrigerator Door without Auto-Closer | Commercial | Existing | Offices | FL Zone 2 | Per End Use Consumption | 0% | 1248.353 | 1209.27 | 39.0829 | 0.031308 | 8 | 0.00543 | 0.001211 | 0 | no base cost | 0 | 0 | 156.82 | Illinois 2018 Statewide TRM, Section 4.6.1 | 0 | 0 | 156.82 | cooler/freezer |  | 156.82
Nonequipment | Automatic Door Closer for Walk-in Coolers and Freezers | One Medium Temperature Walk-In Refrigerator Door with Auto-Closer | One Medium Temperature Walk-In Refrigerator Door without Auto-Closer | Commercial | Existing | Restaurants | FL Zone 2 | Per End Use Consumption | 56% | 1248.353 | 1209.27 | 39.0829 | 0.031308 | 8 | 0.005067 | 0.004244 | 0 | no base cost | 0 | 0 | 156.82 | Illinois 2018 Statewide TRM, Section 4.6.1 | 0 | 0 | 156.82 | cooler/freezer |  | 156.82
Nonequipment | Automatic Door Closer for Walk-in Coolers and Freezers | One Medium Temperature Walk-In Refrigerator Door with Auto-Closer | One Medium Temperature Walk-In Refrigerator Door without Auto-Closer | Commercial | Existing | Retail | FL Zone 2 | Per End Use Consumption | 56% | 1248.353 | 1209.27 | 39.0829 | 0.031308 | 8 | 0.00543 | 0.001211 | 0 | no base cost | 0 | 0 | 156.82 | Illinois 2018 Statewide TRM, Section 4.6.1 | 0 | 0 | 156.82 | cooler/freezer |  | 156.82
Nonequipment | Automatic Door Closer for Walk-in Coolers and Freezers | One Medium Temperature Walk-In Refrigerator Door with Auto-Closer | One Medium Temperature Walk-In Refrigerator Door without Auto-Closer | Commercial | Existing | Schools K-12 | FL Zone 2 | Per End Use Consumption | 56% | 1248.353 | 1209.27 | 39.0829 | 0.031308 | 8 | 0.005067 | 0.004244 | 0 | no base cost | 0 | 0 | 156.82 | Illinois 2018 Statewide TRM, Section 4.6.1 | 0 | 0 | 156.82 | cooler/freezer |  | 156.82
Nonequipment | Automatic Door Closer for Walk-in Coolers and Freezers | One Medium Temperature Walk-In Refrigerator Door with Auto-Closer | One Medium Temperature Walk-In Refrigerator Door without Auto-Closer | Commercial | Existing | Warehouse | FL Zone 2 | Per End Use Consumption | 0% | 1248.353 | 1209.27 | 39.0829 | 0.031308 | 8 | 0.00543 | 0.001211 | 0 | no base cost | 0 | 0 | 156.82 | Illinois 2018 Statewide TRM, Section 4.6.1 | 0 | 0 | 156.82 | cooler/freezer |  | 156.82
Nonequipment | Automatic Door Closer for Walk-in Coolers and Freezers | One Medium Temperature Walk-In Refrigerator Door with Auto-Closer | One Medium Temperature Walk-In Refrigerator Door without Auto-Closer | Commercial | New | Assembly | FL Zone 2 | Per End Use Consumption | 56% | 1248.353 | 1209.27 | 39.0829 | 0.031308 | 8 | 0.00543 | 0.001211 | 0 | no base cost | 0 | 0 | 156.82 | Illinois 2018 Statewide TRM, Section 4.6.1 | 0 | 0 | 156.82 | cooler/freezer |  | 156.82
Nonequipment | Automatic Door Closer for Walk-in Coolers and Freezers | One Medium Temperature Walk-In Refrigerator Door with Auto-Closer | One Medium Temperature Walk-In Refrigerator Door without Auto-Closer | Commercial | New | College and University | FL Zone 2 | Per End Use Consumption | 56% | 1248.353 | 1209.27 | 39.0829 | 0.031308 | 8 | 0.005067 | 0.004244 | 0 | no base cost | 0 | 0 | 156.82 | Illinois 2018 Statewide TRM, Section 4.6.1 | 0 | 0 | 156.82 | cooler/freezer |  | 156.82
Nonequipment | Automatic Door Closer for Walk-in Coolers and Freezers | One Medium Temperature Walk-In Refrigerator Door with Auto-Closer | One Medium Temperature Walk-In Refrigerator Door without Auto-Closer | Commercial | New | Grocery | FL Zone 2 | Per End Use Consumption | 56% | 1248.353 | 1209.27 | 39.0829 | 0.031308 | 8 | 0.00543 | 0.001211 | 0 | no base cost | 0 | 0 | 156.82 | Illinois 2018 Statewide TRM, Section 4.6.1 | 0 | 0 | 156.82 | cooler/freezer |  | 156.82
Nonequipment | Automatic Door Closer for Walk-in Coolers and Freezers | One Medium Temperature Walk-In Refrigerator Door with Auto-Closer | One Medium Temperature Walk-In Refrigerator Door without Auto-Closer | Commercial | New | Healthcare | FL Zone 2 | Per End Use Consumption | 56% | 1248.353 | 1209.27 | 39.0829 | 0.031308 | 8 | 0.005067 | 0.004244 | 0 | no base cost | 0 | 0 | 156.82 | Illinois 2018 Statewide TRM, Section 4.6.1 | 0 | 0 | 156.82 | cooler/freezer |  | 156.82
Nonequipment | Automatic Door Closer for Walk-in Coolers and Freezers | One Medium Temperature Walk-In Refrigerator Door with Auto-Closer | One Medium Temperature Walk-In Refrigerator Door without Auto-Closer | Commercial | New | Hospitals | FL Zone 2 | Per End Use Consumption | 56% | 1248.353 | 1209.27 | 39.0829 | 0.031308 | 8 | 0.005067 | 0.004244 | 0 | no base cost | 0 | 0 | 156.82 | Illinois 2018 Statewide TRM, Section 4.6.1 | 0 | 0 | 156.82 | cooler/freezer |  | 156.82
Nonequipment | Automatic Door Closer for Walk-in Coolers and Freezers | One Medium Temperature Walk-In Refrigerator Door with Auto-Closer | One Medium Temperature Walk-In Refrigerator Door without Auto-Closer | Commercial | New | Institutional | FL Zone 2 | Per End Use Consumption | 0% | 1248.353 | 1209.27 | 39.0829 | 0.031308 | 8 | 0.00543 | 0.001211 | 0 | no base cost | 0 | 0 | 156.82 | Illinois 2018 Statewide TRM, Section 4.6.1 | 0 | 0 | 156.82 | cooler/freezer |  | 156.82
Nonequipment | Automatic Door Closer for Walk-in Coolers and Freezers | One Medium Temperature Walk-In Refrigerator Door with Auto-Closer | One Medium Temperature Walk-In Refrigerator Door without Auto-Closer | Commercial | New | Lodging/Hospitality | FL Zone 2 | Per End Use Consumption | 56% | 1248.353 | 1209.27 | 39.0829 | 0.031308 | 8 | 0.005067 | 0.004244 | 0 | no base cost | 0 | 0 | 156.82 | Illinois 2018 Statewide TRM, Section 4.6.1 | 0 | 0 | 156.82 | cooler/freezer |  | 156.82
Nonequipment | Automatic Door Closer for Walk-in Coolers and Freezers | One Medium Temperature Walk-In Refrigerator Door with Auto-Closer | One Medium Temperature Walk-In Refrigerator Door without Auto-Closer | Commercial | New | Miscellaneous | FL Zone 2 | Per End Use Consumption | 0% | 1248.353 | 1209.27 | 39.0829 | 0.031308 | 8 | 0.00543 | 0.001211 | 0 | no base cost | 0 | 0 | 156.82 | Illinois 2018 Statewide TRM, Section 4.6.1 | 0 | 0 | 156.82 | cooler/freezer |  | 156.82
Nonequipment | Automatic Door Closer for Walk-in Coolers and Freezers | One Medium Temperature Walk-In Refrigerator Door with Auto-Closer | One Medium Temperature Walk-In Refrigerator Door without Auto-Closer | Commercial | New | Offices | FL Zone 2 | Per End Use Consumption | 0% | 1248.353 | 1209.27 | 39.0829 | 0.031308 | 8 | 0.00543 | 0.001211 | 0 | no base cost | 0 | 0 | 156.82 | Illinois 2018 Statewide TRM, Section 4.6.1 | 0 | 0 | 156.82 | cooler/freezer |  | 156.82
Nonequipment | Automatic Door Closer for Walk-in Coolers and Freezers | One Medium Temperature Walk-In Refrigerator Door with Auto-Closer | One Medium Temperature Walk-In Refrigerator Door without Auto-Closer | Commercial | New | Restaurants | FL Zone 2 | Per End Use Consumption | 56% | 1248.353 | 1209.27 | 39.0829 | 0.031308 | 8 | 0.005067 | 0.004244 | 0 | no base cost | 0 | 0 | 156.82 | Illinois 2018 Statewide TRM, Section 4.6.1 | 0 | 0 | 156.82 | cooler/freezer |  | 156.82
Nonequipment | Automatic Door Closer for Walk-in Coolers and Freezers | One Medium Temperature Walk-In Refrigerator Door with Auto-Closer | One Medium Temperature Walk-In Refrigerator Door without Auto-Closer | Commercial | New | Retail | FL Zone 2 | Per End Use Consumption | 56% | 1248.353 | 1209.27 | 39.0829 | 0.031308 | 8 | 0.00543 | 0.001211 | 0 | no base cost | 0 | 0 | 156.82 | Illinois 2018 Statewide TRM, Section 4.6.1 | 0 | 0 | 156.82 | cooler/freezer |  | 156.82
Nonequipment | Automatic Door Closer for Walk-in Coolers and Freezers | One Medium Temperature Walk-In Refrigerator Door with Auto-Closer | One Medium Temperature Walk-In Refrigerator Door without Auto-Closer | Commercial | New | Schools K-12 | FL Zone 2 | Per End Use Consumption | 56% | 1248.353 | 1209.27 | 39.0829 | 0.031308 | 8 | 0.005067 | 0.004244 | 0 | no base cost | 0 | 0 | 156.82 | Illinois 2018 Statewide TRM, Section 4.6.1 | 0 | 0 | 156.82 | cooler/freezer |  | 156.82
Nonequipment | Automatic Door Closer for Walk-in Coolers and Freezers | One Medium Temperature Walk-In Refrigerator Door with Auto-Closer | One Medium Temperature Walk-In Refrigerator Door without Auto-Closer | Commercial | New | Warehouse | FL Zone 2 | Per End Use Consumption | 0% | 1248.353 | 1209.27 | 39.0829 | 0.031308 | 8 | 0.00543 | 0.001211 | 0 | no base cost | 0 | 0 | 156.82 | Illinois 2018 Statewide TRM, Section 4.6.1 | 0 | 0 | 156.82 | cooler/freezer |  | 156.82
Nonequipment | Demand Defrost | Walk-In Freezer System with Demand-Controlled Electric Defrost Cycle | Walk-In Freezer System with Timer-Controlled Electric Defrost Cycle | Commercial | Existing | Assembly | FL Zone 2 | Per Unit | 42% | 1314.9 | 920.43 | 394.47 | 0.3 | 10 | 0.054904 | 0.00503 | 0 | 0 | 0 | 0 | 500 | Efficiency Vermont TRM, 2015 No. 2014-87, Measure Number I-E-15-a | 166.68 | Assume 2 hrs for Electrical contractor: http://www.serviskey.net/support/rate-estimator?s4=FL | 666.68 | freezer |  | 666.68
Nonequipment | Demand Defrost | Walk-In Freezer System with Demand-Controlled Electric Defrost Cycle | Walk-In Freezer System with Timer-Controlled Electric Defrost Cycle | Commercial | Existing | College and University | FL Zone 2 | Per Unit | 64% | 1314.9 | 920.43 | 394.47 | 0.3 | 10 | 0.051145 | 0.04284 | 0 | 0 | 0 | 0 | 500 | Efficiency Vermont TRM, 2015 No. 2014-87, Measure Number I-E-15-a | 166.68 | Assume 2 hrs for Electrical contractor: http://www.serviskey.net/support/rate-estimator?s4=FL | 666.68 | freezer |  | 666.68
Nonequipment | Demand Defrost | Walk-In Freezer System with Demand-Controlled Electric Defrost Cycle | Walk-In Freezer System with Timer-Controlled Electric Defrost Cycle | Commercial | Existing | Grocery | FL Zone 2 | Per Unit | 67% | 1314.9 | 920.43 | 394.47 | 0.3 | 10 | 0.054904 | 0.00503 | 0 | 0 | 0 | 0 | 500 | Efficiency Vermont TRM, 2015 No. 2014-87, Measure Number I-E-15-a | 166.68 | Assume 2 hrs for Electrical contractor: http://www.serviskey.net/support/rate-estimator?s4=FL | 666.68 | freezer |  | 666.68
Nonequipment | Demand Defrost | Walk-In Freezer System with Demand-Controlled Electric Defrost Cycle | Walk-In Freezer System with Timer-Controlled Electric Defrost Cycle | Commercial | Existing | Healthcare | FL Zone 2 | Per Unit | 64% | 1314.9 | 920.43 | 394.47 | 0.3 | 10 | 0.051145 | 0.04284 | 0 | 0 | 0 | 0 | 500 | Efficiency Vermont TRM, 2015 No. 2014-87, Measure Number I-E-15-a | 166.68 | Assume 2 hrs for Electrical contractor: http://www.serviskey.net/support/rate-estimator?s4=FL | 666.68 | freezer |  | 666.68
Nonequipment | Demand Defrost | Walk-In Freezer System with Demand-Controlled Electric Defrost Cycle | Walk-In Freezer System with Timer-Controlled Electric Defrost Cycle | Commercial | Existing | Hospitals | FL Zone 2 | Per Unit | 64% | 1314.9 | 920.43 | 394.47 | 0.3 | 10 | 0.051145 | 0.04284 | 0 | 0 | 0 | 0 | 500 | Efficiency Vermont TRM, 2015 No. 2014-87, Measure Number I-E-15-a | 166.68 | Assume 2 hrs for Electrical contractor: http://www.serviskey.net/support/rate-estimator?s4=FL | 666.68 | freezer |  | 666.68
Nonequipment | Demand Defrost | Walk-In Freezer System with Demand-Controlled Electric Defrost Cycle | Walk-In Freezer System with Timer-Controlled Electric Defrost Cycle | Commercial | Existing | Institutional | FL Zone 2 | Per Unit | 0% | 1314.9 | 920.43 | 394.47 | 0.3 | 10 | 0.054904 | 0.00503 | 0 | 0 | 0 | 0 | 500 | Efficiency Vermont TRM, 2015 No. 2014-87, Measure Number I-E-15-a | 166.68 | Assume 2 hrs for Electrical contractor: http://www.serviskey.net/support/rate-estimator?s4=FL | 666.68 | freezer |  | 666.68
Nonequipment | Demand Defrost | Walk-In Freezer System with Demand-Controlled Electric Defrost Cycle | Walk-In Freezer System with Timer-Controlled Electric Defrost Cycle | Commercial | Existing | Lodging/Hospitality | FL Zone 2 | Per Unit | 64% | 1314.9 | 920.43 | 394.47 | 0.3 | 10 | 0.051145 | 0.04284 | 0 | 0 | 0 | 0 | 500 | Efficiency Vermont TRM, 2015 No. 2014-87, Measure Number I-E-15-a | 166.68 | Assume 2 hrs for Electrical contractor: http://www.serviskey.net/support/rate-estimator?s4=FL | 666.68 | freezer |  | 666.68
Nonequipment | Demand Defrost | Walk-In Freezer System with Demand-Controlled Electric Defrost Cycle | Walk-In Freezer System with Timer-Controlled Electric Defrost Cycle | Commercial | Existing | Miscellaneous | FL Zone 2 | Per Unit | 0% | 1314.9 | 920.43 | 394.47 | 0.3 | 10 | 0.054904 | 0.00503 | 0 | 0 | 0 | 0 | 500 | Efficiency Vermont TRM, 2015 No. 2014-87, Measure Number I-E-15-a | 166.68 | Assume 2 hrs for Electrical contractor: http://www.serviskey.net/support/rate-estimator?s4=FL | 666.68 | freezer |  | 666.68
Nonequipment | Demand Defrost | Walk-In Freezer System with Demand-Controlled Electric Defrost Cycle | Walk-In Freezer System with Timer-Controlled Electric Defrost Cycle | Commercial | Existing | Offices | FL Zone 2 | Per Unit | 0% | 1314.9 | 920.43 | 394.47 | 0.3 | 10 | 0.054904 | 0.00503 | 0 | 0 | 0 | 0 | 500 | Efficiency Vermont TRM, 2015 No. 2014-87, Measure Number I-E-15-a | 166.68 | Assume 2 hrs for Electrical contractor: http://www.serviskey.net/support/rate-estimator?s4=FL | 666.68 | freezer |  | 666.68
Nonequipment | Demand Defrost | Walk-In Freezer System with Demand-Controlled Electric Defrost Cycle | Walk-In Freezer System with Timer-Controlled Electric Defrost Cycle | Commercial | Existing | Restaurants | FL Zone 2 | Per Unit | 64% | 1314.9 | 920.43 | 394.47 | 0.3 | 10 | 0.051145 | 0.04284 | 0 | 0 | 0 | 0 | 500 | Efficiency Vermont TRM, 2015 No. 2014-87, Measure Number I-E-15-a | 166.68 | Assume 2 hrs for Electrical contractor: http://www.serviskey.net/support/rate-estimator?s4=FL | 666.68 | freezer |  | 666.68
Nonequipment | Demand Defrost | Walk-In Freezer System with Demand-Controlled Electric Defrost Cycle | Walk-In Freezer System with Timer-Controlled Electric Defrost Cycle | Commercial | Existing | Retail | FL Zone 2 | Per Unit | 64% | 1314.9 | 920.43 | 394.47 | 0.3 | 10 | 0.054904 | 0.00503 | 0 | 0 | 0 | 0 | 500 | Efficiency Vermont TRM, 2015 No. 2014-87, Measure Number I-E-15-a | 166.68 | Assume 2 hrs for Electrical contractor: http://www.serviskey.net/support/rate-estimator?s4=FL | 666.68 | freezer |  | 666.68
Nonequipment | Demand Defrost | Walk-In Freezer System with Demand-Controlled Electric Defrost Cycle | Walk-In Freezer System with Timer-Controlled Electric Defrost Cycle | Commercial | Existing | Schools K-12 | FL Zone 2 | Per Unit | 64% | 1314.9 | 920.43 | 394.47 | 0.3 | 10 | 0.051145 | 0.04284 | 0 | 0 | 0 | 0 | 500 | Efficiency Vermont TRM, 2015 No. 2014-87, Measure Number I-E-15-a | 166.68 | Assume 2 hrs for Electrical contractor: http://www.serviskey.net/support/rate-estimator?s4=FL | 666.68 | freezer |  | 666.68
Nonequipment | Demand Defrost | Walk-In Freezer System with Demand-Controlled Electric Defrost Cycle | Walk-In Freezer System with Timer-Controlled Electric Defrost Cycle | Commercial | Existing | Warehouse | FL Zone 2 | Per Unit | 0% | 1314.9 | 920.43 | 394.47 | 0.3 | 10 | 0.054904 | 0.00503 | 0 | 0 | 0 | 0 | 500 | Efficiency Vermont TRM, 2015 No. 2014-87, Measure Number I-E-15-a | 166.68 | Assume 2 hrs for Electrical contractor: http://www.serviskey.net/support/rate-estimator?s4=FL | 666.68 | freezer |  | 666.68
Nonequipment | Demand Defrost | Walk-In Freezer System with Demand-Controlled Electric Defrost Cycle | Walk-In Freezer System with Timer-Controlled Electric Defrost Cycle | Commercial | New | Assembly | FL Zone 2 | Per Unit | 42% | 1314.9 | 920.43 | 394.47 | 0.3 | 10 | 0.054904 | 0.00503 | 0 | 0 | 0 | 0 | 500 | Efficiency Vermont TRM, 2015 No. 2014-87, Measure Number I-E-15-a | 166.68 | Assume 2 hrs for Electrical contractor: http://www.serviskey.net/support/rate-estimator?s4=FL | 666.68 | freezer |  | 666.68
Nonequipment | Demand Defrost | Walk-In Freezer System with Demand-Controlled Electric Defrost Cycle | Walk-In Freezer System with Timer-Controlled Electric Defrost Cycle | Commercial | New | College and University | FL Zone 2 | Per Unit | 0% | 1314.9 | 920.43 | 394.47 | 0.3 | 10 | 0.051145 | 0.04284 | 0 | 0 | 0 | 0 | 500 | Efficiency Vermont TRM, 2015 No. 2014-87, Measure Number I-E-15-a | 166.68 | Assume 2 hrs for Electrical contractor: http://www.serviskey.net/support/rate-estimator?s4=FL | 666.68 | freezer |  | 666.68
Nonequipment | Demand Defrost | Walk-In Freezer System with Demand-Controlled Electric Defrost Cycle | Walk-In Freezer System with Timer-Controlled Electric Defrost Cycle | Commercial | New | Grocery | FL Zone 2 | Per Unit | 0% | 1314.9 | 920.43 | 394.47 | 0.3 | 10 | 0.054904 | 0.00503 | 0 | 0 | 0 | 0 | 500 | Efficiency Vermont TRM, 2015 No. 2014-87, Measure Number I-E-15-a | 166.68 | Assume 2 hrs for Electrical contractor: http://www.serviskey.net/support/rate-estimator?s4=FL | 666.68 | freezer |  | 666.68
Nonequipment | Demand Defrost | Walk-In Freezer System with Demand-Controlled Electric Defrost Cycle | Walk-In Freezer System with Timer-Controlled Electric Defrost Cycle | Commercial | New | Healthcare | FL Zone 2 | Per Unit | 0% | 1314.9 | 920.43 | 394.47 | 0.3 | 10 | 0.051145 | 0.04284 | 0 | 0 | 0 | 0 | 500 | Efficiency Vermont TRM, 2015 No. 2014-87, Measure Number I-E-15-a | 166.68 | Assume 2 hrs for Electrical contractor: http://www.serviskey.net/support/rate-estimator?s4=FL | 666.68 | freezer |  | 666.68
Nonequipment | Demand Defrost | Walk-In Freezer System with Demand-Controlled Electric Defrost Cycle | Walk-In Freezer System with Timer-Controlled Electric Defrost Cycle | Commercial | New | Hospitals | FL Zone 2 | Per Unit | 0% | 1314.9 | 920.43 | 394.47 | 0.3 | 10 | 0.051145 | 0.04284 | 0 | 0 | 0 | 0 | 500 | Efficiency Vermont TRM, 2015 No. 2014-87, Measure Number I-E-15-a | 166.68 | Assume 2 hrs for Electrical contractor: http://www.serviskey.net/support/rate-estimator?s4=FL | 666.68 | freezer |  | 666.68
Nonequipment | Demand Defrost | Walk-In Freezer System with Demand-Controlled Electric Defrost Cycle | Walk-In Freezer System with Timer-Controlled Electric Defrost Cycle | Commercial | New | Institutional | FL Zone 2 | Per Unit | 0% | 1314.9 | 920.43 | 394.47 | 0.3 | 10 | 0.054904 | 0.00503 | 0 | 0 | 0 | 0 | 500 | Efficiency Vermont TRM, 2015 No. 2014-87, Measure Number I-E-15-a | 166.68 | Assume 2 hrs for Electrical contractor: http://www.serviskey.net/support/rate-estimator?s4=FL | 666.68 | freezer |  | 666.68
Nonequipment | Demand Defrost | Walk-In Freezer System with Demand-Controlled Electric Defrost Cycle | Walk-In Freezer System with Timer-Controlled Electric Defrost Cycle | Commercial | New | Lodging/Hospitality | FL Zone 2 | Per Unit | 0% | 1314.9 | 920.43 | 394.47 | 0.3 | 10 | 0.051145 | 0.04284 | 0 | 0 | 0 | 0 | 500 | Efficiency Vermont TRM, 2015 No. 2014-87, Measure Number I-E-15-a | 166.68 | Assume 2 hrs for Electrical contractor: http://www.serviskey.net/support/rate-estimator?s4=FL | 666.68 | freezer |  | 666.68
Nonequipment | Demand Defrost | Walk-In Freezer System with Demand-Controlled Electric Defrost Cycle | Walk-In Freezer System with Timer-Controlled Electric Defrost Cycle | Commercial | New | Miscellaneous | FL Zone 2 | Per Unit | 0% | 1314.9 | 920.43 | 394.47 | 0.3 | 10 | 0.054904 | 0.00503 | 0 | 0 | 0 | 0 | 500 | Efficiency Vermont TRM, 2015 No. 2014-87, Measure Number I-E-15-a | 166.68 | Assume 2 hrs for Electrical contractor: http://www.serviskey.net/support/rate-estimator?s4=FL | 666.68 | freezer |  | 666.68
Nonequipment | Demand Defrost | Walk-In Freezer System with Demand-Controlled Electric Defrost Cycle | Walk-In Freezer System with Timer-Controlled Electric Defrost Cycle | Commercial | New | Offices | FL Zone 2 | Per Unit | 0% | 1314.9 | 920.43 | 394.47 | 0.3 | 10 | 0.054904 | 0.00503 | 0 | 0 | 0 | 0 | 500 | Efficiency Vermont TRM, 2015 No. 2014-87, Measure Number I-E-15-a | 166.68 | Assume 2 hrs for Electrical contractor: http://www.serviskey.net/support/rate-estimator?s4=FL | 666.68 | freezer |  | 666.68
Nonequipment | Demand Defrost | Walk-In Freezer System with Demand-Controlled Electric Defrost Cycle | Walk-In Freezer System with Timer-Controlled Electric Defrost Cycle | Commercial | New | Restaurants | FL Zone 2 | Per Unit | 0% | 1314.9 | 920.43 | 394.47 | 0.3 | 10 | 0.051145 | 0.04284 | 0 | 0 | 0 | 0 | 500 | Efficiency Vermont TRM, 2015 No. 2014-87, Measure Number I-E-15-a | 166.68 | Assume 2 hrs for Electrical contractor: http://www.serviskey.net/support/rate-estimator?s4=FL | 666.68 | freezer |  | 666.68
Nonequipment | Demand Defrost | Walk-In Freezer System with Demand-Controlled Electric Defrost Cycle | Walk-In Freezer System with Timer-Controlled Electric Defrost Cycle | Commercial | New | Retail | FL Zone 2 | Per Unit | 0% | 1314.9 | 920.43 | 394.47 | 0.3 | 10 | 0.054904 | 0.00503 | 0 | 0 | 0 | 0 | 500 | Efficiency Vermont TRM, 2015 No. 2014-87, Measure Number I-E-15-a | 166.68 | Assume 2 hrs for Electrical contractor: http://www.serviskey.net/support/rate-estimator?s4=FL | 666.68 | freezer |  | 666.68
Nonequipment | Demand Defrost | Walk-In Freezer System with Demand-Controlled Electric Defrost Cycle | Walk-In Freezer System with Timer-Controlled Electric Defrost Cycle | Commercial | New | Schools K-12 | FL Zone 2 | Per Unit | 0% | 1314.9 | 920.43 | 394.47 | 0.3 | 10 | 0.051145 | 0.04284 | 0 | 0 | 0 | 0 | 500 | Efficiency Vermont TRM, 2015 No. 2014-87, Measure Number I-E-15-a | 166.68 | Assume 2 hrs for Electrical contractor: http://www.serviskey.net/support/rate-estimator?s4=FL | 666.68 | freezer |  | 666.68
Nonequipment | Demand Defrost | Walk-In Freezer System with Demand-Controlled Electric Defrost Cycle | Walk-In Freezer System with Timer-Controlled Electric Defrost Cycle | Commercial | New | Warehouse | FL Zone 2 | Per Unit | 0% | 1314.9 | 920.43 | 394.47 | 0.3 | 10 | 0.054904 | 0.00503 | 0 | 0 | 0 | 0 | 500 | Efficiency Vermont TRM, 2015 No. 2014-87, Measure Number I-E-15-a | 166.68 | Assume 2 hrs for Electrical contractor: http://www.serviskey.net/support/rate-estimator?s4=FL | 666.68 | freezer |  | 666.68
Nonequipment | Floating Head Pressure Controls | Medium-Temperature Refrigeration System with 5HP Compressor and Adjustable Condenser Head Pressure Control Valve | Medium-Temperature Refrigeration System with 5 HP Compressor without Adjustable Condenser Head Pressure Control Valve | Commercial | Existing | Assembly | FL Zone 2 | Per End Use Consumption | 0% | 41710.92 | 39187.35 | 2523.571 | 0.060501 | 15 | 0.38051 | 0.1781 | 0 | 0 | 0 | 0 | 307 | Regional Technical Forum, Commercial: Grocery - Floating Head Pressure Controls for Single Compressor Systems V1.4 | 0 | 0 | 307 | unit |  | 307
Nonequipment | Floating Head Pressure Controls | Medium-Temperature Refrigeration System with 5HP Compressor and Adjustable Condenser Head Pressure Control Valve | Medium-Temperature Refrigeration System with 5 HP Compressor without Adjustable Condenser Head Pressure Control Valve | Commercial | Existing | College and University | FL Zone 2 | Per End Use Consumption | 27% | 41710.92 | 39187.35 | 2523.571 | 0.060501 | 15 | 0.32719 | 0.27407 | 0 | 0 | 0 | 0 | 307 | Regional Technical Forum, Commercial: Grocery - Floating Head Pressure Controls for Single Compressor Systems V1.4 | 0 | 0 | 307 | unit |  | 307
Nonequipment | Floating Head Pressure Controls | Medium-Temperature Refrigeration System with 5HP Compressor and Adjustable Condenser Head Pressure Control Valve | Medium-Temperature Refrigeration System with 5 HP Compressor without Adjustable Condenser Head Pressure Control Valve | Commercial | Existing | Grocery | FL Zone 2 | Per End Use Consumption | 0% | 41710.92 | 39187.35 | 2523.571 | 0.060501 | 15 | 0.38051 | 0.1781 | 0 | 0 | 0 | 0 | 307 | Regional Technical Forum, Commercial: Grocery - Floating Head Pressure Controls for Single Compressor Systems V1.4 | 0 | 0 | 307 | unit |  | 307
Nonequipment | Floating Head Pressure Controls | Medium-Temperature Refrigeration System with 5HP Compressor and Adjustable Condenser Head Pressure Control Valve | Medium-Temperature Refrigeration System with 5 HP Compressor without Adjustable Condenser Head Pressure Control Valve | Commercial | Existing | Healthcare | FL Zone 2 | Per End Use Consumption | 26% | 41710.92 | 39187.35 | 2523.571 | 0.060501 | 15 | 0.32719 | 0.27407 | 0 | 0 | 0 | 0 | 307 | Regional Technical Forum, Commercial: Grocery - Floating Head Pressure Controls for Single Compressor Systems V1.4 | 0 | 0 | 307 | unit |  | 307
Nonequipment | Floating Head Pressure Controls | Medium-Temperature Refrigeration System with 5HP Compressor and Adjustable Condenser Head Pressure Control Valve | Medium-Temperature Refrigeration System with 5 HP Compressor without Adjustable Condenser Head Pressure Control Valve | Commercial | Existing | Hospitals | FL Zone 2 | Per End Use Consumption | 25% | 41710.92 | 39187.35 | 2523.571 | 0.060501 | 15 | 0.32719 | 0.27407 | 0 | 0 | 0 | 0 | 307 | Regional Technical Forum, Commercial: Grocery - Floating Head Pressure Controls for Single Compressor Systems V1.4 | 0 | 0 | 307 | unit |  | 307
Nonequipment | Floating Head Pressure Controls | Medium-Temperature Refrigeration System with 5HP Compressor and Adjustable Condenser Head Pressure Control Valve | Medium-Temperature Refrigeration System with 5 HP Compressor without Adjustable Condenser Head Pressure Control Valve | Commercial | Existing | Institutional | FL Zone 2 | Per End Use Consumption | 0% | 41710.92 | 39187.35 | 2523.571 | 0.060501 | 15 | 0.38051 | 0.1781 | 0 | 0 | 0 | 0 | 307 | Regional Technical Forum, Commercial: Grocery - Floating Head Pressure Controls for Single Compressor Systems V1.4 | 0 | 0 | 307 | unit |  | 307
Nonequipment | Floating Head Pressure Controls | Medium-Temperature Refrigeration System with 5HP Compressor and Adjustable Condenser Head Pressure Control Valve | Medium-Temperature Refrigeration System with 5 HP Compressor without Adjustable Condenser Head Pressure Control Valve | Commercial | Existing | Lodging/Hospitality | FL Zone 2 | Per End Use Consumption | 27% | 41710.92 | 39187.35 | 2523.571 | 0.060501 | 15 | 0.32719 | 0.27407 | 0 | 0 | 0 | 0 | 307 | Regional Technical Forum, Commercial: Grocery - Floating Head Pressure Controls for Single Compressor Systems V1.4 | 0 | 0 | 307 | unit |  | 307
Nonequipment | Floating Head Pressure Controls | Medium-Temperature Refrigeration System with 5HP Compressor and Adjustable Condenser Head Pressure Control Valve | Medium-Temperature Refrigeration System with 5 HP Compressor without Adjustable Condenser Head Pressure Control Valve | Commercial | Existing | Miscellaneous | FL Zone 2 | Per End Use Consumption | 0% | 41710.92 | 39187.35 | 2523.571 | 0.060501 | 15 | 0.38051 | 0.1781 | 0 | 0 | 0 | 0 | 307 | Regional Technical Forum, Commercial: Grocery - Floating Head Pressure Controls for Single Compressor Systems V1.4 | 0 | 0 | 307 | unit |  | 307
Nonequipment | Floating Head Pressure Controls | Medium-Temperature Refrigeration System with 5HP Compressor and Adjustable Condenser Head Pressure Control Valve | Medium-Temperature Refrigeration System with 5 HP Compressor without Adjustable Condenser Head Pressure Control Valve | Commercial | Existing | Offices | FL Zone 2 | Per End Use Consumption | 0% | 41710.92 | 39187.35 | 2523.571 | 0.060501 | 15 | 0.38051 | 0.1781 | 0 | 0 | 0 | 0 | 307 | Regional Technical Forum, Commercial: Grocery - Floating Head Pressure Controls for Single Compressor Systems V1.4 | 0 | 0 | 307 | unit |  | 307
Nonequipment | Floating Head Pressure Controls | Medium-Temperature Refrigeration System with 5HP Compressor and Adjustable Condenser Head Pressure Control Valve | Medium-Temperature Refrigeration System with 5 HP Compressor without Adjustable Condenser Head Pressure Control Valve | Commercial | Existing | Restaurants | FL Zone 2 | Per End Use Consumption | 0% | 41710.92 | 39187.35 | 2523.571 | 0.060501 | 15 | 0.32719 | 0.27407 | 0 | 0 | 0 | 0 | 307 | Regional Technical Forum, Commercial: Grocery - Floating Head Pressure Controls for Single Compressor Systems V1.4 | 0 | 0 | 307 | unit |  | 307
Nonequipment | Floating Head Pressure Controls | Medium-Temperature Refrigeration System with 5HP Compressor and Adjustable Condenser Head Pressure Control Valve | Medium-Temperature Refrigeration System with 5 HP Compressor without Adjustable Condenser Head Pressure Control Valve | Commercial | Existing | Retail | FL Zone 2 | Per End Use Consumption | 0% | 41710.92 | 39187.35 | 2523.571 | 0.060501 | 15 | 0.38051 | 0.1781 | 0 | 0 | 0 | 0 | 307 | Regional Technical Forum, Commercial: Grocery - Floating Head Pressure Controls for Single Compressor Systems V1.4 | 0 | 0 | 307 | unit |  | 307
Nonequipment | Floating Head Pressure Controls | Medium-Temperature Refrigeration System with 5HP Compressor and Adjustable Condenser Head Pressure Control Valve | Medium-Temperature Refrigeration System with 5 HP Compressor without Adjustable Condenser Head Pressure Control Valve | Commercial | Existing | Schools K-12 | FL Zone 2 | Per End Use Consumption | 27% | 41710.92 | 39187.35 | 2523.571 | 0.060501 | 15 | 0.32719 | 0.27407 | 0 | 0 | 0 | 0 | 307 | Regional Technical Forum, Commercial: Grocery - Floating Head Pressure Controls for Single Compressor Systems V1.4 | 0 | 0 | 307 | unit |  | 307
Nonequipment | Floating Head Pressure Controls | Medium-Temperature Refrigeration System with 5HP Compressor and Adjustable Condenser Head Pressure Control Valve | Medium-Temperature Refrigeration System with 5 HP Compressor without Adjustable Condenser Head Pressure Control Valve | Commercial | Existing | Warehouse | FL Zone 2 | Per End Use Consumption | 0% | 41710.92 | 39187.35 | 2523.571 | 0.060501 | 15 | 0.38051 | 0.1781 | 0 | 0 | 0 | 0 | 307 | Regional Technical Forum, Commercial: Grocery - Floating Head Pressure Controls for Single Compressor Systems V1.4 | 0 | 0 | 307 | unit |  | 307
Nonequipment | Floating Head Pressure Controls | Medium-Temperature Refrigeration System with 5HP Compressor and Adjustable Condenser Head Pressure Control Valve | Medium-Temperature Refrigeration System with 5 HP Compressor without Adjustable Condenser Head Pressure Control Valve | Commercial | New | Assembly | FL Zone 2 | Per End Use Consumption | 0% | 41710.92 | 39187.35 | 2523.571 | 0.060501 | 15 | 0.38051 | 0.1781 | 0 | 0 | 0 | 0 | 307 | Regional Technical Forum, Commercial: Grocery - Floating Head Pressure Controls for Single Compressor Systems V1.4 | 0 | 0 | 307 | unit |  | 307
Nonequipment | Floating Head Pressure Controls | Medium-Temperature Refrigeration System with 5HP Compressor and Adjustable Condenser Head Pressure Control Valve | Medium-Temperature Refrigeration System with 5 HP Compressor without Adjustable Condenser Head Pressure Control Valve | Commercial | New | College and University | FL Zone 2 | Per End Use Consumption | 27% | 41710.92 | 39187.35 | 2523.571 | 0.060501 | 15 | 0.32719 | 0.27407 | 0 | 0 | 0 | 0 | 307 | Regional Technical Forum, Commercial: Grocery - Floating Head Pressure Controls for Single Compressor Systems V1.4 | 0 | 0 | 307 | unit |  | 307
Nonequipment | Floating Head Pressure Controls | Medium-Temperature Refrigeration System with 5HP Compressor and Adjustable Condenser Head Pressure Control Valve | Medium-Temperature Refrigeration System with 5 HP Compressor without Adjustable Condenser Head Pressure Control Valve | Commercial | New | Grocery | FL Zone 2 | Per End Use Consumption | 0% | 41710.92 | 39187.35 | 2523.571 | 0.060501 | 15 | 0.38051 | 0.1781 | 0 | 0 | 0 | 0 | 307 | Regional Technical Forum, Commercial: Grocery - Floating Head Pressure Controls for Single Compressor Systems V1.4 | 0 | 0 | 307 | unit |  | 307
Nonequipment | Floating Head Pressure Controls | Medium-Temperature Refrigeration System with 5HP Compressor and Adjustable Condenser Head Pressure Control Valve | Medium-Temperature Refrigeration System with 5 HP Compressor without Adjustable Condenser Head Pressure Control Valve | Commercial | New | Healthcare | FL Zone 2 | Per End Use Consumption | 26% | 41710.92 | 39187.35 | 2523.571 | 0.060501 | 15 | 0.32719 | 0.27407 | 0 | 0 | 0 | 0 | 307 | Regional Technical Forum, Commercial: Grocery - Floating Head Pressure Controls for Single Compressor Systems V1.4 | 0 | 0 | 307 | unit |  | 307
Nonequipment | Floating Head Pressure Controls | Medium-Temperature Refrigeration System with 5HP Compressor and Adjustable Condenser Head Pressure Control Valve | Medium-Temperature Refrigeration System with 5 HP Compressor without Adjustable Condenser Head Pressure Control Valve | Commercial | New | Hospitals | FL Zone 2 | Per End Use Consumption | 25% | 41710.92 | 39187.35 | 2523.571 | 0.060501 | 15 | 0.32719 | 0.27407 | 0 | 0 | 0 | 0 | 307 | Regional Technical Forum, Commercial: Grocery - Floating Head Pressure Controls for Single Compressor Systems V1.4 | 0 | 0 | 307 | unit |  | 307
Nonequipment | Floating Head Pressure Controls | Medium-Temperature Refrigeration System with 5HP Compressor and Adjustable Condenser Head Pressure Control Valve | Medium-Temperature Refrigeration System with 5 HP Compressor without Adjustable Condenser Head Pressure Control Valve | Commercial | New | Institutional | FL Zone 2 | Per End Use Consumption | 0% | 41710.92 | 39187.35 | 2523.571 | 0.060501 | 15 | 0.38051 | 0.1781 | 0 | 0 | 0 | 0 | 307 | Regional Technical Forum, Commercial: Grocery - Floating Head Pressure Controls for Single Compressor Systems V1.4 | 0 | 0 | 307 | unit |  | 307
Nonequipment | Floating Head Pressure Controls | Medium-Temperature Refrigeration System with 5HP Compressor and Adjustable Condenser Head Pressure Control Valve | Medium-Temperature Refrigeration System with 5 HP Compressor without Adjustable Condenser Head Pressure Control Valve | Commercial | New | Lodging/Hospitality | FL Zone 2 | Per End Use Consumption | 27% | 41710.92 | 39187.35 | 2523.571 | 0.060501 | 15 | 0.32719 | 0.27407 | 0 | 0 | 0 | 0 | 307 | Regional Technical Forum, Commercial: Grocery - Floating Head Pressure Controls for Single Compressor Systems V1.4 | 0 | 0 | 307 | unit |  | 307
Nonequipment | Floating Head Pressure Controls | Medium-Temperature Refrigeration System with 5HP Compressor and Adjustable Condenser Head Pressure Control Valve | Medium-Temperature Refrigeration System with 5 HP Compressor without Adjustable Condenser Head Pressure Control Valve | Commercial | New | Miscellaneous | FL Zone 2 | Per End Use Consumption | 0% | 41710.92 | 39187.35 | 2523.571 | 0.060501 | 15 | 0.38051 | 0.1781 | 0 | 0 | 0 | 0 | 307 | Regional Technical Forum, Commercial: Grocery - Floating Head Pressure Controls for Single Compressor Systems V1.4 | 0 | 0 | 307 | unit |  | 307
Nonequipment | Floating Head Pressure Controls | Medium-Temperature Refrigeration System with 5HP Compressor and Adjustable Condenser Head Pressure Control Valve | Medium-Temperature Refrigeration System with 5 HP Compressor without Adjustable Condenser Head Pressure Control Valve | Commercial | New | Offices | FL Zone 2 | Per End Use Consumption | 0% | 41710.92 | 39187.35 | 2523.571 | 0.060501 | 15 | 0.38051 | 0.1781 | 0 | 0 | 0 | 0 | 307 | Regional Technical Forum, Commercial: Grocery - Floating Head Pressure Controls for Single Compressor Systems V1.4 | 0 | 0 | 307 | unit |  | 307
Nonequipment | Floating Head Pressure Controls | Medium-Temperature Refrigeration System with 5HP Compressor and Adjustable Condenser Head Pressure Control Valve | Medium-Temperature Refrigeration System with 5 HP Compressor without Adjustable Condenser Head Pressure Control Valve | Commercial | New | Restaurants | FL Zone 2 | Per End Use Consumption | 0% | 41710.92 | 39187.35 | 2523.571 | 0.060501 | 15 | 0.32719 | 0.27407 | 0 | 0 | 0 | 0 | 307 | Regional Technical Forum, Commercial: Grocery - Floating Head Pressure Controls for Single Compressor Systems V1.4 | 0 | 0 | 307 | unit |  | 307
Nonequipment | Floating Head Pressure Controls | Medium-Temperature Refrigeration System with 5HP Compressor and Adjustable Condenser Head Pressure Control Valve | Medium-Temperature Refrigeration System with 5 HP Compressor without Adjustable Condenser Head Pressure Control Valve | Commercial | New | Retail | FL Zone 2 | Per End Use Consumption | 0% | 41710.92 | 39187.35 | 2523.571 | 0.060501 | 15 | 0.38051 | 0.1781 | 0 | 0 | 0 | 0 | 307 | Regional Technical Forum, Commercial: Grocery - Floating Head Pressure Controls for Single Compressor Systems V1.4 | 0 | 0 | 307 | unit |  | 307
Nonequipment | Floating Head Pressure Controls | Medium-Temperature Refrigeration System with 5HP Compressor and Adjustable Condenser Head Pressure Control Valve | Medium-Temperature Refrigeration System with 5 HP Compressor without Adjustable Condenser Head Pressure Control Valve | Commercial | New | Schools K-12 | FL Zone 2 | Per End Use Consumption | 27% | 41710.92 | 39187.35 | 2523.571 | 0.060501 | 15 | 0.32719 | 0.27407 | 0 | 0 | 0 | 0 | 307 | Regional Technical Forum, Commercial: Grocery - Floating Head Pressure Controls for Single Compressor Systems V1.4 | 0 | 0 | 307 | unit |  | 307
Nonequipment | Floating Head Pressure Controls | Medium-Temperature Refrigeration System with 5HP Compressor and Adjustable Condenser Head Pressure Control Valve | Medium-Temperature Refrigeration System with 5 HP Compressor without Adjustable Condenser Head Pressure Control Valve | Commercial | New | Warehouse | FL Zone 2 | Per End Use Consumption | 0% | 41710.92 | 39187.35 | 2523.571 | 0.060501 | 15 | 0.38051 | 0.1781 | 0 | 0 | 0 | 0 | 307 | Regional Technical Forum, Commercial: Grocery - Floating Head Pressure Controls for Single Compressor Systems V1.4 | 0 | 0 | 307 | unit |  | 307
Nonequipment | Freezer-Cooler Replacement Gaskets | New Door Gasket on One-Door Medium Temperature Reach-In Case | Worn or Damaged Door Gasket on One-Door Medium Temperature Reach-In Case | Commercial | Existing | Assembly | FL Zone 2 | Per Door | 42% | 4993.413 | 4837.081 | 156.3315 | 0.031308 | 4 | 0.022767 | 0.007412 | 0 | 0 | 0 | 0 | 96.8 | Regional Technical Forum, Commercial: Grocery - Door Gasket Replacement V1.3 | 0 | 0 | 96.8 | unit |  | 96.8
Nonequipment | Freezer-Cooler Replacement Gaskets | New Door Gasket on One-Door Medium Temperature Reach-In Case | Worn or Damaged Door Gasket on One-Door Medium Temperature Reach-In Case | Commercial | Existing | College and University | FL Zone 2 | Per Door | 64% | 4993.413 | 4837.081 | 156.3315 | 0.031308 | 4 | 0.020269 | 0.016978 | 0 | 0 | 0 | 0 | 96.8 | Regional Technical Forum, Commercial: Grocery - Door Gasket Replacement V1.3 | 0 | 0 | 96.8 | unit |  | 96.8
Nonequipment | Freezer-Cooler Replacement Gaskets | New Door Gasket on One-Door Medium Temperature Reach-In Case | Worn or Damaged Door Gasket on One-Door Medium Temperature Reach-In Case | Commercial | Existing | Grocery | FL Zone 2 | Per Door | 67% | 4993.413 | 4837.081 | 156.3315 | 0.031308 | 4 | 0.022767 | 0.007412 | 0 | 0 | 0 | 0 | 96.8 | Regional Technical Forum, Commercial: Grocery - Door Gasket Replacement V1.3 | 0 | 0 | 96.8 | unit |  | 96.8
Nonequipment | Freezer-Cooler Replacement Gaskets | New Door Gasket on One-Door Medium Temperature Reach-In Case | Worn or Damaged Door Gasket on One-Door Medium Temperature Reach-In Case | Commercial | Existing | Healthcare | FL Zone 2 | Per Door | 64% | 4993.413 | 4837.081 | 156.3315 | 0.031308 | 4 | 0.020269 | 0.016978 | 0 | 0 | 0 | 0 | 96.8 | Regional Technical Forum, Commercial: Grocery - Door Gasket Replacement V1.3 | 0 | 0 | 96.8 | unit |  | 96.8
Nonequipment | Freezer-Cooler Replacement Gaskets | New Door Gasket on One-Door Medium Temperature Reach-In Case | Worn or Damaged Door Gasket on One-Door Medium Temperature Reach-In Case | Commercial | Existing | Hospitals | FL Zone 2 | Per Door | 64% | 4993.413 | 4837.081 | 156.3315 | 0.031308 | 4 | 0.020269 | 0.016978 | 0 | 0 | 0 | 0 | 96.8 | Regional Technical Forum, Commercial: Grocery - Door Gasket Replacement V1.3 | 0 | 0 | 96.8 | unit |  | 96.8
Nonequipment | Freezer-Cooler Replacement Gaskets | New Door Gasket on One-Door Medium Temperature Reach-In Case | Worn or Damaged Door Gasket on One-Door Medium Temperature Reach-In Case | Commercial | Existing | Institutional | FL Zone 2 | Per Door | 0% | 4993.413 | 4837.081 | 156.3315 | 0.031308 | 4 | 0.022767 | 0.007412 | 0 | 0 | 0 | 0 | 96.8 | Regional Technical Forum, Commercial: Grocery - Door Gasket Replacement V1.3 | 0 | 0 | 96.8 | unit |  | 96.8
Nonequipment | Freezer-Cooler Replacement Gaskets | New Door Gasket on One-Door Medium Temperature Reach-In Case | Worn or Damaged Door Gasket on One-Door Medium Temperature Reach-In Case | Commercial | Existing | Lodging/Hospitality | FL Zone 2 | Per Door | 64% | 4993.413 | 4837.081 | 156.3315 | 0.031308 | 4 | 0.020269 | 0.016978 | 0 | 0 | 0 | 0 | 96.8 | Regional Technical Forum, Commercial: Grocery - Door Gasket Replacement V1.3 | 0 | 0 | 96.8 | unit |  | 96.8
Nonequipment | Freezer-Cooler Replacement Gaskets | New Door Gasket on One-Door Medium Temperature Reach-In Case | Worn or Damaged Door Gasket on One-Door Medium Temperature Reach-In Case | Commercial | Existing | Miscellaneous | FL Zone 2 | Per Door | 0% | 4993.413 | 4837.081 | 156.3315 | 0.031308 | 4 | 0.022767 | 0.007412 | 0 | 0 | 0 | 0 | 96.8 | Regional Technical Forum, Commercial: Grocery - Door Gasket Replacement V1.3 | 0 | 0 | 96.8 | unit |  | 96.8
Nonequipment | Freezer-Cooler Replacement Gaskets | New Door Gasket on One-Door Medium Temperature Reach-In Case | Worn or Damaged Door Gasket on One-Door Medium Temperature Reach-In Case | Commercial | Existing | Offices | FL Zone 2 | Per Door | 0% | 4993.413 | 4837.081 | 156.3315 | 0.031308 | 4 | 0.022767 | 0.007412 | 0 | 0 | 0 | 0 | 96.8 | Regional Technical Forum, Commercial: Grocery - Door Gasket Replacement V1.3 | 0 | 0 | 96.8 | unit |  | 96.8
Nonequipment | Freezer-Cooler Replacement Gaskets | New Door Gasket on One-Door Medium Temperature Reach-In Case | Worn or Damaged Door Gasket on One-Door Medium Temperature Reach-In Case | Commercial | Existing | Restaurants | FL Zone 2 | Per Door | 64% | 4993.413 | 4837.081 | 156.3315 | 0.031308 | 4 | 0.020269 | 0.016978 | 0 | 0 | 0 | 0 | 96.8 | Regional Technical Forum, Commercial: Grocery - Door Gasket Replacement V1.3 | 0 | 0 | 96.8 | unit |  | 96.8
Nonequipment | Freezer-Cooler Replacement Gaskets | New Door Gasket on One-Door Medium Temperature Reach-In Case | Worn or Damaged Door Gasket on One-Door Medium Temperature Reach-In Case | Commercial | Existing | Retail | FL Zone 2 | Per Door | 64% | 4993.413 | 4837.081 | 156.3315 | 0.031308 | 4 | 0.022767 | 0.007412 | 0 | 0 | 0 | 0 | 96.8 | Regional Technical Forum, Commercial: Grocery - Door Gasket Replacement V1.3 | 0 | 0 | 96.8 | unit |  | 96.8
Nonequipment | Freezer-Cooler Replacement Gaskets | New Door Gasket on One-Door Medium Temperature Reach-In Case | Worn or Damaged Door Gasket on One-Door Medium Temperature Reach-In Case | Commercial | Existing | Schools K-12 | FL Zone 2 | Per Door | 64% | 4993.413 | 4837.081 | 156.3315 | 0.031308 | 4 | 0.020269 | 0.016978 | 0 | 0 | 0 | 0 | 96.8 | Regional Technical Forum, Commercial: Grocery - Door Gasket Replacement V1.3 | 0 | 0 | 96.8 | unit |  | 96.8
Nonequipment | Freezer-Cooler Replacement Gaskets | New Door Gasket on One-Door Medium Temperature Reach-In Case | Worn or Damaged Door Gasket on One-Door Medium Temperature Reach-In Case | Commercial | Existing | Warehouse | FL Zone 2 | Per Door | 0% | 4993.413 | 4837.081 | 156.3315 | 0.031308 | 4 | 0.022767 | 0.007412 | 0 | 0 | 0 | 0 | 96.8 | Regional Technical Forum, Commercial: Grocery - Door Gasket Replacement V1.3 | 0 | 0 | 96.8 | unit |  | 96.8
Nonequipment | Freezer-Cooler Replacement Gaskets | New Door Gasket on One-Door Medium Temperature Reach-In Case | N/A - Retrofit Only | Commercial | New | Assembly | FL Zone 2 | Per Door | 42% | 0 | 0 | 0 | 0 | 4 | 0 | 0 | 0 | 0 | 0 | 0 | 96.8 | Regional Technical Forum, Commercial: Grocery - Door Gasket Replacement V1.3 | 0 | 0 | 96.8 | unit |  | 96.8
Nonequipment | Freezer-Cooler Replacement Gaskets | New Door Gasket on One-Door Medium Temperature Reach-In Case | N/A - Retrofit Only | Commercial | New | College and University | FL Zone 2 | Per Door | 0% | 0 | 0 | 0 | 0 | 4 | 0 | 0 | 0 | 0 | 0 | 0 | 96.8 | Regional Technical Forum, Commercial: Grocery - Door Gasket Replacement V1.3 | 0 | 0 | 96.8 | unit |  | 96.8
Nonequipment | Freezer-Cooler Replacement Gaskets | New Door Gasket on One-Door Medium Temperature Reach-In Case | N/A - Retrofit Only | Commercial | New | Grocery | FL Zone 2 | Per Door | 0% | 0 | 0 | 0 | 0 | 4 | 0 | 0 | 0 | 0 | 0 | 0 | 96.8 | Regional Technical Forum, Commercial: Grocery - Door Gasket Replacement V1.3 | 0 | 0 | 96.8 | unit |  | 96.8
Nonequipment | Freezer-Cooler Replacement Gaskets | New Door Gasket on One-Door Medium Temperature Reach-In Case | N/A - Retrofit Only | Commercial | New | Healthcare | FL Zone 2 | Per Door | 0% | 0 | 0 | 0 | 0 | 4 | 0 | 0 | 0 | 0 | 0 | 0 | 96.8 | Regional Technical Forum, Commercial: Grocery - Door Gasket Replacement V1.3 | 0 | 0 | 96.8 | unit |  | 96.8
Nonequipment | Freezer-Cooler Replacement Gaskets | New Door Gasket on One-Door Medium Temperature Reach-In Case | N/A - Retrofit Only | Commercial | New | Hospitals | FL Zone 2 | Per Door | 0% | 0 | 0 | 0 | 0 | 4 | 0 | 0 | 0 | 0 | 0 | 0 | 96.8 | Regional Technical Forum, Commercial: Grocery - Door Gasket Replacement V1.3 | 0 | 0 | 96.8 | unit |  | 96.8
Nonequipment | Freezer-Cooler Replacement Gaskets | New Door Gasket on One-Door Medium Temperature Reach-In Case | N/A - Retrofit Only | Commercial | New | Institutional | FL Zone 2 | Per Door | 0% | 0 | 0 | 0 | 0 | 4 | 0 | 0 | 0 | 0 | 0 | 0 | 96.8 | Regional Technical Forum, Commercial: Grocery - Door Gasket Replacement V1.3 | 0 | 0 | 96.8 | unit |  | 96.8
Nonequipment | Freezer-Cooler Replacement Gaskets | New Door Gasket on One-Door Medium Temperature Reach-In Case | N/A - Retrofit Only | Commercial | New | Lodging/Hospitality | FL Zone 2 | Per Door | 0% | 0 | 0 | 0 | 0 | 4 | 0 | 0 | 0 | 0 | 0 | 0 | 96.8 | Regional Technical Forum, Commercial: Grocery - Door Gasket Replacement V1.3 | 0 | 0 | 96.8 | unit |  | 96.8
Nonequipment | Freezer-Cooler Replacement Gaskets | New Door Gasket on One-Door Medium Temperature Reach-In Case | N/A - Retrofit Only | Commercial | New | Miscellaneous | FL Zone 2 | Per Door | 0% | 0 | 0 | 0 | 0 | 4 | 0 | 0 | 0 | 0 | 0 | 0 | 96.8 | Regional Technical Forum, Commercial: Grocery - Door Gasket Replacement V1.3 | 0 | 0 | 96.8 | unit |  | 96.8
Nonequipment | Freezer-Cooler Replacement Gaskets | New Door Gasket on One-Door Medium Temperature Reach-In Case | N/A - Retrofit Only | Commercial | New | Offices | FL Zone 2 | Per Door | 0% | 0 | 0 | 0 | 0 | 4 | 0 | 0 | 0 | 0 | 0 | 0 | 96.8 | Regional Technical Forum, Commercial: Grocery - Door Gasket Replacement V1.3 | 0 | 0 | 96.8 | unit |  | 96.8
Nonequipment | Freezer-Cooler Replacement Gaskets | New Door Gasket on One-Door Medium Temperature Reach-In Case | N/A - Retrofit Only | Commercial | New | Restaurants | FL Zone 2 | Per Door | 0% | 0 | 0 | 0 | 0 | 4 | 0 | 0 | 0 | 0 | 0 | 0 | 96.8 | Regional Technical Forum, Commercial: Grocery - Door Gasket Replacement V1.3 | 0 | 0 | 96.8 | unit |  | 96.8
Nonequipment | Freezer-Cooler Replacement Gaskets | New Door Gasket on One-Door Medium Temperature Reach-In Case | N/A - Retrofit Only | Commercial | New | Retail | FL Zone 2 | Per Door | 0% | 0 | 0 | 0 | 0 | 4 | 0 | 0 | 0 | 0 | 0 | 0 | 96.8 | Regional Technical Forum, Commercial: Grocery - Door Gasket Replacement V1.3 | 0 | 0 | 96.8 | unit |  | 96.8
Nonequipment | Freezer-Cooler Replacement Gaskets | New Door Gasket on One-Door Medium Temperature Reach-In Case | N/A - Retrofit Only | Commercial | New | Schools K-12 | FL Zone 2 | Per Door | 0% | 0 | 0 | 0 | 0 | 4 | 0 | 0 | 0 | 0 | 0 | 0 | 96.8 | Regional Technical Forum, Commercial: Grocery - Door Gasket Replacement V1.3 | 0 | 0 | 96.8 | unit |  | 96.8
Nonequipment | Freezer-Cooler Replacement Gaskets | New Door Gasket on One-Door Medium Temperature Reach-In Case | N/A - Retrofit Only | Commercial | New | Warehouse | FL Zone 2 | Per Door | 0% | 0 | 0 | 0 | 0 | 4 | 0 | 0 | 0 | 0 | 0 | 0 | 96.8 | Regional Technical Forum, Commercial: Grocery - Door Gasket Replacement V1.3 | 0 | 0 | 96.8 | unit |  | 96.8
Nonequipment | High Efficiency Refrigeration Compressor | High Efficiency Refrigeration Compressors | Existing Compressor (Assume 10% less efficient) | Commercial | Existing | Assembly | FL Zone 2 | Per Unit | 15% | 1957.5 | 1822 | 135.5 | 0.069221 | 13 | 0.020431 | 0.009563 | 0 | Reference source included incremental cost only | 0 | 0 | 221.64 | Efficiency Vermont TRM, 2015, average of all types/sizes | 0 | 0 | 221.64 | compressor |  | 221.64
Nonequipment | High Efficiency Refrigeration Compressor | High Efficiency Refrigeration Compressors | Existing Compressor (Assume 10% less efficient) | Commercial | Existing | College and University | FL Zone 2 | Per Unit | 14% | 1957.5 | 1822 | 135.5 | 0.069221 | 13 | 0.017568 | 0.014716 | 0 | Reference source included incremental cost only | 0 | 0 | 221.64 | Efficiency Vermont TRM, 2015, average of all types/sizes | 0 | 0 | 221.64 | compressor |  | 221.64
Nonequipment | High Efficiency Refrigeration Compressor | High Efficiency Refrigeration Compressors | Existing Compressor (Assume 10% less efficient) | Commercial | Existing | Grocery | FL Zone 2 | Per Unit | 75% | 1957.5 | 1822 | 135.5 | 0.069221 | 13 | 0.020431 | 0.009563 | 0 | Reference source included incremental cost only | 0 | 0 | 221.64 | Efficiency Vermont TRM, 2015, average of all types/sizes | 0 | 0 | 221.64 | compressor |  | 221.64
Nonequipment | High Efficiency Refrigeration Compressor | High Efficiency Refrigeration Compressors | Existing Compressor (Assume 10% less efficient) | Commercial | Existing | Healthcare | FL Zone 2 | Per Unit | 14% | 1957.5 | 1822 | 135.5 | 0.069221 | 13 | 0.017568 | 0.014716 | 0 | Reference source included incremental cost only | 0 | 0 | 221.64 | Efficiency Vermont TRM, 2015, average of all types/sizes | 0 | 0 | 221.64 | compressor |  | 221.64
Nonequipment | High Efficiency Refrigeration Compressor | High Efficiency Refrigeration Compressors | Existing Compressor (Assume 10% less efficient) | Commercial | Existing | Hospitals | FL Zone 2 | Per Unit | 14% | 1957.5 | 1822 | 135.5 | 0.069221 | 13 | 0.017568 | 0.014716 | 0 | Reference source included incremental cost only | 0 | 0 | 221.64 | Efficiency Vermont TRM, 2015, average of all types/sizes | 0 | 0 | 221.64 | compressor |  | 221.64
Nonequipment | High Efficiency Refrigeration Compressor | High Efficiency Refrigeration Compressors | Existing Compressor (Assume 10% less efficient) | Commercial | Existing | Institutional | FL Zone 2 | Per Unit | 0% | 1957.5 | 1822 | 135.5 | 0.069221 | 13 | 0.020431 | 0.009563 | 0 | Reference source included incremental cost only | 0 | 0 | 221.64 | Efficiency Vermont TRM, 2015, average of all types/sizes | 0 | 0 | 221.64 | compressor |  | 221.64
Nonequipment | High Efficiency Refrigeration Compressor | High Efficiency Refrigeration Compressors | Existing Compressor (Assume 10% less efficient) | Commercial | Existing | Lodging/Hospitality | FL Zone 2 | Per Unit | 14% | 1957.5 | 1822 | 135.5 | 0.069221 | 13 | 0.017568 | 0.014716 | 0 | Reference source included incremental cost only | 0 | 0 | 221.64 | Efficiency Vermont TRM, 2015, average of all types/sizes | 0 | 0 | 221.64 | compressor |  | 221.64
Nonequipment | High Efficiency Refrigeration Compressor | High Efficiency Refrigeration Compressors | Existing Compressor (Assume 10% less efficient) | Commercial | Existing | Miscellaneous | FL Zone 2 | Per Unit | 0% | 1957.5 | 1822 | 135.5 | 0.069221 | 13 | 0.020431 | 0.009563 | 0 | Reference source included incremental cost only | 0 | 0 | 221.64 | Efficiency Vermont TRM, 2015, average of all types/sizes | 0 | 0 | 221.64 | compressor |  | 221.64
Nonequipment | High Efficiency Refrigeration Compressor | High Efficiency Refrigeration Compressors | Existing Compressor (Assume 10% less efficient) | Commercial | Existing | Offices | FL Zone 2 | Per Unit | 0% | 1957.5 | 1822 | 135.5 | 0.069221 | 13 | 0.020431 | 0.009563 | 0 | Reference source included incremental cost only | 0 | 0 | 221.64 | Efficiency Vermont TRM, 2015, average of all types/sizes | 0 | 0 | 221.64 | compressor |  | 221.64
Nonequipment | High Efficiency Refrigeration Compressor | High Efficiency Refrigeration Compressors | Existing Compressor (Assume 10% less efficient) | Commercial | Existing | Restaurants | FL Zone 2 | Per Unit | 14% | 1957.5 | 1822 | 135.5 | 0.069221 | 13 | 0.017568 | 0.014716 | 0 | Reference source included incremental cost only | 0 | 0 | 221.64 | Efficiency Vermont TRM, 2015, average of all types/sizes | 0 | 0 | 221.64 | compressor |  | 221.64
Nonequipment | High Efficiency Refrigeration Compressor | High Efficiency Refrigeration Compressors | Existing Compressor (Assume 10% less efficient) | Commercial | Existing | Retail | FL Zone 2 | Per Unit | 14% | 1957.5 | 1822 | 135.5 | 0.069221 | 13 | 0.020431 | 0.009563 | 0 | Reference source included incremental cost only | 0 | 0 | 221.64 | Efficiency Vermont TRM, 2015, average of all types/sizes | 0 | 0 | 221.64 | compressor |  | 221.64
Nonequipment | High Efficiency Refrigeration Compressor | High Efficiency Refrigeration Compressors | Existing Compressor (Assume 10% less efficient) | Commercial | Existing | Schools K-12 | FL Zone 2 | Per Unit | 14% | 1957.5 | 1822 | 135.5 | 0.069221 | 13 | 0.017568 | 0.014716 | 0 | Reference source included incremental cost only | 0 | 0 | 221.64 | Efficiency Vermont TRM, 2015, average of all types/sizes | 0 | 0 | 221.64 | compressor |  | 221.64
Nonequipment | High Efficiency Refrigeration Compressor | High Efficiency Refrigeration Compressors | Existing Compressor (Assume 10% less efficient) | Commercial | Existing | Warehouse | FL Zone 2 | Per Unit | 0% | 1957.5 | 1822 | 135.5 | 0.069221 | 13 | 0.020431 | 0.009563 | 0 | Reference source included incremental cost only | 0 | 0 | 221.64 | Efficiency Vermont TRM, 2015, average of all types/sizes | 0 | 0 | 221.64 | compressor |  | 221.64
Nonequipment | High Efficiency Refrigeration Compressor | High Efficiency Refrigeration Compressors | Standard Compressor | Commercial | New | Assembly | FL Zone 2 | Per Unit | 15% | 1957.5 | 1822 | 135.5 | 0.069221 | 13 | 0.020431 | 0.009563 | 0 | Reference source included incremental cost only | 0 | 0 | 221.64 | Efficiency Vermont TRM, 2015, average of all types/sizes | 0 | 0 | 221.64 | compressor |  | 221.64
Nonequipment | High Efficiency Refrigeration Compressor | High Efficiency Refrigeration Compressors | Standard Compressor | Commercial | New | College and University | FL Zone 2 | Per Unit | 4% | 1957.5 | 1822 | 135.5 | 0.069221 | 13 | 0.017568 | 0.014716 | 0 | Reference source included incremental cost only | 0 | 0 | 221.64 | Efficiency Vermont TRM, 2015, average of all types/sizes | 0 | 0 | 221.64 | compressor |  | 221.64
Nonequipment | High Efficiency Refrigeration Compressor | High Efficiency Refrigeration Compressors | Standard Compressor | Commercial | New | Grocery | FL Zone 2 | Per Unit | 38% | 1957.5 | 1822 | 135.5 | 0.069221 | 13 | 0.020431 | 0.009563 | 0 | Reference source included incremental cost only | 0 | 0 | 221.64 | Efficiency Vermont TRM, 2015, average of all types/sizes | 0 | 0 | 221.64 | compressor |  | 221.64
Nonequipment | High Efficiency Refrigeration Compressor | High Efficiency Refrigeration Compressors | Standard Compressor | Commercial | New | Healthcare | FL Zone 2 | Per Unit | 4% | 1957.5 | 1822 | 135.5 | 0.069221 | 13 | 0.017568 | 0.014716 | 0 | Reference source included incremental cost only | 0 | 0 | 221.64 | Efficiency Vermont TRM, 2015, average of all types/sizes | 0 | 0 | 221.64 | compressor |  | 221.64
Nonequipment | High Efficiency Refrigeration Compressor | High Efficiency Refrigeration Compressors | Standard Compressor | Commercial | New | Hospitals | FL Zone 2 | Per Unit | 4% | 1957.5 | 1822 | 135.5 | 0.069221 | 13 | 0.017568 | 0.014716 | 0 | Reference source included incremental cost only | 0 | 0 | 221.64 | Efficiency Vermont TRM, 2015, average of all types/sizes | 0 | 0 | 221.64 | compressor |  | 221.64
Nonequipment | High Efficiency Refrigeration Compressor | High Efficiency Refrigeration Compressors | Standard Compressor | Commercial | New | Institutional | FL Zone 2 | Per Unit | 0% | 1957.5 | 1822 | 135.5 | 0.069221 | 13 | 0.020431 | 0.009563 | 0 | Reference source included incremental cost only | 0 | 0 | 221.64 | Efficiency Vermont TRM, 2015, average of all types/sizes | 0 | 0 | 221.64 | compressor |  | 221.64
Nonequipment | High Efficiency Refrigeration Compressor | High Efficiency Refrigeration Compressors | Standard Compressor | Commercial | New | Lodging/Hospitality | FL Zone 2 | Per Unit | 4% | 1957.5 | 1822 | 135.5 | 0.069221 | 13 | 0.017568 | 0.014716 | 0 | Reference source included incremental cost only | 0 | 0 | 221.64 | Efficiency Vermont TRM, 2015, average of all types/sizes | 0 | 0 | 221.64 | compressor |  | 221.64
Nonequipment | High Efficiency Refrigeration Compressor | High Efficiency Refrigeration Compressors | Standard Compressor | Commercial | New | Miscellaneous | FL Zone 2 | Per Unit | 0% | 1957.5 | 1822 | 135.5 | 0.069221 | 13 | 0.020431 | 0.009563 | 0 | Reference source included incremental cost only | 0 | 0 | 221.64 | Efficiency Vermont TRM, 2015, average of all types/sizes | 0 | 0 | 221.64 | compressor |  | 221.64
Nonequipment | High Efficiency Refrigeration Compressor | High Efficiency Refrigeration Compressors | Standard Compressor | Commercial | New | Offices | FL Zone 2 | Per Unit | 0% | 1957.5 | 1822 | 135.5 | 0.069221 | 13 | 0.020431 | 0.009563 | 0 | Reference source included incremental cost only | 0 | 0 | 221.64 | Efficiency Vermont TRM, 2015, average of all types/sizes | 0 | 0 | 221.64 | compressor |  | 221.64
Nonequipment | High Efficiency Refrigeration Compressor | High Efficiency Refrigeration Compressors | Standard Compressor | Commercial | New | Restaurants | FL Zone 2 | Per Unit | 38% | 1957.5 | 1822 | 135.5 | 0.069221 | 13 | 0.017568 | 0.014716 | 0 | Reference source included incremental cost only | 0 | 0 | 221.64 | Efficiency Vermont TRM, 2015, average of all types/sizes | 0 | 0 | 221.64 | compressor |  | 221.64
Nonequipment | High Efficiency Refrigeration Compressor | High Efficiency Refrigeration Compressors | Standard Compressor | Commercial | New | Retail | FL Zone 2 | Per Unit | 4% | 1957.5 | 1822 | 135.5 | 0.069221 | 13 | 0.020431 | 0.009563 | 0 | Reference source included incremental cost only | 0 | 0 | 221.64 | Efficiency Vermont TRM, 2015, average of all types/sizes | 0 | 0 | 221.64 | compressor |  | 221.64
Nonequipment | High Efficiency Refrigeration Compressor | High Efficiency Refrigeration Compressors | Standard Compressor | Commercial | New | Schools K-12 | FL Zone 2 | Per Unit | 4% | 1957.5 | 1822 | 135.5 | 0.069221 | 13 | 0.017568 | 0.014716 | 0 | Reference source included incremental cost only | 0 | 0 | 221.64 | Efficiency Vermont TRM, 2015, average of all types/sizes | 0 | 0 | 221.64 | compressor |  | 221.64
Nonequipment | High Efficiency Refrigeration Compressor | High Efficiency Refrigeration Compressors | Standard Compressor | Commercial | New | Warehouse | FL Zone 2 | Per Unit | 0% | 1957.5 | 1822 | 135.5 | 0.069221 | 13 | 0.020431 | 0.009563 | 0 | Reference source included incremental cost only | 0 | 0 | 221.64 | Efficiency Vermont TRM, 2015, average of all types/sizes | 0 | 0 | 221.64 | compressor |  | 221.64
Nonequipment | High R-Value Glass Doors | Display Door with High R-Value, One-Door Medium Temperature Reach-In Case | Standard Door, One-Door Medium Temperature Reach-In Case | Commercial | Existing | Assembly | FL Zone 2 | Per Door | 0% | 735 | 560 | 175 | 0.2381 | 12 | 0.025557 | 0.00879 | 2202 | Market Research 2018, https://www.anthonyintl.com/docs/default-source/2017augnewpricesheets/101-price-sheet-final.pdf?sfvrsn=2 | 0 | 0 | 2596 | Market Research 2018, https://www.anthonyintl.com/docs/default-source/2017augnewpricesheets/elm-price-sheet-final.pdf?sfvrsn=2 | 0 | 0 | 394 | door |  | 394
Nonequipment | High R-Value Glass Doors | Display Door with High R-Value, One-Door Medium Temperature Reach-In Case | Standard Door, One-Door Medium Temperature Reach-In Case | Commercial | Existing | College and University | FL Zone 2 | Per Door | 0% | 735 | 560 | 175 | 0.2381 | 12 | 0.02269 | 0.019005 | 2202 | Market Research 2018, https://www.anthonyintl.com/docs/default-source/2017augnewpricesheets/101-price-sheet-final.pdf?sfvrsn=2 | 0 | 0 | 2596 | Market Research 2018, https://www.anthonyintl.com/docs/default-source/2017augnewpricesheets/elm-price-sheet-final.pdf?sfvrsn=2 | 0 | 0 | 394 | door |  | 394
Nonequipment | High R-Value Glass Doors | Display Door with High R-Value, One-Door Medium Temperature Reach-In Case | Standard Door, One-Door Medium Temperature Reach-In Case | Commercial | Existing | Grocery | FL Zone 2 | Per Door | 76% | 735 | 560 | 175 | 0.2381 | 12 | 0.025557 | 0.00879 | 2202 | Market Research 2018, https://www.anthonyintl.com/docs/default-source/2017augnewpricesheets/101-price-sheet-final.pdf?sfvrsn=2 | 0 | 0 | 2596 | Market Research 2018, https://www.anthonyintl.com/docs/default-source/2017augnewpricesheets/elm-price-sheet-final.pdf?sfvrsn=2 | 0 | 0 | 394 | door |  | 394
Nonequipment | High R-Value Glass Doors | Display Door with High R-Value, One-Door Medium Temperature Reach-In Case | Standard Door, One-Door Medium Temperature Reach-In Case | Commercial | Existing | Healthcare | FL Zone 2 | Per Door | 0% | 735 | 560 | 175 | 0.2381 | 12 | 0.02269 | 0.019005 | 2202 | Market Research 2018, https://www.anthonyintl.com/docs/default-source/2017augnewpricesheets/101-price-sheet-final.pdf?sfvrsn=2 | 0 | 0 | 2596 | Market Research 2018, https://www.anthonyintl.com/docs/default-source/2017augnewpricesheets/elm-price-sheet-final.pdf?sfvrsn=2 | 0 | 0 | 394 | door |  | 394
Nonequipment | High R-Value Glass Doors | Display Door with High R-Value, One-Door Medium Temperature Reach-In Case | Standard Door, One-Door Medium Temperature Reach-In Case | Commercial | Existing | Hospitals | FL Zone 2 | Per Door | 0% | 735 | 560 | 175 | 0.2381 | 12 | 0.02269 | 0.019005 | 2202 | Market Research 2018, https://www.anthonyintl.com/docs/default-source/2017augnewpricesheets/101-price-sheet-final.pdf?sfvrsn=2 | 0 | 0 | 2596 | Market Research 2018, https://www.anthonyintl.com/docs/default-source/2017augnewpricesheets/elm-price-sheet-final.pdf?sfvrsn=2 | 0 | 0 | 394 | door |  | 394
Nonequipment | High R-Value Glass Doors | Display Door with High R-Value, One-Door Medium Temperature Reach-In Case | Standard Door, One-Door Medium Temperature Reach-In Case | Commercial | Existing | Institutional | FL Zone 2 | Per Door | 0% | 735 | 560 | 175 | 0.2381 | 12 | 0.025557 | 0.00879 | 2202 | Market Research 2018, https://www.anthonyintl.com/docs/default-source/2017augnewpricesheets/101-price-sheet-final.pdf?sfvrsn=2 | 0 | 0 | 2596 | Market Research 2018, https://www.anthonyintl.com/docs/default-source/2017augnewpricesheets/elm-price-sheet-final.pdf?sfvrsn=2 | 0 | 0 | 394 | door |  | 394
Nonequipment | High R-Value Glass Doors | Display Door with High R-Value, One-Door Medium Temperature Reach-In Case | Standard Door, One-Door Medium Temperature Reach-In Case | Commercial | Existing | Lodging/Hospitality | FL Zone 2 | Per Door | 0% | 735 | 560 | 175 | 0.2381 | 12 | 0.02269 | 0.019005 | 2202 | Market Research 2018, https://www.anthonyintl.com/docs/default-source/2017augnewpricesheets/101-price-sheet-final.pdf?sfvrsn=2 | 0 | 0 | 2596 | Market Research 2018, https://www.anthonyintl.com/docs/default-source/2017augnewpricesheets/elm-price-sheet-final.pdf?sfvrsn=2 | 0 | 0 | 394 | door |  | 394
Nonequipment | High R-Value Glass Doors | Display Door with High R-Value, One-Door Medium Temperature Reach-In Case | Standard Door, One-Door Medium Temperature Reach-In Case | Commercial | Existing | Miscellaneous | FL Zone 2 | Per Door | 0% | 735 | 560 | 175 | 0.2381 | 12 | 0.025557 | 0.00879 | 2202 | Market Research 2018, https://www.anthonyintl.com/docs/default-source/2017augnewpricesheets/101-price-sheet-final.pdf?sfvrsn=2 | 0 | 0 | 2596 | Market Research 2018, https://www.anthonyintl.com/docs/default-source/2017augnewpricesheets/elm-price-sheet-final.pdf?sfvrsn=2 | 0 | 0 | 394 | door |  | 394
Nonequipment | High R-Value Glass Doors | Display Door with High R-Value, One-Door Medium Temperature Reach-In Case | Standard Door, One-Door Medium Temperature Reach-In Case | Commercial | Existing | Offices | FL Zone 2 | Per Door | 0% | 735 | 560 | 175 | 0.2381 | 12 | 0.025557 | 0.00879 | 2202 | Market Research 2018, https://www.anthonyintl.com/docs/default-source/2017augnewpricesheets/101-price-sheet-final.pdf?sfvrsn=2 | 0 | 0 | 2596 | Market Research 2018, https://www.anthonyintl.com/docs/default-source/2017augnewpricesheets/elm-price-sheet-final.pdf?sfvrsn=2 | 0 | 0 | 394 | door |  | 394
Nonequipment | High R-Value Glass Doors | Display Door with High R-Value, One-Door Medium Temperature Reach-In Case | Standard Door, One-Door Medium Temperature Reach-In Case | Commercial | Existing | Restaurants | FL Zone 2 | Per Door | 0% | 735 | 560 | 175 | 0.2381 | 12 | 0.02269 | 0.019005 | 2202 | Market Research 2018, https://www.anthonyintl.com/docs/default-source/2017augnewpricesheets/101-price-sheet-final.pdf?sfvrsn=2 | 0 | 0 | 2596 | Market Research 2018, https://www.anthonyintl.com/docs/default-source/2017augnewpricesheets/elm-price-sheet-final.pdf?sfvrsn=2 | 0 | 0 | 394 | door |  | 394
Nonequipment | High R-Value Glass Doors | Display Door with High R-Value, One-Door Medium Temperature Reach-In Case | Standard Door, One-Door Medium Temperature Reach-In Case | Commercial | Existing | Retail | FL Zone 2 | Per Door | 36% | 735 | 560 | 175 | 0.2381 | 12 | 0.025557 | 0.00879 | 2202 | Market Research 2018, https://www.anthonyintl.com/docs/default-source/2017augnewpricesheets/101-price-sheet-final.pdf?sfvrsn=2 | 0 | 0 | 2596 | Market Research 2018, https://www.anthonyintl.com/docs/default-source/2017augnewpricesheets/elm-price-sheet-final.pdf?sfvrsn=2 | 0 | 0 | 394 | door |  | 394
Nonequipment | High R-Value Glass Doors | Display Door with High R-Value, One-Door Medium Temperature Reach-In Case | Standard Door, One-Door Medium Temperature Reach-In Case | Commercial | Existing | Schools K-12 | FL Zone 2 | Per Door | 0% | 735 | 560 | 175 | 0.2381 | 12 | 0.02269 | 0.019005 | 2202 | Market Research 2018, https://www.anthonyintl.com/docs/default-source/2017augnewpricesheets/101-price-sheet-final.pdf?sfvrsn=2 | 0 | 0 | 2596 | Market Research 2018, https://www.anthonyintl.com/docs/default-source/2017augnewpricesheets/elm-price-sheet-final.pdf?sfvrsn=2 | 0 | 0 | 394 | door |  | 394
Nonequipment | High R-Value Glass Doors | Display Door with High R-Value, One-Door Medium Temperature Reach-In Case | Standard Door, One-Door Medium Temperature Reach-In Case | Commercial | Existing | Warehouse | FL Zone 2 | Per Door | 0% | 735 | 560 | 175 | 0.2381 | 12 | 0.025557 | 0.00879 | 2202 | Market Research 2018, https://www.anthonyintl.com/docs/default-source/2017augnewpricesheets/101-price-sheet-final.pdf?sfvrsn=2 | 0 | 0 | 2596 | Market Research 2018, https://www.anthonyintl.com/docs/default-source/2017augnewpricesheets/elm-price-sheet-final.pdf?sfvrsn=2 | 0 | 0 | 394 | door |  | 394
Nonequipment | High R-Value Glass Doors | Display Door with High R-Value, One-Door Medium Temperature Reach-In Case | N/A - Retrofit Only | Commercial | New | Assembly | FL Zone 2 | Per Door | 0% | 0 | 0 | 0 | 0 | 12 | 0 | 0 | 2202 | Market Research 2018, https://www.anthonyintl.com/docs/default-source/2017augnewpricesheets/101-price-sheet-final.pdf?sfvrsn=2 | 0 | 0 | 2596 | Market Research 2018, https://www.anthonyintl.com/docs/default-source/2017augnewpricesheets/elm-price-sheet-final.pdf?sfvrsn=2 | 0 | 0 | 394 | door |  | 394
Nonequipment | High R-Value Glass Doors | Display Door with High R-Value, One-Door Medium Temperature Reach-In Case | N/A - Retrofit Only | Commercial | New | College and University | FL Zone 2 | Per Door | 0% | 0 | 0 | 0 | 0 | 12 | 0 | 0 | 2202 | Market Research 2018, https://www.anthonyintl.com/docs/default-source/2017augnewpricesheets/101-price-sheet-final.pdf?sfvrsn=2 | 0 | 0 | 2596 | Market Research 2018, https://www.anthonyintl.com/docs/default-source/2017augnewpricesheets/elm-price-sheet-final.pdf?sfvrsn=2 | 0 | 0 | 394 | door |  | 394
Nonequipment | High R-Value Glass Doors | Display Door with High R-Value, One-Door Medium Temperature Reach-In Case | N/A - Retrofit Only | Commercial | New | Grocery | FL Zone 2 | Per Door | 76% | 0 | 0 | 0 | 0 | 12 | 0 | 0 | 2202 | Market Research 2018, https://www.anthonyintl.com/docs/default-source/2017augnewpricesheets/101-price-sheet-final.pdf?sfvrsn=2 | 0 | 0 | 2596 | Market Research 2018, https://www.anthonyintl.com/docs/default-source/2017augnewpricesheets/elm-price-sheet-final.pdf?sfvrsn=2 | 0 | 0 | 394 | door |  | 394
Nonequipment | High R-Value Glass Doors | Display Door with High R-Value, One-Door Medium Temperature Reach-In Case | N/A - Retrofit Only | Commercial | New | Healthcare | FL Zone 2 | Per Door | 0% | 0 | 0 | 0 | 0 | 12 | 0 | 0 | 2202 | Market Research 2018, https://www.anthonyintl.com/docs/default-source/2017augnewpricesheets/101-price-sheet-final.pdf?sfvrsn=2 | 0 | 0 | 2596 | Market Research 2018, https://www.anthonyintl.com/docs/default-source/2017augnewpricesheets/elm-price-sheet-final.pdf?sfvrsn=2 | 0 | 0 | 394 | door |  | 394
Nonequipment | High R-Value Glass Doors | Display Door with High R-Value, One-Door Medium Temperature Reach-In Case | N/A - Retrofit Only | Commercial | New | Hospitals | FL Zone 2 | Per Door | 0% | 0 | 0 | 0 | 0 | 12 | 0 | 0 | 2202 | Market Research 2018, https://www.anthonyintl.com/docs/default-source/2017augnewpricesheets/101-price-sheet-final.pdf?sfvrsn=2 | 0 | 0 | 2596 | Market Research 2018, https://www.anthonyintl.com/docs/default-source/2017augnewpricesheets/elm-price-sheet-final.pdf?sfvrsn=2 | 0 | 0 | 394 | door |  | 394
Nonequipment | High R-Value Glass Doors | Display Door with High R-Value, One-Door Medium Temperature Reach-In Case | N/A - Retrofit Only | Commercial | New | Institutional | FL Zone 2 | Per Door | 0% | 0 | 0 | 0 | 0 | 12 | 0 | 0 | 2202 | Market Research 2018, https://www.anthonyintl.com/docs/default-source/2017augnewpricesheets/101-price-sheet-final.pdf?sfvrsn=2 | 0 | 0 | 2596 | Market Research 2018, https://www.anthonyintl.com/docs/default-source/2017augnewpricesheets/elm-price-sheet-final.pdf?sfvrsn=2 | 0 | 0 | 394 | door |  | 394
Nonequipment | High R-Value Glass Doors | Display Door with High R-Value, One-Door Medium Temperature Reach-In Case | N/A - Retrofit Only | Commercial | New | Lodging/Hospitality | FL Zone 2 | Per Door | 0% | 0 | 0 | 0 | 0 | 12 | 0 | 0 | 2202 | Market Research 2018, https://www.anthonyintl.com/docs/default-source/2017augnewpricesheets/101-price-sheet-final.pdf?sfvrsn=2 | 0 | 0 | 2596 | Market Research 2018, https://www.anthonyintl.com/docs/default-source/2017augnewpricesheets/elm-price-sheet-final.pdf?sfvrsn=2 | 0 | 0 | 394 | door |  | 394
Nonequipment | High R-Value Glass Doors | Display Door with High R-Value, One-Door Medium Temperature Reach-In Case | N/A - Retrofit Only | Commercial | New | Miscellaneous | FL Zone 2 | Per Door | 0% | 0 | 0 | 0 | 0 | 12 | 0 | 0 | 2202 | Market Research 2018, https://www.anthonyintl.com/docs/default-source/2017augnewpricesheets/101-price-sheet-final.pdf?sfvrsn=2 | 0 | 0 | 2596 | Market Research 2018, https://www.anthonyintl.com/docs/default-source/2017augnewpricesheets/elm-price-sheet-final.pdf?sfvrsn=2 | 0 | 0 | 394 | door |  | 394
Nonequipment | High R-Value Glass Doors | Display Door with High R-Value, One-Door Medium Temperature Reach-In Case | N/A - Retrofit Only | Commercial | New | Offices | FL Zone 2 | Per Door | 0% | 0 | 0 | 0 | 0 | 12 | 0 | 0 | 2202 | Market Research 2018, https://www.anthonyintl.com/docs/default-source/2017augnewpricesheets/101-price-sheet-final.pdf?sfvrsn=2 | 0 | 0 | 2596 | Market Research 2018, https://www.anthonyintl.com/docs/default-source/2017augnewpricesheets/elm-price-sheet-final.pdf?sfvrsn=2 | 0 | 0 | 394 | door |  | 394
Nonequipment | High R-Value Glass Doors | Display Door with High R-Value, One-Door Medium Temperature Reach-In Case | N/A - Retrofit Only | Commercial | New | Restaurants | FL Zone 2 | Per Door | 0% | 0 | 0 | 0 | 0 | 12 | 0 | 0 | 2202 | Market Research 2018, https://www.anthonyintl.com/docs/default-source/2017augnewpricesheets/101-price-sheet-final.pdf?sfvrsn=2 | 0 | 0 | 2596 | Market Research 2018, https://www.anthonyintl.com/docs/default-source/2017augnewpricesheets/elm-price-sheet-final.pdf?sfvrsn=2 | 0 | 0 | 394 | door |  | 394
Nonequipment | High R-Value Glass Doors | Display Door with High R-Value, One-Door Medium Temperature Reach-In Case | N/A - Retrofit Only | Commercial | New | Retail | FL Zone 2 | Per Door | 36% | 0 | 0 | 0 | 0 | 12 | 0 | 0 | 2202 | Market Research 2018, https://www.anthonyintl.com/docs/default-source/2017augnewpricesheets/101-price-sheet-final.pdf?sfvrsn=2 | 0 | 0 | 2596 | Market Research 2018, https://www.anthonyintl.com/docs/default-source/2017augnewpricesheets/elm-price-sheet-final.pdf?sfvrsn=2 | 0 | 0 | 394 | door |  | 394
Nonequipment | High R-Value Glass Doors | Display Door with High R-Value, One-Door Medium Temperature Reach-In Case | N/A - Retrofit Only | Commercial | New | Schools K-12 | FL Zone 2 | Per Door | 0% | 0 | 0 | 0 | 0 | 12 | 0 | 0 | 2202 | Market Research 2018, https://www.anthonyintl.com/docs/default-source/2017augnewpricesheets/101-price-sheet-final.pdf?sfvrsn=2 | 0 | 0 | 2596 | Market Research 2018, https://www.anthonyintl.com/docs/default-source/2017augnewpricesheets/elm-price-sheet-final.pdf?sfvrsn=2 | 0 | 0 | 394 | door |  | 394
Nonequipment | High R-Value Glass Doors | Display Door with High R-Value, One-Door Medium Temperature Reach-In Case | N/A - Retrofit Only | Commercial | New | Warehouse | FL Zone 2 | Per Door | 0% | 0 | 0 | 0 | 0 | 12 | 0 | 0 | 2202 | Market Research 2018, https://www.anthonyintl.com/docs/default-source/2017augnewpricesheets/101-price-sheet-final.pdf?sfvrsn=2 | 0 | 0 | 2596 | Market Research 2018, https://www.anthonyintl.com/docs/default-source/2017augnewpricesheets/elm-price-sheet-final.pdf?sfvrsn=2 | 0 | 0 | 394 | door |  | 394
Nonequipment | Night Covers for Display Cases | One Open Vertical Case with Night Covers | One Existing Open Vertical Case, No Night Covers | Commercial | Existing | Assembly | FL Zone 2 | Per End Use Consumption | 0% | 5505.417 | 5402.105 | 103.3118 | 0.018765 | 5 | 0.015518 | 0.006935 | 0 | no base cost | 0 | 0 | 714 | Cost per linear foot: Illinois 2018 Statewide TRM, Section 4.6.9; Assumed average case size of 17 ln ft per RTF calculator for door gasket replacement | 0 | 0 | 714 | case |  | 714
Nonequipment | Night Covers for Display Cases | One Open Vertical Case with Night Covers | One Existing Open Vertical Case, No Night Covers | Commercial | Existing | College and University | FL Zone 2 | Per End Use Consumption | 0% | 5505.417 | 5402.105 | 103.3118 | 0.018765 | 5 | 0.015518 | 0.006935 | 0 | no base cost | 0 | 0 | 714 | Cost per linear foot: Illinois 2018 Statewide TRM, Section 4.6.9; Assumed average case size of 17 ln ft per RTF calculator for door gasket replacement | 0 | 0 | 714 | case |  | 714
Nonequipment | Night Covers for Display Cases | One Open Vertical Case with Night Covers | One Existing Open Vertical Case, No Night Covers | Commercial | Existing | Grocery | FL Zone 2 | Per End Use Consumption | 42% | 5505.417 | 5402.105 | 103.3118 | 0.018765 | 5 | 0.015518 | 0.006935 | 0 | no base cost | 0 | 0 | 714 | Cost per linear foot: Illinois 2018 Statewide TRM, Section 4.6.9; Assumed average case size of 17 ln ft per RTF calculator for door gasket replacement | 0 | 0 | 714 | case |  | 714
Nonequipment | Night Covers for Display Cases | One Open Vertical Case with Night Covers | One Existing Open Vertical Case, No Night Covers | Commercial | Existing | Healthcare | FL Zone 2 | Per End Use Consumption | 0% | 5505.417 | 5402.105 | 103.3118 | 0.018765 | 5 | 0.015518 | 0.006935 | 0 | no base cost | 0 | 0 | 714 | Cost per linear foot: Illinois 2018 Statewide TRM, Section 4.6.9; Assumed average case size of 17 ln ft per RTF calculator for door gasket replacement | 0 | 0 | 714 | case |  | 714
Nonequipment | Night Covers for Display Cases | One Open Vertical Case with Night Covers | One Existing Open Vertical Case, No Night Covers | Commercial | Existing | Hospitals | FL Zone 2 | Per End Use Consumption | 0% | 5505.417 | 5402.105 | 103.3118 | 0.018765 | 5 | 0.015518 | 0.006935 | 0 | no base cost | 0 | 0 | 714 | Cost per linear foot: Illinois 2018 Statewide TRM, Section 4.6.9; Assumed average case size of 17 ln ft per RTF calculator for door gasket replacement | 0 | 0 | 714 | case |  | 714
Nonequipment | Night Covers for Display Cases | One Open Vertical Case with Night Covers | One Existing Open Vertical Case, No Night Covers | Commercial | Existing | Institutional | FL Zone 2 | Per End Use Consumption | 0% | 5505.417 | 5402.105 | 103.3118 | 0.018765 | 5 | 0.015518 | 0.006935 | 0 | no base cost | 0 | 0 | 714 | Cost per linear foot: Illinois 2018 Statewide TRM, Section 4.6.9; Assumed average case size of 17 ln ft per RTF calculator for door gasket replacement | 0 | 0 | 714 | case |  | 714
Nonequipment | Night Covers for Display Cases | One Open Vertical Case with Night Covers | One Existing Open Vertical Case, No Night Covers | Commercial | Existing | Lodging/Hospitality | FL Zone 2 | Per End Use Consumption | 0% | 5505.417 | 5402.105 | 103.3118 | 0.018765 | 5 | 0.015518 | 0.006935 | 0 | no base cost | 0 | 0 | 714 | Cost per linear foot: Illinois 2018 Statewide TRM, Section 4.6.9; Assumed average case size of 17 ln ft per RTF calculator for door gasket replacement | 0 | 0 | 714 | case |  | 714
Nonequipment | Night Covers for Display Cases | One Open Vertical Case with Night Covers | One Existing Open Vertical Case, No Night Covers | Commercial | Existing | Miscellaneous | FL Zone 2 | Per End Use Consumption | 0% | 5505.417 | 5402.105 | 103.3118 | 0.018765 | 5 | 0.015518 | 0.006935 | 0 | no base cost | 0 | 0 | 714 | Cost per linear foot: Illinois 2018 Statewide TRM, Section 4.6.9; Assumed average case size of 17 ln ft per RTF calculator for door gasket replacement | 0 | 0 | 714 | case |  | 714
Nonequipment | Night Covers for Display Cases | One Open Vertical Case with Night Covers | One Existing Open Vertical Case, No Night Covers | Commercial | Existing | Offices | FL Zone 2 | Per End Use Consumption | 0% | 5505.417 | 5402.105 | 103.3118 | 0.018765 | 5 | 0.015518 | 0.006935 | 0 | no base cost | 0 | 0 | 714 | Cost per linear foot: Illinois 2018 Statewide TRM, Section 4.6.9; Assumed average case size of 17 ln ft per RTF calculator for door gasket replacement | 0 | 0 | 714 | case |  | 714
Nonequipment | Night Covers for Display Cases | One Open Vertical Case with Night Covers | One Existing Open Vertical Case, No Night Covers | Commercial | Existing | Restaurants | FL Zone 2 | Per End Use Consumption | 0% | 5505.417 | 5402.105 | 103.3118 | 0.018765 | 5 | 0.015518 | 0.006935 | 0 | no base cost | 0 | 0 | 714 | Cost per linear foot: Illinois 2018 Statewide TRM, Section 4.6.9; Assumed average case size of 17 ln ft per RTF calculator for door gasket replacement | 0 | 0 | 714 | case |  | 714
Nonequipment | Night Covers for Display Cases | One Open Vertical Case with Night Covers | One Existing Open Vertical Case, No Night Covers | Commercial | Existing | Retail | FL Zone 2 | Per End Use Consumption | 34% | 5505.417 | 5402.105 | 103.3118 | 0.018765 | 5 | 0.015518 | 0.006935 | 0 | no base cost | 0 | 0 | 714 | Cost per linear foot: Illinois 2018 Statewide TRM, Section 4.6.9; Assumed average case size of 17 ln ft per RTF calculator for door gasket replacement | 0 | 0 | 714 | case |  | 714
Nonequipment | Night Covers for Display Cases | One Open Vertical Case with Night Covers | One Existing Open Vertical Case, No Night Covers | Commercial | Existing | Schools K-12 | FL Zone 2 | Per End Use Consumption | 0% | 5505.417 | 5402.105 | 103.3118 | 0.018765 | 5 | 0.015518 | 0.006935 | 0 | no base cost | 0 | 0 | 714 | Cost per linear foot: Illinois 2018 Statewide TRM, Section 4.6.9; Assumed average case size of 17 ln ft per RTF calculator for door gasket replacement | 0 | 0 | 714 | case |  | 714
Nonequipment | Night Covers for Display Cases | One Open Vertical Case with Night Covers | One Existing Open Vertical Case, No Night Covers | Commercial | Existing | Warehouse | FL Zone 2 | Per End Use Consumption | 0% | 5505.417 | 5402.105 | 103.3118 | 0.018765 | 5 | 0.015518 | 0.006935 | 0 | no base cost | 0 | 0 | 714 | Cost per linear foot: Illinois 2018 Statewide TRM, Section 4.6.9; Assumed average case size of 17 ln ft per RTF calculator for door gasket replacement | 0 | 0 | 714 | case |  | 714
Nonequipment | Night Covers for Display Cases | One Open Vertical Case with Night Covers | N/A - Retrofit Only | Commercial | New | Assembly | FL Zone 2 | Per End Use Consumption | 0% | 5505.417 | 5402.105 | 103.3118 | 0.018765 | 5 | 0.015518 | 0.006935 | 0 | no base cost | 0 | 0 | 714 | Cost per linear foot: Illinois 2018 Statewide TRM, Section 4.6.9; Assumed average case size of 17 ln ft per RTF calculator for door gasket replacement | 0 | 0 | 714 | case |  | 714
Nonequipment | Night Covers for Display Cases | One Open Vertical Case with Night Covers | N/A - Retrofit Only | Commercial | New | College and University | FL Zone 2 | Per End Use Consumption | 0% | 5505.417 | 5402.105 | 103.3118 | 0.018765 | 5 | 0.015518 | 0.006935 | 0 | no base cost | 0 | 0 | 714 | Cost per linear foot: Illinois 2018 Statewide TRM, Section 4.6.9; Assumed average case size of 17 ln ft per RTF calculator for door gasket replacement | 0 | 0 | 714 | case |  | 714
Nonequipment | Night Covers for Display Cases | One Open Vertical Case with Night Covers | N/A - Retrofit Only | Commercial | New | Grocery | FL Zone 2 | Per End Use Consumption | 34% | 5505.417 | 5402.105 | 103.3118 | 0.018765 | 5 | 0.015518 | 0.006935 | 0 | no base cost | 0 | 0 | 714 | Cost per linear foot: Illinois 2018 Statewide TRM, Section 4.6.9; Assumed average case size of 17 ln ft per RTF calculator for door gasket replacement | 0 | 0 | 714 | case |  | 714
Nonequipment | Night Covers for Display Cases | One Open Vertical Case with Night Covers | N/A - Retrofit Only | Commercial | New | Healthcare | FL Zone 2 | Per End Use Consumption | 0% | 5505.417 | 5402.105 | 103.3118 | 0.018765 | 5 | 0.015518 | 0.006935 | 0 | no base cost | 0 | 0 | 714 | Cost per linear foot: Illinois 2018 Statewide TRM, Section 4.6.9; Assumed average case size of 17 ln ft per RTF calculator for door gasket replacement | 0 | 0 | 714 | case |  | 714
Nonequipment | Night Covers for Display Cases | One Open Vertical Case with Night Covers | N/A - Retrofit Only | Commercial | New | Hospitals | FL Zone 2 | Per End Use Consumption | 0% | 5505.417 | 5402.105 | 103.3118 | 0.018765 | 5 | 0.015518 | 0.006935 | 0 | no base cost | 0 | 0 | 714 | Cost per linear foot: Illinois 2018 Statewide TRM, Section 4.6.9; Assumed average case size of 17 ln ft per RTF calculator for door gasket replacement | 0 | 0 | 714 | case |  | 714
Nonequipment | Night Covers for Display Cases | One Open Vertical Case with Night Covers | N/A - Retrofit Only | Commercial | New | Institutional | FL Zone 2 | Per End Use Consumption | 0% | 5505.417 | 5402.105 | 103.3118 | 0.018765 | 5 | 0.015518 | 0.006935 | 0 | no base cost | 0 | 0 | 714 | Cost per linear foot: Illinois 2018 Statewide TRM, Section 4.6.9; Assumed average case size of 17 ln ft per RTF calculator for door gasket replacement | 0 | 0 | 714 | case |  | 714
Nonequipment | Night Covers for Display Cases | One Open Vertical Case with Night Covers | N/A - Retrofit Only | Commercial | New | Lodging/Hospitality | FL Zone 2 | Per End Use Consumption | 0% | 5505.417 | 5402.105 | 103.3118 | 0.018765 | 5 | 0.015518 | 0.006935 | 0 | no base cost | 0 | 0 | 714 | Cost per linear foot: Illinois 2018 Statewide TRM, Section 4.6.9; Assumed average case size of 17 ln ft per RTF calculator for door gasket replacement | 0 | 0 | 714 | case |  | 714
Nonequipment | Night Covers for Display Cases | One Open Vertical Case with Night Covers | N/A - Retrofit Only | Commercial | New | Miscellaneous | FL Zone 2 | Per End Use Consumption | 0% | 5505.417 | 5402.105 | 103.3118 | 0.018765 | 5 | 0.015518 | 0.006935 | 0 | no base cost | 0 | 0 | 714 | Cost per linear foot: Illinois 2018 Statewide TRM, Section 4.6.9; Assumed average case size of 17 ln ft per RTF calculator for door gasket replacement | 0 | 0 | 714 | case |  | 714
Nonequipment | Night Covers for Display Cases | One Open Vertical Case with Night Covers | N/A - Retrofit Only | Commercial | New | Offices | FL Zone 2 | Per End Use Consumption | 0% | 5505.417 | 5402.105 | 103.3118 | 0.018765 | 5 | 0.015518 | 0.006935 | 0 | no base cost | 0 | 0 | 714 | Cost per linear foot: Illinois 2018 Statewide TRM, Section 4.6.9; Assumed average case size of 17 ln ft per RTF calculator for door gasket replacement | 0 | 0 | 714 | case |  | 714
Nonequipment | Night Covers for Display Cases | One Open Vertical Case with Night Covers | N/A - Retrofit Only | Commercial | New | Restaurants | FL Zone 2 | Per End Use Consumption | 0% | 5505.417 | 5402.105 | 103.3118 | 0.018765 | 5 | 0.015518 | 0.006935 | 0 | no base cost | 0 | 0 | 714 | Cost per linear foot: Illinois 2018 Statewide TRM, Section 4.6.9; Assumed average case size of 17 ln ft per RTF calculator for door gasket replacement | 0 | 0 | 714 | case |  | 714
Nonequipment | Night Covers for Display Cases | One Open Vertical Case with Night Covers | N/A - Retrofit Only | Commercial | New | Retail | FL Zone 2 | Per End Use Consumption | 34% | 5505.417 | 5402.105 | 103.3118 | 0.018765 | 5 | 0.015518 | 0.006935 | 0 | no base cost | 0 | 0 | 714 | Cost per linear foot: Illinois 2018 Statewide TRM, Section 4.6.9; Assumed average case size of 17 ln ft per RTF calculator for door gasket replacement | 0 | 0 | 714 | case |  | 714
Nonequipment | Night Covers for Display Cases | One Open Vertical Case with Night Covers | N/A - Retrofit Only | Commercial | New | Schools K-12 | FL Zone 2 | Per End Use Consumption | 0% | 5505.417 | 5402.105 | 103.3118 | 0.018765 | 5 | 0.015518 | 0.006935 | 0 | no base cost | 0 | 0 | 714 | Cost per linear foot: Illinois 2018 Statewide TRM, Section 4.6.9; Assumed average case size of 17 ln ft per RTF calculator for door gasket replacement | 0 | 0 | 714 | case |  | 714
Nonequipment | Night Covers for Display Cases | One Open Vertical Case with Night Covers | N/A - Retrofit Only | Commercial | New | Warehouse | FL Zone 2 | Per End Use Consumption | 0% | 5505.417 | 5402.105 | 103.3118 | 0.018765 | 5 | 0.015518 | 0.006935 | 0 | no base cost | 0 | 0 | 714 | Cost per linear foot: Illinois 2018 Statewide TRM, Section 4.6.9; Assumed average case size of 17 ln ft per RTF calculator for door gasket replacement | 0 | 0 | 714 | case |  | 714
Nonequipment | PSC to ECM Evaporator Fan Motor (Reach-In) | Medium Temperature Reach-In Case with 20W Electronically Commutated Evaporator Fan Motor | Medium Temperature Reach-In Case with 20W Permanent Split Capacitor Fan Motor | Commercial | Existing | Assembly | FL Zone 2 | Per Unit | 17% | 1343.82 | 839.8873 | 503.9324 | 0.375 | 15 | 0.070139 | 0.006425 | 0 | no base cost | 0 | 0 | 177 | Illinois 2018 Statewide TRM, Section 4.6.4 | 0 | 0 | 177 | motor |  | 177
Nonequipment | PSC to ECM Evaporator Fan Motor (Reach-In) | Medium Temperature Reach-In Case with 20W Electronically Commutated Evaporator Fan Motor | Medium Temperature Reach-In Case with 20W Permanent Split Capacitor Fan Motor | Commercial | Existing | College and University | FL Zone 2 | Per Unit | 17% | 1343.82 | 839.8873 | 503.9324 | 0.375 | 15 | 0.065337 | 0.054728 | 0 | no base cost | 0 | 0 | 177 | Illinois 2018 Statewide TRM, Section 4.6.4 | 0 | 0 | 177 | motor |  | 177
Nonequipment | PSC to ECM Evaporator Fan Motor (Reach-In) | Medium Temperature Reach-In Case with 20W Electronically Commutated Evaporator Fan Motor | Medium Temperature Reach-In Case with 20W Permanent Split Capacitor Fan Motor | Commercial | Existing | Grocery | FL Zone 2 | Per Unit | 17% | 1343.82 | 839.8873 | 503.9324 | 0.375 | 15 | 0.070139 | 0.006425 | 0 | no base cost | 0 | 0 | 177 | Illinois 2018 Statewide TRM, Section 4.6.4 | 0 | 0 | 177 | motor |  | 177
Nonequipment | PSC to ECM Evaporator Fan Motor (Reach-In) | Medium Temperature Reach-In Case with 20W Electronically Commutated Evaporator Fan Motor | Medium Temperature Reach-In Case with 20W Permanent Split Capacitor Fan Motor | Commercial | Existing | Healthcare | FL Zone 2 | Per Unit | 17% | 1343.82 | 839.8873 | 503.9324 | 0.375 | 15 | 0.065337 | 0.054728 | 0 | no base cost | 0 | 0 | 177 | Illinois 2018 Statewide TRM, Section 4.6.4 | 0 | 0 | 177 | motor |  | 177
Nonequipment | PSC to ECM Evaporator Fan Motor (Reach-In) | Medium Temperature Reach-In Case with 20W Electronically Commutated Evaporator Fan Motor | Medium Temperature Reach-In Case with 20W Permanent Split Capacitor Fan Motor | Commercial | Existing | Hospitals | FL Zone 2 | Per Unit | 17% | 1343.82 | 839.8873 | 503.9324 | 0.375 | 15 | 0.065337 | 0.054728 | 0 | no base cost | 0 | 0 | 177 | Illinois 2018 Statewide TRM, Section 4.6.4 | 0 | 0 | 177 | motor |  | 177
Nonequipment | PSC to ECM Evaporator Fan Motor (Reach-In) | Medium Temperature Reach-In Case with 20W Electronically Commutated Evaporator Fan Motor | Medium Temperature Reach-In Case with 20W Permanent Split Capacitor Fan Motor | Commercial | Existing | Institutional | FL Zone 2 | Per Unit | 0% | 1343.82 | 839.8873 | 503.9324 | 0.375 | 15 | 0.070139 | 0.006425 | 0 | no base cost | 0 | 0 | 177 | Illinois 2018 Statewide TRM, Section 4.6.4 | 0 | 0 | 177 | motor |  | 177
Nonequipment | PSC to ECM Evaporator Fan Motor (Reach-In) | Medium Temperature Reach-In Case with 20W Electronically Commutated Evaporator Fan Motor | Medium Temperature Reach-In Case with 20W Permanent Split Capacitor Fan Motor | Commercial | Existing | Lodging/Hospitality | FL Zone 2 | Per Unit | 17% | 1343.82 | 839.8873 | 503.9324 | 0.375 | 15 | 0.065337 | 0.054728 | 0 | no base cost | 0 | 0 | 177 | Illinois 2018 Statewide TRM, Section 4.6.4 | 0 | 0 | 177 | motor |  | 177
Nonequipment | PSC to ECM Evaporator Fan Motor (Reach-In) | Medium Temperature Reach-In Case with 20W Electronically Commutated Evaporator Fan Motor | Medium Temperature Reach-In Case with 20W Permanent Split Capacitor Fan Motor | Commercial | Existing | Miscellaneous | FL Zone 2 | Per Unit | 0% | 1343.82 | 839.8873 | 503.9324 | 0.375 | 15 | 0.070139 | 0.006425 | 0 | no base cost | 0 | 0 | 177 | Illinois 2018 Statewide TRM, Section 4.6.4 | 0 | 0 | 177 | motor |  | 177
Nonequipment | PSC to ECM Evaporator Fan Motor (Reach-In) | Medium Temperature Reach-In Case with 20W Electronically Commutated Evaporator Fan Motor | Medium Temperature Reach-In Case with 20W Permanent Split Capacitor Fan Motor | Commercial | Existing | Offices | FL Zone 2 | Per Unit | 0% | 1343.82 | 839.8873 | 503.9324 | 0.375 | 15 | 0.070139 | 0.006425 | 0 | no base cost | 0 | 0 | 177 | Illinois 2018 Statewide TRM, Section 4.6.4 | 0 | 0 | 177 | motor |  | 177
Nonequipment | PSC to ECM Evaporator Fan Motor (Reach-In) | Medium Temperature Reach-In Case with 20W Electronically Commutated Evaporator Fan Motor | Medium Temperature Reach-In Case with 20W Permanent Split Capacitor Fan Motor | Commercial | Existing | Restaurants | FL Zone 2 | Per Unit | 17% | 1343.82 | 839.8873 | 503.9324 | 0.375 | 15 | 0.065337 | 0.054728 | 0 | no base cost | 0 | 0 | 177 | Illinois 2018 Statewide TRM, Section 4.6.4 | 0 | 0 | 177 | motor |  | 177
Nonequipment | PSC to ECM Evaporator Fan Motor (Reach-In) | Medium Temperature Reach-In Case with 20W Electronically Commutated Evaporator Fan Motor | Medium Temperature Reach-In Case with 20W Permanent Split Capacitor Fan Motor | Commercial | Existing | Retail | FL Zone 2 | Per Unit | 17% | 1343.82 | 839.8873 | 503.9324 | 0.375 | 15 | 0.070139 | 0.006425 | 0 | no base cost | 0 | 0 | 177 | Illinois 2018 Statewide TRM, Section 4.6.4 | 0 | 0 | 177 | motor |  | 177
Nonequipment | PSC to ECM Evaporator Fan Motor (Reach-In) | Medium Temperature Reach-In Case with 20W Electronically Commutated Evaporator Fan Motor | Medium Temperature Reach-In Case with 20W Permanent Split Capacitor Fan Motor | Commercial | Existing | Schools K-12 | FL Zone 2 | Per Unit | 17% | 1343.82 | 839.8873 | 503.9324 | 0.375 | 15 | 0.065337 | 0.054728 | 0 | no base cost | 0 | 0 | 177 | Illinois 2018 Statewide TRM, Section 4.6.4 | 0 | 0 | 177 | motor |  | 177
Nonequipment | PSC to ECM Evaporator Fan Motor (Reach-In) | Medium Temperature Reach-In Case with 20W Electronically Commutated Evaporator Fan Motor | Medium Temperature Reach-In Case with 20W Permanent Split Capacitor Fan Motor | Commercial | Existing | Warehouse | FL Zone 2 | Per Unit | 0% | 1343.82 | 839.8873 | 503.9324 | 0.375 | 15 | 0.070139 | 0.006425 | 0 | no base cost | 0 | 0 | 177 | Illinois 2018 Statewide TRM, Section 4.6.4 | 0 | 0 | 177 | motor |  | 177
Nonequipment | PSC to ECM Evaporator Fan Motor (Reach-In) | Medium Temperature Reach-In Case with 20W Electronically Commutated Evaporator Fan Motor | Medium Temperature Reach-In Case with 20W Permanent Split Capacitor Fan Motor | Commercial | New | Assembly | FL Zone 2 | Per Unit | 69% | 1343.82 | 839.8873 | 503.9324 | 0.375 | 15 | 0.070139 | 0.006425 | 0 | no base cost | 0 | 0 | 177 | Illinois 2018 Statewide TRM, Section 4.6.4 | 0 | 0 | 177 | motor |  | 177
Nonequipment | PSC to ECM Evaporator Fan Motor (Reach-In) | Medium Temperature Reach-In Case with 20W Electronically Commutated Evaporator Fan Motor | Medium Temperature Reach-In Case with 20W Permanent Split Capacitor Fan Motor | Commercial | New | College and University | FL Zone 2 | Per Unit | 69% | 1343.82 | 839.8873 | 503.9324 | 0.375 | 15 | 0.065337 | 0.054728 | 0 | no base cost | 0 | 0 | 177 | Illinois 2018 Statewide TRM, Section 4.6.4 | 0 | 0 | 177 | motor |  | 177
Nonequipment | PSC to ECM Evaporator Fan Motor (Reach-In) | Medium Temperature Reach-In Case with 20W Electronically Commutated Evaporator Fan Motor | Medium Temperature Reach-In Case with 20W Permanent Split Capacitor Fan Motor | Commercial | New | Grocery | FL Zone 2 | Per Unit | 69% | 1343.82 | 839.8873 | 503.9324 | 0.375 | 15 | 0.070139 | 0.006425 | 0 | no base cost | 0 | 0 | 177 | Illinois 2018 Statewide TRM, Section 4.6.4 | 0 | 0 | 177 | motor |  | 177
Nonequipment | PSC to ECM Evaporator Fan Motor (Reach-In) | Medium Temperature Reach-In Case with 20W Electronically Commutated Evaporator Fan Motor | Medium Temperature Reach-In Case with 20W Permanent Split Capacitor Fan Motor | Commercial | New | Healthcare | FL Zone 2 | Per Unit | 69% | 1343.82 | 839.8873 | 503.9324 | 0.375 | 15 | 0.065337 | 0.054728 | 0 | no base cost | 0 | 0 | 177 | Illinois 2018 Statewide TRM, Section 4.6.4 | 0 | 0 | 177 | motor |  | 177
Nonequipment | PSC to ECM Evaporator Fan Motor (Reach-In) | Medium Temperature Reach-In Case with 20W Electronically Commutated Evaporator Fan Motor | Medium Temperature Reach-In Case with 20W Permanent Split Capacitor Fan Motor | Commercial | New | Hospitals | FL Zone 2 | Per Unit | 69% | 1343.82 | 839.8873 | 503.9324 | 0.375 | 15 | 0.065337 | 0.054728 | 0 | no base cost | 0 | 0 | 177 | Illinois 2018 Statewide TRM, Section 4.6.4 | 0 | 0 | 177 | motor |  | 177
Nonequipment | PSC to ECM Evaporator Fan Motor (Reach-In) | Medium Temperature Reach-In Case with 20W Electronically Commutated Evaporator Fan Motor | Medium Temperature Reach-In Case with 20W Permanent Split Capacitor Fan Motor | Commercial | New | Institutional | FL Zone 2 | Per Unit | 0% | 1343.82 | 839.8873 | 503.9324 | 0.375 | 15 | 0.070139 | 0.006425 | 0 | no base cost | 0 | 0 | 177 | Illinois 2018 Statewide TRM, Section 4.6.4 | 0 | 0 | 177 | motor |  | 177
Nonequipment | PSC to ECM Evaporator Fan Motor (Reach-In) | Medium Temperature Reach-In Case with 20W Electronically Commutated Evaporator Fan Motor | Medium Temperature Reach-In Case with 20W Permanent Split Capacitor Fan Motor | Commercial | New | Lodging/Hospitality | FL Zone 2 | Per Unit | 69% | 1343.82 | 839.8873 | 503.9324 | 0.375 | 15 | 0.065337 | 0.054728 | 0 | no base cost | 0 | 0 | 177 | Illinois 2018 Statewide TRM, Section 4.6.4 | 0 | 0 | 177 | motor |  | 177
Nonequipment | PSC to ECM Evaporator Fan Motor (Reach-In) | Medium Temperature Reach-In Case with 20W Electronically Commutated Evaporator Fan Motor | Medium Temperature Reach-In Case with 20W Permanent Split Capacitor Fan Motor | Commercial | New | Miscellaneous | FL Zone 2 | Per Unit | 0% | 1343.82 | 839.8873 | 503.9324 | 0.375 | 15 | 0.070139 | 0.006425 | 0 | no base cost | 0 | 0 | 177 | Illinois 2018 Statewide TRM, Section 4.6.4 | 0 | 0 | 177 | motor |  | 177
Nonequipment | PSC to ECM Evaporator Fan Motor (Reach-In) | Medium Temperature Reach-In Case with 20W Electronically Commutated Evaporator Fan Motor | Medium Temperature Reach-In Case with 20W Permanent Split Capacitor Fan Motor | Commercial | New | Offices | FL Zone 2 | Per Unit | 0% | 1343.82 | 839.8873 | 503.9324 | 0.375 | 15 | 0.070139 | 0.006425 | 0 | no base cost | 0 | 0 | 177 | Illinois 2018 Statewide TRM, Section 4.6.4 | 0 | 0 | 177 | motor |  | 177
Nonequipment | PSC to ECM Evaporator Fan Motor (Reach-In) | Medium Temperature Reach-In Case with 20W Electronically Commutated Evaporator Fan Motor | Medium Temperature Reach-In Case with 20W Permanent Split Capacitor Fan Motor | Commercial | New | Restaurants | FL Zone 2 | Per Unit | 69% | 1343.82 | 839.8873 | 503.9324 | 0.375 | 15 | 0.065337 | 0.054728 | 0 | no base cost | 0 | 0 | 177 | Illinois 2018 Statewide TRM, Section 4.6.4 | 0 | 0 | 177 | motor |  | 177
Nonequipment | PSC to ECM Evaporator Fan Motor (Reach-In) | Medium Temperature Reach-In Case with 20W Electronically Commutated Evaporator Fan Motor | Medium Temperature Reach-In Case with 20W Permanent Split Capacitor Fan Motor | Commercial | New | Retail | FL Zone 2 | Per Unit | 69% | 1343.82 | 839.8873 | 503.9324 | 0.375 | 15 | 0.070139 | 0.006425 | 0 | no base cost | 0 | 0 | 177 | Illinois 2018 Statewide TRM, Section 4.6.4 | 0 | 0 | 177 | motor |  | 177
Nonequipment | PSC to ECM Evaporator Fan Motor (Reach-In) | Medium Temperature Reach-In Case with 20W Electronically Commutated Evaporator Fan Motor | Medium Temperature Reach-In Case with 20W Permanent Split Capacitor Fan Motor | Commercial | New | Schools K-12 | FL Zone 2 | Per Unit | 69% | 1343.82 | 839.8873 | 503.9324 | 0.375 | 15 | 0.065337 | 0.054728 | 0 | no base cost | 0 | 0 | 177 | Illinois 2018 Statewide TRM, Section 4.6.4 | 0 | 0 | 177 | motor |  | 177
Nonequipment | PSC to ECM Evaporator Fan Motor (Reach-In) | Medium Temperature Reach-In Case with 20W Electronically Commutated Evaporator Fan Motor | Medium Temperature Reach-In Case with 20W Permanent Split Capacitor Fan Motor | Commercial | New | Warehouse | FL Zone 2 | Per Unit | 0% | 1343.82 | 839.8873 | 503.9324 | 0.375 | 15 | 0.070139 | 0.006425 | 0 | no base cost | 0 | 0 | 177 | Illinois 2018 Statewide TRM, Section 4.6.4 | 0 | 0 | 177 | motor |  | 177
Nonequipment | PSC to ECM Evaporator Fan Motor (Walk-In, Refrigerator) | Medium Temperature Walk-In Case with Electronically Commutated Evaporator Fan Motor | Medium Temperature Reach-In Case with Permanent Split Capacitor Evaporator Fan Motor | Commercial | Existing | Assembly | FL Zone 2 | Per Unit | 17% | 872.1376 | 545.086 | 327.0516 | 0.375 | 15 | 0.04552 | 0.00417 | 0 | no base cost | 0 | 0 | 177 | Illinois 2018 Statewide TRM, Section 4.6.4 | 0 | 0 | 177 | motor |  | 177
Nonequipment | PSC to ECM Evaporator Fan Motor (Walk-In, Refrigerator) | Medium Temperature Walk-In Case with Electronically Commutated Evaporator Fan Motor | Medium Temperature Reach-In Case with Permanent Split Capacitor Evaporator Fan Motor | Commercial | Existing | College and University | FL Zone 2 | Per Unit | 17% | 872.1376 | 545.086 | 327.0516 | 0.375 | 15 | 0.042404 | 0.035519 | 0 | no base cost | 0 | 0 | 177 | Illinois 2018 Statewide TRM, Section 4.6.4 | 0 | 0 | 177 | motor |  | 177
Nonequipment | PSC to ECM Evaporator Fan Motor (Walk-In, Refrigerator) | Medium Temperature Walk-In Case with Electronically Commutated Evaporator Fan Motor | Medium Temperature Reach-In Case with Permanent Split Capacitor Evaporator Fan Motor | Commercial | Existing | Grocery | FL Zone 2 | Per Unit | 17% | 872.1376 | 545.086 | 327.0516 | 0.375 | 15 | 0.04552 | 0.00417 | 0 | no base cost | 0 | 0 | 177 | Illinois 2018 Statewide TRM, Section 4.6.4 | 0 | 0 | 177 | motor |  | 177
Nonequipment | PSC to ECM Evaporator Fan Motor (Walk-In, Refrigerator) | Medium Temperature Walk-In Case with Electronically Commutated Evaporator Fan Motor | Medium Temperature Reach-In Case with Permanent Split Capacitor Evaporator Fan Motor | Commercial | Existing | Healthcare | FL Zone 2 | Per Unit | 17% | 872.1376 | 545.086 | 327.0516 | 0.375 | 15 | 0.042404 | 0.035519 | 0 | no base cost | 0 | 0 | 177 | Illinois 2018 Statewide TRM, Section 4.6.4 | 0 | 0 | 177 | motor |  | 177
Nonequipment | PSC to ECM Evaporator Fan Motor (Walk-In, Refrigerator) | Medium Temperature Walk-In Case with Electronically Commutated Evaporator Fan Motor | Medium Temperature Reach-In Case with Permanent Split Capacitor Evaporator Fan Motor | Commercial | Existing | Hospitals | FL Zone 2 | Per Unit | 17% | 872.1376 | 545.086 | 327.0516 | 0.375 | 15 | 0.042404 | 0.035519 | 0 | no base cost | 0 | 0 | 177 | Illinois 2018 Statewide TRM, Section 4.6.4 | 0 | 0 | 177 | motor |  | 177
Nonequipment | PSC to ECM Evaporator Fan Motor (Walk-In, Refrigerator) | Medium Temperature Walk-In Case with Electronically Commutated Evaporator Fan Motor | Medium Temperature Reach-In Case with Permanent Split Capacitor Evaporator Fan Motor | Commercial | Existing | Institutional | FL Zone 2 | Per Unit | 0% | 872.1376 | 545.086 | 327.0516 | 0.375 | 15 | 0.04552 | 0.00417 | 0 | no base cost | 0 | 0 | 177 | Illinois 2018 Statewide TRM, Section 4.6.4 | 0 | 0 | 177 | motor |  | 177
Nonequipment | PSC to ECM Evaporator Fan Motor (Walk-In, Refrigerator) | Medium Temperature Walk-In Case with Electronically Commutated Evaporator Fan Motor | Medium Temperature Reach-In Case with Permanent Split Capacitor Evaporator Fan Motor | Commercial | Existing | Lodging/Hospitality | FL Zone 2 | Per Unit | 17% | 872.1376 | 545.086 | 327.0516 | 0.375 | 15 | 0.042404 | 0.035519 | 0 | no base cost | 0 | 0 | 177 | Illinois 2018 Statewide TRM, Section 4.6.4 | 0 | 0 | 177 | motor |  | 177
Nonequipment | PSC to ECM Evaporator Fan Motor (Walk-In, Refrigerator) | Medium Temperature Walk-In Case with Electronically Commutated Evaporator Fan Motor | Medium Temperature Reach-In Case with Permanent Split Capacitor Evaporator Fan Motor | Commercial | Existing | Miscellaneous | FL Zone 2 | Per Unit | 0% | 872.1376 | 545.086 | 327.0516 | 0.375 | 15 | 0.04552 | 0.00417 | 0 | no base cost | 0 | 0 | 177 | Illinois 2018 Statewide TRM, Section 4.6.4 | 0 | 0 | 177 | motor |  | 177
Nonequipment | PSC to ECM Evaporator Fan Motor (Walk-In, Refrigerator) | Medium Temperature Walk-In Case with Electronically Commutated Evaporator Fan Motor | Medium Temperature Reach-In Case with Permanent Split Capacitor Evaporator Fan Motor | Commercial | Existing | Offices | FL Zone 2 | Per Unit | 0% | 872.1376 | 545.086 | 327.0516 | 0.375 | 15 | 0.04552 | 0.00417 | 0 | no base cost | 0 | 0 | 177 | Illinois 2018 Statewide TRM, Section 4.6.4 | 0 | 0 | 177 | motor |  | 177
Nonequipment | PSC to ECM Evaporator Fan Motor (Walk-In, Refrigerator) | Medium Temperature Walk-In Case with Electronically Commutated Evaporator Fan Motor | Medium Temperature Reach-In Case with Permanent Split Capacitor Evaporator Fan Motor | Commercial | Existing | Restaurants | FL Zone 2 | Per Unit | 17% | 872.1376 | 545.086 | 327.0516 | 0.375 | 15 | 0.042404 | 0.035519 | 0 | no base cost | 0 | 0 | 177 | Illinois 2018 Statewide TRM, Section 4.6.4 | 0 | 0 | 177 | motor |  | 177
Nonequipment | PSC to ECM Evaporator Fan Motor (Walk-In, Refrigerator) | Medium Temperature Walk-In Case with Electronically Commutated Evaporator Fan Motor | Medium Temperature Reach-In Case with Permanent Split Capacitor Evaporator Fan Motor | Commercial | Existing | Retail | FL Zone 2 | Per Unit | 17% | 872.1376 | 545.086 | 327.0516 | 0.375 | 15 | 0.04552 | 0.00417 | 0 | no base cost | 0 | 0 | 177 | Illinois 2018 Statewide TRM, Section 4.6.4 | 0 | 0 | 177 | motor |  | 177
Nonequipment | PSC to ECM Evaporator Fan Motor (Walk-In, Refrigerator) | Medium Temperature Walk-In Case with Electronically Commutated Evaporator Fan Motor | Medium Temperature Reach-In Case with Permanent Split Capacitor Evaporator Fan Motor | Commercial | Existing | Schools K-12 | FL Zone 2 | Per Unit | 17% | 872.1376 | 545.086 | 327.0516 | 0.375 | 15 | 0.042404 | 0.035519 | 0 | no base cost | 0 | 0 | 177 | Illinois 2018 Statewide TRM, Section 4.6.4 | 0 | 0 | 177 | motor |  | 177
Nonequipment | PSC to ECM Evaporator Fan Motor (Walk-In, Refrigerator) | Medium Temperature Walk-In Case with Electronically Commutated Evaporator Fan Motor | Medium Temperature Reach-In Case with Permanent Split Capacitor Evaporator Fan Motor | Commercial | Existing | Warehouse | FL Zone 2 | Per Unit | 0% | 872.1376 | 545.086 | 327.0516 | 0.375 | 15 | 0.04552 | 0.00417 | 0 | no base cost | 0 | 0 | 177 | Illinois 2018 Statewide TRM, Section 4.6.4 | 0 | 0 | 177 | motor |  | 177
Nonequipment | PSC to ECM Evaporator Fan Motor (Walk-In, Refrigerator) | Medium Temperature Walk-In Case with Electronically Commutated Evaporator Fan Motor | Medium Temperature Reach-In Case with Permanent Split Capacitor Evaporator Fan Motor | Commercial | New | Assembly | FL Zone 2 | Per Unit | 69% | 872.1376 | 545.086 | 327.0516 | 0.375 | 15 | 0.04552 | 0.00417 | 0 | no base cost | 0 | 0 | 177 | Illinois 2018 Statewide TRM, Section 4.6.4 | 0 | 0 | 177 | motor |  | 177
Nonequipment | PSC to ECM Evaporator Fan Motor (Walk-In, Refrigerator) | Medium Temperature Walk-In Case with Electronically Commutated Evaporator Fan Motor | Medium Temperature Reach-In Case with Permanent Split Capacitor Evaporator Fan Motor | Commercial | New | College and University | FL Zone 2 | Per Unit | 69% | 872.1376 | 545.086 | 327.0516 | 0.375 | 15 | 0.042404 | 0.035519 | 0 | no base cost | 0 | 0 | 177 | Illinois 2018 Statewide TRM, Section 4.6.4 | 0 | 0 | 177 | motor |  | 177
Nonequipment | PSC to ECM Evaporator Fan Motor (Walk-In, Refrigerator) | Medium Temperature Walk-In Case with Electronically Commutated Evaporator Fan Motor | Medium Temperature Reach-In Case with Permanent Split Capacitor Evaporator Fan Motor | Commercial | New | Grocery | FL Zone 2 | Per Unit | 69% | 872.1376 | 545.086 | 327.0516 | 0.375 | 15 | 0.04552 | 0.00417 | 0 | no base cost | 0 | 0 | 177 | Illinois 2018 Statewide TRM, Section 4.6.4 | 0 | 0 | 177 | motor |  | 177
Nonequipment | PSC to ECM Evaporator Fan Motor (Walk-In, Refrigerator) | Medium Temperature Walk-In Case with Electronically Commutated Evaporator Fan Motor | Medium Temperature Reach-In Case with Permanent Split Capacitor Evaporator Fan Motor | Commercial | New | Healthcare | FL Zone 2 | Per Unit | 69% | 872.1376 | 545.086 | 327.0516 | 0.375 | 15 | 0.042404 | 0.035519 | 0 | no base cost | 0 | 0 | 177 | Illinois 2018 Statewide TRM, Section 4.6.4 | 0 | 0 | 177 | motor |  | 177
Nonequipment | PSC to ECM Evaporator Fan Motor (Walk-In, Refrigerator) | Medium Temperature Walk-In Case with Electronically Commutated Evaporator Fan Motor | Medium Temperature Reach-In Case with Permanent Split Capacitor Evaporator Fan Motor | Commercial | New | Hospitals | FL Zone 2 | Per Unit | 69% | 872.1376 | 545.086 | 327.0516 | 0.375 | 15 | 0.042404 | 0.035519 | 0 | no base cost | 0 | 0 | 177 | Illinois 2018 Statewide TRM, Section 4.6.4 | 0 | 0 | 177 | motor |  | 177
Nonequipment | PSC to ECM Evaporator Fan Motor (Walk-In, Refrigerator) | Medium Temperature Walk-In Case with Electronically Commutated Evaporator Fan Motor | Medium Temperature Reach-In Case with Permanent Split Capacitor Evaporator Fan Motor | Commercial | New | Institutional | FL Zone 2 | Per Unit | 0% | 872.1376 | 545.086 | 327.0516 | 0.375 | 15 | 0.04552 | 0.00417 | 0 | no base cost | 0 | 0 | 177 | Illinois 2018 Statewide TRM, Section 4.6.4 | 0 | 0 | 177 | motor |  | 177
Nonequipment | PSC to ECM Evaporator Fan Motor (Walk-In, Refrigerator) | Medium Temperature Walk-In Case with Electronically Commutated Evaporator Fan Motor | Medium Temperature Reach-In Case with Permanent Split Capacitor Evaporator Fan Motor | Commercial | New | Lodging/Hospitality | FL Zone 2 | Per Unit | 69% | 872.1376 | 545.086 | 327.0516 | 0.375 | 15 | 0.042404 | 0.035519 | 0 | no base cost | 0 | 0 | 177 | Illinois 2018 Statewide TRM, Section 4.6.4 | 0 | 0 | 177 | motor |  | 177
Nonequipment | PSC to ECM Evaporator Fan Motor (Walk-In, Refrigerator) | Medium Temperature Walk-In Case with Electronically Commutated Evaporator Fan Motor | Medium Temperature Reach-In Case with Permanent Split Capacitor Evaporator Fan Motor | Commercial | New | Miscellaneous | FL Zone 2 | Per Unit | 0% | 872.1376 | 545.086 | 327.0516 | 0.375 | 15 | 0.04552 | 0.00417 | 0 | no base cost | 0 | 0 | 177 | Illinois 2018 Statewide TRM, Section 4.6.4 | 0 | 0 | 177 | motor |  | 177
Nonequipment | PSC to ECM Evaporator Fan Motor (Walk-In, Refrigerator) | Medium Temperature Walk-In Case with Electronically Commutated Evaporator Fan Motor | Medium Temperature Reach-In Case with Permanent Split Capacitor Evaporator Fan Motor | Commercial | New | Offices | FL Zone 2 | Per Unit | 0% | 872.1376 | 545.086 | 327.0516 | 0.375 | 15 | 0.04552 | 0.00417 | 0 | no base cost | 0 | 0 | 177 | Illinois 2018 Statewide TRM, Section 4.6.4 | 0 | 0 | 177 | motor |  | 177
Nonequipment | PSC to ECM Evaporator Fan Motor (Walk-In, Refrigerator) | Medium Temperature Walk-In Case with Electronically Commutated Evaporator Fan Motor | Medium Temperature Reach-In Case with Permanent Split Capacitor Evaporator Fan Motor | Commercial | New | Restaurants | FL Zone 2 | Per Unit | 69% | 872.1376 | 545.086 | 327.0516 | 0.375 | 15 | 0.042404 | 0.035519 | 0 | no base cost | 0 | 0 | 177 | Illinois 2018 Statewide TRM, Section 4.6.4 | 0 | 0 | 177 | motor |  | 177
Nonequipment | PSC to ECM Evaporator Fan Motor (Walk-In, Refrigerator) | Medium Temperature Walk-In Case with Electronically Commutated Evaporator Fan Motor | Medium Temperature Reach-In Case with Permanent Split Capacitor Evaporator Fan Motor | Commercial | New | Retail | FL Zone 2 | Per Unit | 69% | 872.1376 | 545.086 | 327.0516 | 0.375 | 15 | 0.04552 | 0.00417 | 0 | no base cost | 0 | 0 | 177 | Illinois 2018 Statewide TRM, Section 4.6.4 | 0 | 0 | 177 | motor |  | 177
Nonequipment | PSC to ECM Evaporator Fan Motor (Walk-In, Refrigerator) | Medium Temperature Walk-In Case with Electronically Commutated Evaporator Fan Motor | Medium Temperature Reach-In Case with Permanent Split Capacitor Evaporator Fan Motor | Commercial | New | Schools K-12 | FL Zone 2 | Per Unit | 69% | 872.1376 | 545.086 | 327.0516 | 0.375 | 15 | 0.042404 | 0.035519 | 0 | no base cost | 0 | 0 | 177 | Illinois 2018 Statewide TRM, Section 4.6.4 | 0 | 0 | 177 | motor |  | 177
Nonequipment | PSC to ECM Evaporator Fan Motor (Walk-In, Refrigerator) | Medium Temperature Walk-In Case with Electronically Commutated Evaporator Fan Motor | Medium Temperature Reach-In Case with Permanent Split Capacitor Evaporator Fan Motor | Commercial | New | Warehouse | FL Zone 2 | Per Unit | 0% | 872.1376 | 545.086 | 327.0516 | 0.375 | 15 | 0.04552 | 0.00417 | 0 | no base cost | 0 | 0 | 177 | Illinois 2018 Statewide TRM, Section 4.6.4 | 0 | 0 | 177 | motor |  | 177
Nonequipment | Refrigerated Display Case Lighting Controls | Occupancy Sensors for Refrigerated Case Lighting | Market-Share Weighted Existing Linear Fluorescent Fixture | Commercial | Existing | Assembly | FL Zone 2 | Per End Use Consumption | 0% | 2434.55 | 2373.114 | 61.4361 | 0.025235 | 8 | 0.008439 | 0.007886 | 0 | no equipment cost | 0 | 0 | 68 | Efficiency Maine 2016 Commercial Technical Reference Manual V2016.1, Appendix E | 36.14 | Efficiency Maine 2016 Commercial Technical Reference Manual V2016.1, Appendix E | 104.14 | unit |  | 104.14
Nonequipment | Refrigerated Display Case Lighting Controls | Occupancy Sensors for Refrigerated Case Lighting | Market-Share Weighted Existing Linear Fluorescent Fixture | Commercial | Existing | College and University | FL Zone 2 | Per End Use Consumption | 0% | 2434.55 | 2373.114 | 61.4361 | 0.025235 | 8 | 0.008439 | 0.007886 | 0 | no equipment cost | 0 | 0 | 68 | Efficiency Maine 2016 Commercial Technical Reference Manual V2016.1, Appendix E | 36.14 | Efficiency Maine 2016 Commercial Technical Reference Manual V2016.1, Appendix E | 104.14 | unit |  | 104.14
Nonequipment | Refrigerated Display Case Lighting Controls | Occupancy Sensors for Refrigerated Case Lighting | Market-Share Weighted Existing Linear Fluorescent Fixture | Commercial | Existing | Grocery | FL Zone 2 | Per End Use Consumption | 50% | 2434.55 | 2373.114 | 61.4361 | 0.025235 | 8 | 0.008439 | 0.007886 | 0 | no equipment cost | 0 | 0 | 68 | Efficiency Maine 2016 Commercial Technical Reference Manual V2016.1, Appendix E | 36.14 | Efficiency Maine 2016 Commercial Technical Reference Manual V2016.1, Appendix E | 104.14 | unit |  | 104.14
Nonequipment | Refrigerated Display Case Lighting Controls | Occupancy Sensors for Refrigerated Case Lighting | Market-Share Weighted Existing Linear Fluorescent Fixture | Commercial | Existing | Healthcare | FL Zone 2 | Per End Use Consumption | 0% | 2434.55 | 2373.114 | 61.4361 | 0.025235 | 8 | 0.008439 | 0.007886 | 0 | no equipment cost | 0 | 0 | 68 | Efficiency Maine 2016 Commercial Technical Reference Manual V2016.1, Appendix E | 36.14 | Efficiency Maine 2016 Commercial Technical Reference Manual V2016.1, Appendix E | 104.14 | unit |  | 104.14
Nonequipment | Refrigerated Display Case Lighting Controls | Occupancy Sensors for Refrigerated Case Lighting | Market-Share Weighted Existing Linear Fluorescent Fixture | Commercial | Existing | Hospitals | FL Zone 2 | Per End Use Consumption | 0% | 2434.55 | 2373.114 | 61.4361 | 0.025235 | 8 | 0.008439 | 0.007886 | 0 | no equipment cost | 0 | 0 | 68 | Efficiency Maine 2016 Commercial Technical Reference Manual V2016.1, Appendix E | 36.14 | Efficiency Maine 2016 Commercial Technical Reference Manual V2016.1, Appendix E | 104.14 | unit |  | 104.14
Nonequipment | Refrigerated Display Case Lighting Controls | Occupancy Sensors for Refrigerated Case Lighting | Market-Share Weighted Existing Linear Fluorescent Fixture | Commercial | Existing | Institutional | FL Zone 2 | Per End Use Consumption | 0% | 2434.55 | 2373.114 | 61.4361 | 0.025235 | 8 | 0.008439 | 0.007886 | 0 | no equipment cost | 0 | 0 | 68 | Efficiency Maine 2016 Commercial Technical Reference Manual V2016.1, Appendix E | 36.14 | Efficiency Maine 2016 Commercial Technical Reference Manual V2016.1, Appendix E | 104.14 | unit |  | 104.14
Nonequipment | Refrigerated Display Case Lighting Controls | Occupancy Sensors for Refrigerated Case Lighting | Market-Share Weighted Existing Linear Fluorescent Fixture | Commercial | Existing | Lodging/Hospitality | FL Zone 2 | Per End Use Consumption | 0% | 2434.55 | 2373.114 | 61.4361 | 0.025235 | 8 | 0.008439 | 0.007886 | 0 | no equipment cost | 0 | 0 | 68 | Efficiency Maine 2016 Commercial Technical Reference Manual V2016.1, Appendix E | 36.14 | Efficiency Maine 2016 Commercial Technical Reference Manual V2016.1, Appendix E | 104.14 | unit |  | 104.14
Nonequipment | Refrigerated Display Case Lighting Controls | Occupancy Sensors for Refrigerated Case Lighting | Market-Share Weighted Existing Linear Fluorescent Fixture | Commercial | Existing | Miscellaneous | FL Zone 2 | Per End Use Consumption | 0% | 2434.55 | 2373.114 | 61.4361 | 0.025235 | 8 | 0.008439 | 0.007886 | 0 | no equipment cost | 0 | 0 | 68 | Efficiency Maine 2016 Commercial Technical Reference Manual V2016.1, Appendix E | 36.14 | Efficiency Maine 2016 Commercial Technical Reference Manual V2016.1, Appendix E | 104.14 | unit |  | 104.14
Nonequipment | Refrigerated Display Case Lighting Controls | Occupancy Sensors for Refrigerated Case Lighting | Market-Share Weighted Existing Linear Fluorescent Fixture | Commercial | Existing | Offices | FL Zone 2 | Per End Use Consumption | 0% | 2434.55 | 2373.114 | 61.4361 | 0.025235 | 8 | 0.008439 | 0.007886 | 0 | no equipment cost | 0 | 0 | 68 | Efficiency Maine 2016 Commercial Technical Reference Manual V2016.1, Appendix E | 36.14 | Efficiency Maine 2016 Commercial Technical Reference Manual V2016.1, Appendix E | 104.14 | unit |  | 104.14
Nonequipment | Refrigerated Display Case Lighting Controls | Occupancy Sensors for Refrigerated Case Lighting | Market-Share Weighted Existing Linear Fluorescent Fixture | Commercial | Existing | Restaurants | FL Zone 2 | Per End Use Consumption | 0% | 2434.55 | 2373.114 | 61.4361 | 0.025235 | 8 | 0.008439 | 0.007886 | 0 | no equipment cost | 0 | 0 | 68 | Efficiency Maine 2016 Commercial Technical Reference Manual V2016.1, Appendix E | 36.14 | Efficiency Maine 2016 Commercial Technical Reference Manual V2016.1, Appendix E | 104.14 | unit |  | 104.14
Nonequipment | Refrigerated Display Case Lighting Controls | Occupancy Sensors for Refrigerated Case Lighting | Market-Share Weighted Existing Linear Fluorescent Fixture | Commercial | Existing | Retail | FL Zone 2 | Per End Use Consumption | 0% | 2434.55 | 2373.114 | 61.4361 | 0.025235 | 8 | 0.008439 | 0.007886 | 0 | no equipment cost | 0 | 0 | 68 | Efficiency Maine 2016 Commercial Technical Reference Manual V2016.1, Appendix E | 36.14 | Efficiency Maine 2016 Commercial Technical Reference Manual V2016.1, Appendix E | 104.14 | unit |  | 104.14
Nonequipment | Refrigerated Display Case Lighting Controls | Occupancy Sensors for Refrigerated Case Lighting | Market-Share Weighted Existing Linear Fluorescent Fixture | Commercial | Existing | Schools K-12 | FL Zone 2 | Per End Use Consumption | 0% | 2434.55 | 2373.114 | 61.4361 | 0.025235 | 8 | 0.008439 | 0.007886 | 0 | no equipment cost | 0 | 0 | 68 | Efficiency Maine 2016 Commercial Technical Reference Manual V2016.1, Appendix E | 36.14 | Efficiency Maine 2016 Commercial Technical Reference Manual V2016.1, Appendix E | 104.14 | unit |  | 104.14
Nonequipment | Refrigerated Display Case Lighting Controls | Occupancy Sensors for Refrigerated Case Lighting | Market-Share Weighted Existing Linear Fluorescent Fixture | Commercial | Existing | Warehouse | FL Zone 2 | Per End Use Consumption | 0% | 2434.55 | 2373.114 | 61.4361 | 0.025235 | 8 | 0.008439 | 0.007886 | 0 | no equipment cost | 0 | 0 | 68 | Efficiency Maine 2016 Commercial Technical Reference Manual V2016.1, Appendix E | 36.14 | Efficiency Maine 2016 Commercial Technical Reference Manual V2016.1, Appendix E | 104.14 | unit |  | 104.14
Nonequipment | Refrigerated Display Case Lighting Controls | Occupancy Sensors for Refrigerated Case Lighting | LED Refrigerated Case Lighting Fixture | Commercial | New | Assembly | FL Zone 2 | Per End Use Consumption | 0% | 2434.55 | 2411.751 | 22.7985 | 0.009365 | 8 | 0.003132 | 0.002926 | 0 | no equipment cost | 0 | 0 | 68 | Efficiency Maine 2016 Commercial Technical Reference Manual V2016.1, Appendix E | 36.14 | Efficiency Maine 2016 Commercial Technical Reference Manual V2016.1, Appendix E | 104.14 | unit |  | 104.14
Nonequipment | Refrigerated Display Case Lighting Controls | Occupancy Sensors for Refrigerated Case Lighting | LED Refrigerated Case Lighting Fixture | Commercial | New | College and University | FL Zone 2 | Per End Use Consumption | 0% | 2434.55 | 2411.751 | 22.7985 | 0.009365 | 8 | 0.003132 | 0.002926 | 0 | no equipment cost | 0 | 0 | 68 | Efficiency Maine 2016 Commercial Technical Reference Manual V2016.1, Appendix E | 36.14 | Efficiency Maine 2016 Commercial Technical Reference Manual V2016.1, Appendix E | 104.14 | unit |  | 104.14
Nonequipment | Refrigerated Display Case Lighting Controls | Occupancy Sensors for Refrigerated Case Lighting | LED Refrigerated Case Lighting Fixture | Commercial | New | Grocery | FL Zone 2 | Per End Use Consumption | 50% | 2434.55 | 2411.751 | 22.7985 | 0.009365 | 8 | 0.003132 | 0.002926 | 0 | no equipment cost | 0 | 0 | 68 | Efficiency Maine 2016 Commercial Technical Reference Manual V2016.1, Appendix E | 36.14 | Efficiency Maine 2016 Commercial Technical Reference Manual V2016.1, Appendix E | 104.14 | unit |  | 104.14
Nonequipment | Refrigerated Display Case Lighting Controls | Occupancy Sensors for Refrigerated Case Lighting | LED Refrigerated Case Lighting Fixture | Commercial | New | Healthcare | FL Zone 2 | Per End Use Consumption | 0% | 2434.55 | 2411.751 | 22.7985 | 0.009365 | 8 | 0.003132 | 0.002926 | 0 | no equipment cost | 0 | 0 | 68 | Efficiency Maine 2016 Commercial Technical Reference Manual V2016.1, Appendix E | 36.14 | Efficiency Maine 2016 Commercial Technical Reference Manual V2016.1, Appendix E | 104.14 | unit |  | 104.14
Nonequipment | Refrigerated Display Case Lighting Controls | Occupancy Sensors for Refrigerated Case Lighting | LED Refrigerated Case Lighting Fixture | Commercial | New | Hospitals | FL Zone 2 | Per End Use Consumption | 0% | 2434.55 | 2411.751 | 22.7985 | 0.009365 | 8 | 0.003132 | 0.002926 | 0 | no equipment cost | 0 | 0 | 68 | Efficiency Maine 2016 Commercial Technical Reference Manual V2016.1, Appendix E | 36.14 | Efficiency Maine 2016 Commercial Technical Reference Manual V2016.1, Appendix E | 104.14 | unit |  | 104.14
Nonequipment | Refrigerated Display Case Lighting Controls | Occupancy Sensors for Refrigerated Case Lighting | LED Refrigerated Case Lighting Fixture | Commercial | New | Institutional | FL Zone 2 | Per End Use Consumption | 0% | 2434.55 | 2411.751 | 22.7985 | 0.009365 | 8 | 0.003132 | 0.002926 | 0 | no equipment cost | 0 | 0 | 68 | Efficiency Maine 2016 Commercial Technical Reference Manual V2016.1, Appendix E | 36.14 | Efficiency Maine 2016 Commercial Technical Reference Manual V2016.1, Appendix E | 104.14 | unit |  | 104.14
Nonequipment | Refrigerated Display Case Lighting Controls | Occupancy Sensors for Refrigerated Case Lighting | LED Refrigerated Case Lighting Fixture | Commercial | New | Lodging/Hospitality | FL Zone 2 | Per End Use Consumption | 0% | 2434.55 | 2411.751 | 22.7985 | 0.009365 | 8 | 0.003132 | 0.002926 | 0 | no equipment cost | 0 | 0 | 68 | Efficiency Maine 2016 Commercial Technical Reference Manual V2016.1, Appendix E | 36.14 | Efficiency Maine 2016 Commercial Technical Reference Manual V2016.1, Appendix E | 104.14 | unit |  | 104.14
Nonequipment | Refrigerated Display Case Lighting Controls | Occupancy Sensors for Refrigerated Case Lighting | LED Refrigerated Case Lighting Fixture | Commercial | New | Miscellaneous | FL Zone 2 | Per End Use Consumption | 0% | 2434.55 | 2411.751 | 22.7985 | 0.009365 | 8 | 0.003132 | 0.002926 | 0 | no equipment cost | 0 | 0 | 68 | Efficiency Maine 2016 Commercial Technical Reference Manual V2016.1, Appendix E | 36.14 | Efficiency Maine 2016 Commercial Technical Reference Manual V2016.1, Appendix E | 104.14 | unit |  | 104.14
Nonequipment | Refrigerated Display Case Lighting Controls | Occupancy Sensors for Refrigerated Case Lighting | LED Refrigerated Case Lighting Fixture | Commercial | New | Offices | FL Zone 2 | Per End Use Consumption | 0% | 2434.55 | 2411.751 | 22.7985 | 0.009365 | 8 | 0.003132 | 0.002926 | 0 | no equipment cost | 0 | 0 | 68 | Efficiency Maine 2016 Commercial Technical Reference Manual V2016.1, Appendix E | 36.14 | Efficiency Maine 2016 Commercial Technical Reference Manual V2016.1, Appendix E | 104.14 | unit |  | 104.14
Nonequipment | Refrigerated Display Case Lighting Controls | Occupancy Sensors for Refrigerated Case Lighting | LED Refrigerated Case Lighting Fixture | Commercial | New | Restaurants | FL Zone 2 | Per End Use Consumption | 0% | 2434.55 | 2411.751 | 22.7985 | 0.009365 | 8 | 0.003132 | 0.002926 | 0 | no equipment cost | 0 | 0 | 68 | Efficiency Maine 2016 Commercial Technical Reference Manual V2016.1, Appendix E | 36.14 | Efficiency Maine 2016 Commercial Technical Reference Manual V2016.1, Appendix E | 104.14 | unit |  | 104.14
Nonequipment | Refrigerated Display Case Lighting Controls | Occupancy Sensors for Refrigerated Case Lighting | LED Refrigerated Case Lighting Fixture | Commercial | New | Retail | FL Zone 2 | Per End Use Consumption | 0% | 2434.55 | 2411.751 | 22.7985 | 0.009365 | 8 | 0.003132 | 0.002926 | 0 | no equipment cost | 0 | 0 | 68 | Efficiency Maine 2016 Commercial Technical Reference Manual V2016.1, Appendix E | 36.14 | Efficiency Maine 2016 Commercial Technical Reference Manual V2016.1, Appendix E | 104.14 | unit |  | 104.14
Nonequipment | Refrigerated Display Case Lighting Controls | Occupancy Sensors for Refrigerated Case Lighting | LED Refrigerated Case Lighting Fixture | Commercial | New | Schools K-12 | FL Zone 2 | Per End Use Consumption | 0% | 2434.55 | 2411.751 | 22.7985 | 0.009365 | 8 | 0.003132 | 0.002926 | 0 | no equipment cost | 0 | 0 | 68 | Efficiency Maine 2016 Commercial Technical Reference Manual V2016.1, Appendix E | 36.14 | Efficiency Maine 2016 Commercial Technical Reference Manual V2016.1, Appendix E | 104.14 | unit |  | 104.14
Nonequipment | Refrigerated Display Case Lighting Controls | Occupancy Sensors for Refrigerated Case Lighting | LED Refrigerated Case Lighting Fixture | Commercial | New | Warehouse | FL Zone 2 | Per End Use Consumption | 0% | 2434.55 | 2411.751 | 22.7985 | 0.009365 | 8 | 0.003132 | 0.002926 | 0 | no equipment cost | 0 | 0 | 68 | Efficiency Maine 2016 Commercial Technical Reference Manual V2016.1, Appendix E | 36.14 | Efficiency Maine 2016 Commercial Technical Reference Manual V2016.1, Appendix E | 104.14 | unit |  | 104.14
Nonequipment | Strip Curtains for Walk-ins | Walk-in cooler with strip curtains at least 0.06 inches thick covering the entire area of the doorway | Walk-in cooler without strip curtains | Commercial | Existing | Assembly | FL Zone 2 | Per End Use Consumption | 4% | 19854.73 | 19434.73 | 420 | 0.021154 | 4 | 0.060723 | 0.016724 | 0 | No strip curtains | 0 | 0 | 10.22 | Illinois 2018 Statewide TRM, Section 4.6.7 | 0 | 0 | 10.22 | sq ft | 21 | 214.62
Nonequipment | Strip Curtains for Walk-ins | Walk-in cooler with strip curtains at least 0.06 inches thick covering the entire area of the doorway | Walk-in cooler without strip curtains | Commercial | Existing | College and University | FL Zone 2 | Per End Use Consumption | 4% | 19854.73 | 19434.73 | 420 | 0.021154 | 4 | 0.054455 | 0.045613 | 0 | No strip curtains | 0 | 0 | 10.22 | Illinois 2018 Statewide TRM, Section 4.6.7 | 0 | 0 | 10.22 | sq ft | 21 | 214.62
Nonequipment | Strip Curtains for Walk-ins | Walk-in cooler with strip curtains at least 0.06 inches thick covering the entire area of the doorway | Walk-in cooler without strip curtains | Commercial | Existing | Grocery | FL Zone 2 | Per End Use Consumption | 20% | 19854.73 | 19434.73 | 420 | 0.021154 | 4 | 0.060723 | 0.016724 | 0 | No strip curtains | 0 | 0 | 10.22 | Illinois 2018 Statewide TRM, Section 4.6.7 | 0 | 0 | 10.22 | sq ft | 21 | 214.62
Nonequipment | Strip Curtains for Walk-ins | Walk-in cooler with strip curtains at least 0.06 inches thick covering the entire area of the doorway | Walk-in cooler without strip curtains | Commercial | Existing | Healthcare | FL Zone 2 | Per End Use Consumption | 4% | 19854.73 | 19434.73 | 420 | 0.021154 | 4 | 0.054455 | 0.045613 | 0 | No strip curtains | 0 | 0 | 10.22 | Illinois 2018 Statewide TRM, Section 4.6.7 | 0 | 0 | 10.22 | sq ft | 21 | 214.62
Nonequipment | Strip Curtains for Walk-ins | Walk-in cooler with strip curtains at least 0.06 inches thick covering the entire area of the doorway | Walk-in cooler without strip curtains | Commercial | Existing | Hospitals | FL Zone 2 | Per End Use Consumption | 4% | 19854.73 | 19434.73 | 420 | 0.021154 | 4 | 0.054455 | 0.045613 | 0 | No strip curtains | 0 | 0 | 10.22 | Illinois 2018 Statewide TRM, Section 4.6.7 | 0 | 0 | 10.22 | sq ft | 21 | 214.62
Nonequipment | Strip Curtains for Walk-ins | Walk-in cooler with strip curtains at least 0.06 inches thick covering the entire area of the doorway | Walk-in cooler without strip curtains | Commercial | Existing | Institutional | FL Zone 2 | Per End Use Consumption | 0% | 19854.73 | 19434.73 | 420 | 0.021154 | 4 | 0.060723 | 0.016724 | 0 | No strip curtains | 0 | 0 | 10.22 | Illinois 2018 Statewide TRM, Section 4.6.7 | 0 | 0 | 10.22 | sq ft | 21 | 214.62
Nonequipment | Strip Curtains for Walk-ins | Walk-in cooler with strip curtains at least 0.06 inches thick covering the entire area of the doorway | Walk-in cooler without strip curtains | Commercial | Existing | Lodging/Hospitality | FL Zone 2 | Per End Use Consumption | 4% | 19854.73 | 19434.73 | 420 | 0.021154 | 4 | 0.054455 | 0.045613 | 0 | No strip curtains | 0 | 0 | 10.22 | Illinois 2018 Statewide TRM, Section 4.6.7 | 0 | 0 | 10.22 | sq ft | 21 | 214.62
Nonequipment | Strip Curtains for Walk-ins | Walk-in cooler with strip curtains at least 0.06 inches thick covering the entire area of the doorway | Walk-in cooler without strip curtains | Commercial | Existing | Miscellaneous | FL Zone 2 | Per End Use Consumption | 0% | 19854.73 | 19434.73 | 420 | 0.021154 | 4 | 0.060723 | 0.016724 | 0 | No strip curtains | 0 | 0 | 10.22 | Illinois 2018 Statewide TRM, Section 4.6.7 | 0 | 0 | 10.22 | sq ft | 21 | 214.62
Nonequipment | Strip Curtains for Walk-ins | Walk-in cooler with strip curtains at least 0.06 inches thick covering the entire area of the doorway | Walk-in cooler without strip curtains | Commercial | Existing | Offices | FL Zone 2 | Per End Use Consumption | 0% | 19854.73 | 19434.73 | 420 | 0.021154 | 4 | 0.060723 | 0.016724 | 0 | No strip curtains | 0 | 0 | 10.22 | Illinois 2018 Statewide TRM, Section 4.6.7 | 0 | 0 | 10.22 | sq ft | 21 | 214.62
Nonequipment | Strip Curtains for Walk-ins | Walk-in cooler with strip curtains at least 0.06 inches thick covering the entire area of the doorway | Walk-in cooler without strip curtains | Commercial | Existing | Restaurants | FL Zone 2 | Per End Use Consumption | 4% | 19854.73 | 19434.73 | 420 | 0.021154 | 4 | 0.054455 | 0.045613 | 0 | No strip curtains | 0 | 0 | 10.22 | Illinois 2018 Statewide TRM, Section 4.6.7 | 0 | 0 | 10.22 | sq ft | 21 | 214.62
Nonequipment | Strip Curtains for Walk-ins | Walk-in cooler with strip curtains at least 0.06 inches thick covering the entire area of the doorway | Walk-in cooler without strip curtains | Commercial | Existing | Retail | FL Zone 2 | Per End Use Consumption | 4% | 19854.73 | 19434.73 | 420 | 0.021154 | 4 | 0.060723 | 0.016724 | 0 | No strip curtains | 0 | 0 | 10.22 | Illinois 2018 Statewide TRM, Section 4.6.7 | 0 | 0 | 10.22 | sq ft | 21 | 214.62
Nonequipment | Strip Curtains for Walk-ins | Walk-in cooler with strip curtains at least 0.06 inches thick covering the entire area of the doorway | Walk-in cooler without strip curtains | Commercial | Existing | Schools K-12 | FL Zone 2 | Per End Use Consumption | 4% | 19854.73 | 19434.73 | 420 | 0.021154 | 4 | 0.054455 | 0.045613 | 0 | No strip curtains | 0 | 0 | 10.22 | Illinois 2018 Statewide TRM, Section 4.6.7 | 0 | 0 | 10.22 | sq ft | 21 | 214.62
Nonequipment | Strip Curtains for Walk-ins | Walk-in cooler with strip curtains at least 0.06 inches thick covering the entire area of the doorway | Walk-in cooler without strip curtains | Commercial | Existing | Warehouse | FL Zone 2 | Per End Use Consumption | 0% | 19854.73 | 19434.73 | 420 | 0.021154 | 4 | 0.060723 | 0.016724 | 0 | No strip curtains | 0 | 0 | 10.22 | Illinois 2018 Statewide TRM, Section 4.6.7 | 0 | 0 | 10.22 | sq ft | 21 | 214.62
Nonequipment | Strip Curtains for Walk-ins | Walk-in cooler with strip curtains at least 0.06 inches thick covering the entire area of the doorway | Walk-in cooler without strip curtains | Commercial | New | Assembly | FL Zone 2 | Per End Use Consumption | 4% | 19854.73 | 19434.73 | 420 | 0.021154 | 4 | 0.060723 | 0.016724 | 0 | No strip curtains | 0 | 0 | 10.22 | Illinois 2018 Statewide TRM, Section 4.6.7 | 0 | 0 | 10.22 | sq ft | 21 | 214.62
Nonequipment | Strip Curtains for Walk-ins | Walk-in cooler with strip curtains at least 0.06 inches thick covering the entire area of the doorway | Walk-in cooler without strip curtains | Commercial | New | College and University | FL Zone 2 | Per End Use Consumption | 4% | 19854.73 | 19434.73 | 420 | 0.021154 | 4 | 0.054455 | 0.045613 | 0 | No strip curtains | 0 | 0 | 10.22 | Illinois 2018 Statewide TRM, Section 4.6.7 | 0 | 0 | 10.22 | sq ft | 21 | 214.62
Nonequipment | Strip Curtains for Walk-ins | Walk-in cooler with strip curtains at least 0.06 inches thick covering the entire area of the doorway | Walk-in cooler without strip curtains | Commercial | New | Grocery | FL Zone 2 | Per End Use Consumption | 20% | 19854.73 | 19434.73 | 420 | 0.021154 | 4 | 0.060723 | 0.016724 | 0 | No strip curtains | 0 | 0 | 10.22 | Illinois 2018 Statewide TRM, Section 4.6.7 | 0 | 0 | 10.22 | sq ft | 21 | 214.62
Nonequipment | Strip Curtains for Walk-ins | Walk-in cooler with strip curtains at least 0.06 inches thick covering the entire area of the doorway | Walk-in cooler without strip curtains | Commercial | New | Healthcare | FL Zone 2 | Per End Use Consumption | 4% | 19854.73 | 19434.73 | 420 | 0.021154 | 4 | 0.054455 | 0.045613 | 0 | No strip curtains | 0 | 0 | 10.22 | Illinois 2018 Statewide TRM, Section 4.6.7 | 0 | 0 | 10.22 | sq ft | 21 | 214.62
Nonequipment | Strip Curtains for Walk-ins | Walk-in cooler with strip curtains at least 0.06 inches thick covering the entire area of the doorway | Walk-in cooler without strip curtains | Commercial | New | Hospitals | FL Zone 2 | Per End Use Consumption | 4% | 19854.73 | 19434.73 | 420 | 0.021154 | 4 | 0.054455 | 0.045613 | 0 | No strip curtains | 0 | 0 | 10.22 | Illinois 2018 Statewide TRM, Section 4.6.7 | 0 | 0 | 10.22 | sq ft | 21 | 214.62
Nonequipment | Strip Curtains for Walk-ins | Walk-in cooler with strip curtains at least 0.06 inches thick covering the entire area of the doorway | Walk-in cooler without strip curtains | Commercial | New | Institutional | FL Zone 2 | Per End Use Consumption | 0% | 19854.73 | 19434.73 | 420 | 0.021154 | 4 | 0.060723 | 0.016724 | 0 | No strip curtains | 0 | 0 | 10.22 | Illinois 2018 Statewide TRM, Section 4.6.7 | 0 | 0 | 10.22 | sq ft | 21 | 214.62
Nonequipment | Strip Curtains for Walk-ins | Walk-in cooler with strip curtains at least 0.06 inches thick covering the entire area of the doorway | Walk-in cooler without strip curtains | Commercial | New | Lodging/Hospitality | FL Zone 2 | Per End Use Consumption | 4% | 19854.73 | 19434.73 | 420 | 0.021154 | 4 | 0.054455 | 0.045613 | 0 | No strip curtains | 0 | 0 | 10.22 | Illinois 2018 Statewide TRM, Section 4.6.7 | 0 | 0 | 10.22 | sq ft | 21 | 214.62
Nonequipment | Strip Curtains for Walk-ins | Walk-in cooler with strip curtains at least 0.06 inches thick covering the entire area of the doorway | Walk-in cooler without strip curtains | Commercial | New | Miscellaneous | FL Zone 2 | Per End Use Consumption | 0% | 19854.73 | 19434.73 | 420 | 0.021154 | 4 | 0.060723 | 0.016724 | 0 | No strip curtains | 0 | 0 | 10.22 | Illinois 2018 Statewide TRM, Section 4.6.7 | 0 | 0 | 10.22 | sq ft | 21 | 214.62
Nonequipment | Strip Curtains for Walk-ins | Walk-in cooler with strip curtains at least 0.06 inches thick covering the entire area of the doorway | Walk-in cooler without strip curtains | Commercial | New | Offices | FL Zone 2 | Per End Use Consumption | 0% | 19854.73 | 19434.73 | 420 | 0.021154 | 4 | 0.060723 | 0.016724 | 0 | No strip curtains | 0 | 0 | 10.22 | Illinois 2018 Statewide TRM, Section 4.6.7 | 0 | 0 | 10.22 | sq ft | 21 | 214.62
Nonequipment | Strip Curtains for Walk-ins | Walk-in cooler with strip curtains at least 0.06 inches thick covering the entire area of the doorway | Walk-in cooler without strip curtains | Commercial | New | Restaurants | FL Zone 2 | Per End Use Consumption | 4% | 19854.73 | 19434.73 | 420 | 0.021154 | 4 | 0.054455 | 0.045613 | 0 | No strip curtains | 0 | 0 | 10.22 | Illinois 2018 Statewide TRM, Section 4.6.7 | 0 | 0 | 10.22 | sq ft | 21 | 214.62
Nonequipment | Strip Curtains for Walk-ins | Walk-in cooler with strip curtains at least 0.06 inches thick covering the entire area of the doorway | Walk-in cooler without strip curtains | Commercial | New | Retail | FL Zone 2 | Per End Use Consumption | 4% | 19854.73 | 19434.73 | 420 | 0.021154 | 4 | 0.060723 | 0.016724 | 0 | No strip curtains | 0 | 0 | 10.22 | Illinois 2018 Statewide TRM, Section 4.6.7 | 0 | 0 | 10.22 | sq ft | 21 | 214.62
Nonequipment | Strip Curtains for Walk-ins | Walk-in cooler with strip curtains at least 0.06 inches thick covering the entire area of the doorway | Walk-in cooler without strip curtains | Commercial | New | Schools K-12 | FL Zone 2 | Per End Use Consumption | 4% | 19854.73 | 19434.73 | 420 | 0.021154 | 4 | 0.054455 | 0.045613 | 0 | No strip curtains | 0 | 0 | 10.22 | Illinois 2018 Statewide TRM, Section 4.6.7 | 0 | 0 | 10.22 | sq ft | 21 | 214.62
Nonequipment | Strip Curtains for Walk-ins | Walk-in cooler with strip curtains at least 0.06 inches thick covering the entire area of the doorway | Walk-in cooler without strip curtains | Commercial | New | Warehouse | FL Zone 2 | Per End Use Consumption | 0% | 19854.73 | 19434.73 | 420 | 0.021154 | 4 | 0.060723 | 0.016724 | 0 | No strip curtains | 0 | 0 | 10.22 | Illinois 2018 Statewide TRM, Section 4.6.7 | 0 | 0 | 10.22 | sq ft | 21 | 214.62
Nonequipment | CO Sensors for Parking Garage Exhaust | Enclosed Parking Garage Exhaust with CO Control | Constant Volume Enclosed Parking Garage Exhaust | Commercial | Existing | Assembly | FL Zone 2 | Per 3 Hp | 0% | 15091.01 | 10110.97 | 4980.032 | 0.33 | 15 | 0.20046 | 0.20046 | 0 | no base cost | 0 | 0 | 607 | Wisconsin Focus on Energy 2017 TRM | 0 | 0 | 607 | exhaust fan system |  | 607
Nonequipment | CO Sensors for Parking Garage Exhaust | Enclosed Parking Garage Exhaust with CO Control | Constant Volume Enclosed Parking Garage Exhaust | Commercial | Existing | College and University | FL Zone 2 | Per 3 Hp | 60% | 15091.01 | 10110.97 | 4980.032 | 0.33 | 15 | 0.20046 | 0.20046 | 0 | no base cost | 0 | 0 | 607 | Wisconsin Focus on Energy 2017 TRM | 0 | 0 | 607 | exhaust fan system |  | 607
Nonequipment | CO Sensors for Parking Garage Exhaust | Enclosed Parking Garage Exhaust with CO Control | Constant Volume Enclosed Parking Garage Exhaust | Commercial | Existing | Grocery | FL Zone 2 | Per 3 Hp | 0% | 15091.01 | 10110.97 | 4980.032 | 0.33 | 15 | 0.20046 | 0.20046 | 0 | no base cost | 0 | 0 | 607 | Wisconsin Focus on Energy 2017 TRM | 0 | 0 | 607 | exhaust fan system |  | 607
Nonequipment | CO Sensors for Parking Garage Exhaust | Enclosed Parking Garage Exhaust with CO Control | Constant Volume Enclosed Parking Garage Exhaust | Commercial | Existing | Healthcare | FL Zone 2 | Per 3 Hp | 60% | 15091.01 | 10110.97 | 4980.032 | 0.33 | 15 | 0.20046 | 0.20046 | 0 | no base cost | 0 | 0 | 607 | Wisconsin Focus on Energy 2017 TRM | 0 | 0 | 607 | exhaust fan system |  | 607
Nonequipment | CO Sensors for Parking Garage Exhaust | Enclosed Parking Garage Exhaust with CO Control | Constant Volume Enclosed Parking Garage Exhaust | Commercial | Existing | Hospitals | FL Zone 2 | Per 3 Hp | 60% | 15091.01 | 10110.97 | 4980.032 | 0.33 | 15 | 0.20046 | 0.20046 | 0 | no base cost | 0 | 0 | 607 | Wisconsin Focus on Energy 2017 TRM | 0 | 0 | 607 | exhaust fan system |  | 607
Nonequipment | CO Sensors for Parking Garage Exhaust | Enclosed Parking Garage Exhaust with CO Control | Constant Volume Enclosed Parking Garage Exhaust | Commercial | Existing | Institutional | FL Zone 2 | Per 3 Hp | 60% | 15091.01 | 10110.97 | 4980.032 | 0.33 | 15 | 0.20046 | 0.20046 | 0 | no base cost | 0 | 0 | 607 | Wisconsin Focus on Energy 2017 TRM | 0 | 0 | 607 | exhaust fan system |  | 607
Nonequipment | CO Sensors for Parking Garage Exhaust | Enclosed Parking Garage Exhaust with CO Control | Constant Volume Enclosed Parking Garage Exhaust | Commercial | Existing | Lodging/Hospitality | FL Zone 2 | Per 3 Hp | 0% | 15091.01 | 10110.97 | 4980.032 | 0.33 | 15 | 0.20046 | 0.20046 | 0 | no base cost | 0 | 0 | 607 | Wisconsin Focus on Energy 2017 TRM | 0 | 0 | 607 | exhaust fan system |  | 607
Nonequipment | CO Sensors for Parking Garage Exhaust | Enclosed Parking Garage Exhaust with CO Control | Constant Volume Enclosed Parking Garage Exhaust | Commercial | Existing | Miscellaneous | FL Zone 2 | Per 3 Hp | 0% | 15091.01 | 10110.97 | 4980.032 | 0.33 | 15 | 0.20046 | 0.20046 | 0 | no base cost | 0 | 0 | 607 | Wisconsin Focus on Energy 2017 TRM | 0 | 0 | 607 | exhaust fan system |  | 607
Nonequipment | CO Sensors for Parking Garage Exhaust | Enclosed Parking Garage Exhaust with CO Control | Constant Volume Enclosed Parking Garage Exhaust | Commercial | Existing | Offices | FL Zone 2 | Per 3 Hp | 60% | 15091.01 | 10110.97 | 4980.032 | 0.33 | 15 | 0.20046 | 0.20046 | 0 | no base cost | 0 | 0 | 607 | Wisconsin Focus on Energy 2017 TRM | 0 | 0 | 607 | exhaust fan system |  | 607
Nonequipment | CO Sensors for Parking Garage Exhaust | Enclosed Parking Garage Exhaust with CO Control | Constant Volume Enclosed Parking Garage Exhaust | Commercial | Existing | Restaurants | FL Zone 2 | Per 3 Hp | 0% | 15091.01 | 10110.97 | 4980.032 | 0.33 | 15 | 0.20046 | 0.20046 | 0 | no base cost | 0 | 0 | 607 | Wisconsin Focus on Energy 2017 TRM | 0 | 0 | 607 | exhaust fan system |  | 607
Nonequipment | CO Sensors for Parking Garage Exhaust | Enclosed Parking Garage Exhaust with CO Control | Constant Volume Enclosed Parking Garage Exhaust | Commercial | Existing | Retail | FL Zone 2 | Per 3 Hp | 60% | 15091.01 | 10110.97 | 4980.032 | 0.33 | 15 | 0.20046 | 0.20046 | 0 | no base cost | 0 | 0 | 607 | Wisconsin Focus on Energy 2017 TRM | 0 | 0 | 607 | exhaust fan system |  | 607
Nonequipment | CO Sensors for Parking Garage Exhaust | Enclosed Parking Garage Exhaust with CO Control | Constant Volume Enclosed Parking Garage Exhaust | Commercial | Existing | Schools K-12 | FL Zone 2 | Per 3 Hp | 0% | 15091.01 | 10110.97 | 4980.032 | 0.33 | 15 | 0.20046 | 0.20046 | 0 | no base cost | 0 | 0 | 607 | Wisconsin Focus on Energy 2017 TRM | 0 | 0 | 607 | exhaust fan system |  | 607
Nonequipment | CO Sensors for Parking Garage Exhaust | Enclosed Parking Garage Exhaust with CO Control | Constant Volume Enclosed Parking Garage Exhaust | Commercial | Existing | Warehouse | FL Zone 2 | Per 3 Hp | 0% | 15091.01 | 10110.97 | 4980.032 | 0.33 | 15 | 0.20046 | 0.20046 | 0 | no base cost | 0 | 0 | 607 | Wisconsin Focus on Energy 2017 TRM | 0 | 0 | 607 | exhaust fan system |  | 607
Nonequipment | CO Sensors for Parking Garage Exhaust | Enclosed Parking Garage Exhaust with CO Control | Constant Volume Enclosed Parking Garage Exhaust | Commercial | New | Assembly | FL Zone 2 | Per 3 Hp | 0% | 15091.01 | 10110.97 | 4980.032 | 0.33 | 15 | 0.20046 | 0.20046 | 0 | no base cost | 0 | 0 | 607 | Wisconsin Focus on Energy 2017 TRM | 0 | 0 | 607 | exhaust fan system |  | 607
Nonequipment | CO Sensors for Parking Garage Exhaust | Enclosed Parking Garage Exhaust with CO Control | Constant Volume Enclosed Parking Garage Exhaust | Commercial | New | College and University | FL Zone 2 | Per 3 Hp | 60% | 15091.01 | 10110.97 | 4980.032 | 0.33 | 15 | 0.20046 | 0.20046 | 0 | no base cost | 0 | 0 | 607 | Wisconsin Focus on Energy 2017 TRM | 0 | 0 | 607 | exhaust fan system |  | 607
Nonequipment | CO Sensors for Parking Garage Exhaust | Enclosed Parking Garage Exhaust with CO Control | Constant Volume Enclosed Parking Garage Exhaust | Commercial | New | Grocery | FL Zone 2 | Per 3 Hp | 0% | 15091.01 | 10110.97 | 4980.032 | 0.33 | 15 | 0.20046 | 0.20046 | 0 | no base cost | 0 | 0 | 607 | Wisconsin Focus on Energy 2017 TRM | 0 | 0 | 607 | exhaust fan system |  | 607
Nonequipment | CO Sensors for Parking Garage Exhaust | Enclosed Parking Garage Exhaust with CO Control | Constant Volume Enclosed Parking Garage Exhaust | Commercial | New | Healthcare | FL Zone 2 | Per 3 Hp | 60% | 15091.01 | 10110.97 | 4980.032 | 0.33 | 15 | 0.20046 | 0.20046 | 0 | no base cost | 0 | 0 | 607 | Wisconsin Focus on Energy 2017 TRM | 0 | 0 | 607 | exhaust fan system |  | 607
Nonequipment | CO Sensors for Parking Garage Exhaust | Enclosed Parking Garage Exhaust with CO Control | Constant Volume Enclosed Parking Garage Exhaust | Commercial | New | Hospitals | FL Zone 2 | Per 3 Hp | 60% | 15091.01 | 10110.97 | 4980.032 | 0.33 | 15 | 0.20046 | 0.20046 | 0 | no base cost | 0 | 0 | 607 | Wisconsin Focus on Energy 2017 TRM | 0 | 0 | 607 | exhaust fan system |  | 607
Nonequipment | CO Sensors for Parking Garage Exhaust | Enclosed Parking Garage Exhaust with CO Control | Constant Volume Enclosed Parking Garage Exhaust | Commercial | New | Institutional | FL Zone 2 | Per 3 Hp | 60% | 15091.01 | 10110.97 | 4980.032 | 0.33 | 15 | 0.20046 | 0.20046 | 0 | no base cost | 0 | 0 | 607 | Wisconsin Focus on Energy 2017 TRM | 0 | 0 | 607 | exhaust fan system |  | 607
Nonequipment | CO Sensors for Parking Garage Exhaust | Enclosed Parking Garage Exhaust with CO Control | Constant Volume Enclosed Parking Garage Exhaust | Commercial | New | Lodging/Hospitality | FL Zone 2 | Per 3 Hp | 0% | 15091.01 | 10110.97 | 4980.032 | 0.33 | 15 | 0.20046 | 0.20046 | 0 | no base cost | 0 | 0 | 607 | Wisconsin Focus on Energy 2017 TRM | 0 | 0 | 607 | exhaust fan system |  | 607
Nonequipment | CO Sensors for Parking Garage Exhaust | Enclosed Parking Garage Exhaust with CO Control | Constant Volume Enclosed Parking Garage Exhaust | Commercial | New | Miscellaneous | FL Zone 2 | Per 3 Hp | 0% | 15091.01 | 10110.97 | 4980.032 | 0.33 | 15 | 0.20046 | 0.20046 | 0 | no base cost | 0 | 0 | 607 | Wisconsin Focus on Energy 2017 TRM | 0 | 0 | 607 | exhaust fan system |  | 607
Nonequipment | CO Sensors for Parking Garage Exhaust | Enclosed Parking Garage Exhaust with CO Control | Constant Volume Enclosed Parking Garage Exhaust | Commercial | New | Offices | FL Zone 2 | Per 3 Hp | 60% | 15091.01 | 10110.97 | 4980.032 | 0.33 | 15 | 0.20046 | 0.20046 | 0 | no base cost | 0 | 0 | 607 | Wisconsin Focus on Energy 2017 TRM | 0 | 0 | 607 | exhaust fan system |  | 607
Nonequipment | CO Sensors for Parking Garage Exhaust | Enclosed Parking Garage Exhaust with CO Control | Constant Volume Enclosed Parking Garage Exhaust | Commercial | New | Restaurants | FL Zone 2 | Per 3 Hp | 0% | 15091.01 | 10110.97 | 4980.032 | 0.33 | 15 | 0.20046 | 0.20046 | 0 | no base cost | 0 | 0 | 607 | Wisconsin Focus on Energy 2017 TRM | 0 | 0 | 607 | exhaust fan system |  | 607
Nonequipment | CO Sensors for Parking Garage Exhaust | Enclosed Parking Garage Exhaust with CO Control | Constant Volume Enclosed Parking Garage Exhaust | Commercial | New | Retail | FL Zone 2 | Per 3 Hp | 60% | 15091.01 | 10110.97 | 4980.032 | 0.33 | 15 | 0.20046 | 0.20046 | 0 | no base cost | 0 | 0 | 607 | Wisconsin Focus on Energy 2017 TRM | 0 | 0 | 607 | exhaust fan system |  | 607
Nonequipment | CO Sensors for Parking Garage Exhaust | Enclosed Parking Garage Exhaust with CO Control | Constant Volume Enclosed Parking Garage Exhaust | Commercial | New | Schools K-12 | FL Zone 2 | Per 3 Hp | 0% | 15091.01 | 10110.97 | 4980.032 | 0.33 | 15 | 0.20046 | 0.20046 | 0 | no base cost | 0 | 0 | 607 | Wisconsin Focus on Energy 2017 TRM | 0 | 0 | 607 | exhaust fan system |  | 607
Nonequipment | CO Sensors for Parking Garage Exhaust | Enclosed Parking Garage Exhaust with CO Control | Constant Volume Enclosed Parking Garage Exhaust | Commercial | New | Warehouse | FL Zone 2 | Per 3 Hp | 0% | 15091.01 | 10110.97 | 4980.032 | 0.33 | 15 | 0.20046 | 0.20046 | 0 | no base cost | 0 | 0 | 607 | Wisconsin Focus on Energy 2017 TRM | 0 | 0 | 607 | exhaust fan system |  | 607
Nonequipment | Demand Controlled Ventilation | Return Air System with CO2 Sensors | Standard Return Air System, No Sensors | Commercial | Existing | Assembly | FL Zone 2 | Per End Use Consumption | 19% | 9357.07 | 4678.535 | 4678.535 | 0.5 | 10 | 0.4871 | 2.7424 | 0 | 0 | 0 | 0 | 500 | Illinois 2018 Statewide TRM, Section 4.4.19 | 1000 | Illinois 2018 Statewide TRM, Section 4.4.19 | 1500 | zone or individual space | 1 | 1500
Nonequipment | Demand Controlled Ventilation | Return Air System with CO2 Sensors | Standard Return Air System, No Sensors | Commercial | Existing | College and University | FL Zone 2 | Per End Use Consumption | 23% | 55886.09 | 27943.04 | 27943.04 | 0.5 | 10 | 2.9093 | 16.3792 | 0 | 0 | 0 | 0 | 500 | Illinois 2018 Statewide TRM, Section 4.4.19 | 1000 | Illinois 2018 Statewide TRM, Section 4.4.19 | 1500 | zone or individual space | 3 | 4500
Nonequipment | Demand Controlled Ventilation | Return Air System with CO2 Sensors | Standard Return Air System, No Sensors | Commercial | Existing | Grocery | FL Zone 2 | Per End Use Consumption | 23% | 22528.05 | 20402.78 | 2125.27 | 0.094339 | 10 | 0.22127 | 1.2458 | 0 | 0 | 0 | 0 | 500 | Illinois 2018 Statewide TRM, Section 4.4.19 | 1000 | Illinois 2018 Statewide TRM, Section 4.4.19 | 1500 | zone or individual space | 1 | 1500
Nonequipment | Demand Controlled Ventilation | Return Air System with CO2 Sensors | Standard Return Air System, No Sensors | Commercial | Existing | Healthcare | FL Zone 2 | Per End Use Consumption | 23% | 39322.82 | 30247.09 | 9075.723 | 0.2308 | 10 | 0.94492 | 5.3199 | 0 | 0 | 0 | 0 | 500 | Illinois 2018 Statewide TRM, Section 4.4.19 | 1000 | Illinois 2018 Statewide TRM, Section 4.4.19 | 1500 | zone or individual space | 1 | 1500
Nonequipment | Demand Controlled Ventilation | Return Air System with CO2 Sensors | Standard Return Air System, No Sensors | Commercial | Existing | Hospitals | FL Zone 2 | Per End Use Consumption | 23% | 409737.6 | 315170 | 94567.6 | 0.2308 | 10 | 9.8459 | 55.4323 | 0 | 0 | 0 | 0 | 500 | Illinois 2018 Statewide TRM, Section 4.4.19 | 1000 | Illinois 2018 Statewide TRM, Section 4.4.19 | 1500 | zone or individual space | 7 | 10500
Nonequipment | Demand Controlled Ventilation | Return Air System with CO2 Sensors | Standard Return Air System, No Sensors | Commercial | Existing | Institutional | FL Zone 2 | Per End Use Consumption | 23% | 45457.59 | 36152.05 | 9305.548 | 0.20471 | 10 | 0.96884 | 5.4546 | 0 | 0 | 0 | 0 | 500 | Illinois 2018 Statewide TRM, Section 4.4.19 | 1000 | Illinois 2018 Statewide TRM, Section 4.4.19 | 1500 | zone or individual space | 1 | 1500
Nonequipment | Demand Controlled Ventilation | Return Air System with CO2 Sensors | Standard Return Air System, No Sensors | Commercial | Existing | Lodging/Hospitality | FL Zone 2 | Per End Use Consumption | 23% | 37289.95 | 22041.63 | 15248.32 | 0.40891 | 10 | 1.5876 | 8.938 | 0 | 0 | 0 | 0 | 500 | Illinois 2018 Statewide TRM, Section 4.4.19 | 1000 | Illinois 2018 Statewide TRM, Section 4.4.19 | 1500 | zone or individual space | 2 | 3000
Nonequipment | Demand Controlled Ventilation | Return Air System with CO2 Sensors | Standard Return Air System, No Sensors | Commercial | Existing | Miscellaneous | FL Zone 2 | Per End Use Consumption | 23% | 433378.3 | 419545.7 | 13832.67 | 0.031918 | 10 | 1.4402 | 8.1082 | 0 | 0 | 0 | 0 | 500 | Illinois 2018 Statewide TRM, Section 4.4.19 | 1000 | Illinois 2018 Statewide TRM, Section 4.4.19 | 1500 | zone or individual space | 2 | 3000
Nonequipment | Demand Controlled Ventilation | Return Air System with CO2 Sensors | Standard Return Air System, No Sensors | Commercial | Existing | Offices | FL Zone 2 | Per End Use Consumption | 23% | 32395.2 | 25148.86 | 7246.334 | 0.22368 | 10 | 0.75445 | 4.2476 | 0 | 0 | 0 | 0 | 500 | Illinois 2018 Statewide TRM, Section 4.4.19 | 1000 | Illinois 2018 Statewide TRM, Section 4.4.19 | 1500 | zone or individual space | 1 | 1500
Nonequipment | Demand Controlled Ventilation | Return Air System with CO2 Sensors | Standard Return Air System, No Sensors | Commercial | Existing | Restaurants | FL Zone 2 | Per End Use Consumption | 23% | 23474.37 | 21183.07 | 2291.302 | 0.097609 | 10 | 0.23856 | 1.3431 | 0 | 0 | 0 | 0 | 500 | Illinois 2018 Statewide TRM, Section 4.4.19 | 1000 | Illinois 2018 Statewide TRM, Section 4.4.19 | 1500 | zone or individual space | 1 | 1500
Nonequipment | Demand Controlled Ventilation | Return Air System with CO2 Sensors | Standard Return Air System, No Sensors | Commercial | Existing | Retail | FL Zone 2 | Per End Use Consumption | 23% | 10253.03 | 5126.516 | 5126.516 | 0.5 | 10 | 0.53375 | 3.005 | 0 | 0 | 0 | 0 | 500 | Illinois 2018 Statewide TRM, Section 4.4.19 | 1000 | Illinois 2018 Statewide TRM, Section 4.4.19 | 1500 | zone or individual space | 1 | 1500
Nonequipment | Demand Controlled Ventilation | Return Air System with CO2 Sensors | Standard Return Air System, No Sensors | Commercial | Existing | Schools K-12 | FL Zone 2 | Per End Use Consumption | 23% | 38316.54 | 19158.27 | 19158.27 | 0.5 | 10 | 1.9947 | 11.2299 | 0 | 0 | 0 | 0 | 500 | Illinois 2018 Statewide TRM, Section 4.4.19 | 1000 | Illinois 2018 Statewide TRM, Section 4.4.19 | 1500 | zone or individual space | 2 | 3000
Nonequipment | Demand Controlled Ventilation | Return Air System with CO2 Sensors | Standard Return Air System, No Sensors | Commercial | Existing | Warehouse | FL Zone 2 | Per End Use Consumption | 23% | 3806.38 | 1903.19 | 1903.19 | 0.5 | 10 | 0.19815 | 1.1156 | 0 | 0 | 0 | 0 | 500 | Illinois 2018 Statewide TRM, Section 4.4.19 | 1000 | Illinois 2018 Statewide TRM, Section 4.4.19 | 1500 | zone or individual space | 1 | 1500
Nonequipment | Demand Controlled Ventilation | Return Air System with CO2 Sensors | Standard Return Air System, No Sensors | Commercial | New | Assembly | FL Zone 2 | Per End Use Consumption | 18% | 9357.07 | 4678.535 | 4678.535 | 0.5 | 10 | 0.4871 | 2.7424 | 0 | 0 | 0 | 0 | 500 | Illinois 2018 Statewide TRM, Section 4.4.19 | 1000 | Illinois 2018 Statewide TRM, Section 4.4.19 | 1500 | zone or individual space | 1 | 1500
Nonequipment | Demand Controlled Ventilation | Return Air System with CO2 Sensors | Standard Return Air System, No Sensors | Commercial | New | College and University | FL Zone 2 | Per End Use Consumption | 23% | 55886.09 | 27943.04 | 27943.04 | 0.5 | 10 | 2.9093 | 16.3792 | 0 | 0 | 0 | 0 | 500 | Illinois 2018 Statewide TRM, Section 4.4.19 | 1000 | Illinois 2018 Statewide TRM, Section 4.4.19 | 1500 | zone or individual space | 3 | 4500
Nonequipment | Demand Controlled Ventilation | Return Air System with CO2 Sensors | Standard Return Air System, No Sensors | Commercial | New | Grocery | FL Zone 2 | Per End Use Consumption | 23% | 22528.05 | 20402.78 | 2125.27 | 0.094339 | 10 | 0.22127 | 1.2458 | 0 | 0 | 0 | 0 | 500 | Illinois 2018 Statewide TRM, Section 4.4.19 | 1000 | Illinois 2018 Statewide TRM, Section 4.4.19 | 1500 | zone or individual space | 1 | 1500
Nonequipment | Demand Controlled Ventilation | Return Air System with CO2 Sensors | Standard Return Air System, No Sensors | Commercial | New | Healthcare | FL Zone 2 | Per End Use Consumption | 23% | 39322.82 | 30247.09 | 9075.723 | 0.2308 | 10 | 0.94492 | 5.3199 | 0 | 0 | 0 | 0 | 500 | Illinois 2018 Statewide TRM, Section 4.4.19 | 1000 | Illinois 2018 Statewide TRM, Section 4.4.19 | 1500 | zone or individual space | 1 | 1500
Nonequipment | Demand Controlled Ventilation | Return Air System with CO2 Sensors | Standard Return Air System, No Sensors | Commercial | New | Hospitals | FL Zone 2 | Per End Use Consumption | 18% | 409737.6 | 315170 | 94567.6 | 0.2308 | 10 | 9.8459 | 55.4323 | 0 | 0 | 0 | 0 | 500 | Illinois 2018 Statewide TRM, Section 4.4.19 | 1000 | Illinois 2018 Statewide TRM, Section 4.4.19 | 1500 | zone or individual space | 7 | 10500
Nonequipment | Demand Controlled Ventilation | Return Air System with CO2 Sensors | Standard Return Air System, No Sensors | Commercial | New | Institutional | FL Zone 2 | Per End Use Consumption | 18% | 45457.59 | 36152.05 | 9305.548 | 0.20471 | 10 | 0.96884 | 5.4546 | 0 | 0 | 0 | 0 | 500 | Illinois 2018 Statewide TRM, Section 4.4.19 | 1000 | Illinois 2018 Statewide TRM, Section 4.4.19 | 1500 | zone or individual space | 1 | 1500
Nonequipment | Demand Controlled Ventilation | Return Air System with CO2 Sensors | Standard Return Air System, No Sensors | Commercial | New | Lodging/Hospitality | FL Zone 2 | Per End Use Consumption | 23% | 37289.95 | 22041.63 | 15248.32 | 0.40891 | 10 | 1.5876 | 8.938 | 0 | 0 | 0 | 0 | 500 | Illinois 2018 Statewide TRM, Section 4.4.19 | 1000 | Illinois 2018 Statewide TRM, Section 4.4.19 | 1500 | zone or individual space | 2 | 3000
Nonequipment | Demand Controlled Ventilation | Return Air System with CO2 Sensors | Standard Return Air System, No Sensors | Commercial | New | Miscellaneous | FL Zone 2 | Per End Use Consumption | 23% | 433378.3 | 419545.7 | 13832.67 | 0.031918 | 10 | 1.4402 | 8.1082 | 0 | 0 | 0 | 0 | 500 | Illinois 2018 Statewide TRM, Section 4.4.19 | 1000 | Illinois 2018 Statewide TRM, Section 4.4.19 | 1500 | zone or individual space | 2 | 3000
Nonequipment | Demand Controlled Ventilation | Return Air System with CO2 Sensors | Standard Return Air System, No Sensors | Commercial | New | Offices | FL Zone 2 | Per End Use Consumption | 18% | 32395.2 | 25148.86 | 7246.334 | 0.22368 | 10 | 0.75445 | 4.2476 | 0 | 0 | 0 | 0 | 500 | Illinois 2018 Statewide TRM, Section 4.4.19 | 1000 | Illinois 2018 Statewide TRM, Section 4.4.19 | 1500 | zone or individual space | 1 | 1500
Nonequipment | Demand Controlled Ventilation | Return Air System with CO2 Sensors | Standard Return Air System, No Sensors | Commercial | New | Restaurants | FL Zone 2 | Per End Use Consumption | 23% | 23474.37 | 21183.07 | 2291.302 | 0.097609 | 10 | 0.23856 | 1.3431 | 0 | 0 | 0 | 0 | 500 | Illinois 2018 Statewide TRM, Section 4.4.19 | 1000 | Illinois 2018 Statewide TRM, Section 4.4.19 | 1500 | zone or individual space | 1 | 1500
Nonequipment | Demand Controlled Ventilation | Return Air System with CO2 Sensors | Standard Return Air System, No Sensors | Commercial | New | Retail | FL Zone 2 | Per End Use Consumption | 23% | 10253.03 | 5126.516 | 5126.516 | 0.5 | 10 | 0.53375 | 3.005 | 0 | 0 | 0 | 0 | 500 | Illinois 2018 Statewide TRM, Section 4.4.19 | 1000 | Illinois 2018 Statewide TRM, Section 4.4.19 | 1500 | zone or individual space | 1 | 1500
Nonequipment | Demand Controlled Ventilation | Return Air System with CO2 Sensors | Standard Return Air System, No Sensors | Commercial | New | Schools K-12 | FL Zone 2 | Per End Use Consumption | 23% | 38316.54 | 19158.27 | 19158.27 | 0.5 | 10 | 1.9947 | 11.2299 | 0 | 0 | 0 | 0 | 500 | Illinois 2018 Statewide TRM, Section 4.4.19 | 1000 | Illinois 2018 Statewide TRM, Section 4.4.19 | 1500 | zone or individual space | 2 | 3000
Nonequipment | Demand Controlled Ventilation | Return Air System with CO2 Sensors | Standard Return Air System, No Sensors | Commercial | New | Warehouse | FL Zone 2 | Per End Use Consumption | 23% | 3806.38 | 1903.19 | 1903.19 | 0.5 | 10 | 0.19815 | 1.1156 | 0 | 0 | 0 | 0 | 500 | Illinois 2018 Statewide TRM, Section 4.4.19 | 1000 | Illinois 2018 Statewide TRM, Section 4.4.19 | 1500 | zone or individual space | 1 | 1500
Nonequipment | VAV System | Variable Air Volume Distribution System | Constant Air Volume Distribution System | Commercial | Existing | Assembly | FL Zone 2 | Per End Use Consumption | 0% | 232491.5 | 162744.1 | 69747.46 | 0.3 | 10 | 19.8511 | 20.1456 | 0 | 0 | 0 | 0 | 0.26156 | Mid-Atlantic TRC, v7.0, 2017, VFD for HVAC, average cost per hp for 10hp motor, assume 1 hp per 1,250 CFM & 1 cfm/sq ft | 0 | 0 | 0.26156 | sq ft | 19267.25 | 5039.457
Nonequipment | VAV System | Variable Air Volume Distribution System | Constant Air Volume Distribution System | Commercial | Existing | College and University | FL Zone 2 | Per End Use Consumption | 14% | 916260.7 | 641382.5 | 274878.2 | 0.3 | 10 | 78.2342 | 79.3948 | 0 | 0 | 0 | 0 | 0.26156 | Mid-Atlantic TRC, v7.0, 2017, VFD for HVAC, average cost per hp for 10hp motor, assume 1 hp per 1,250 CFM & 1 cfm/sq ft | 0 | 0 | 0.26156 | sq ft | 75933.21 | 19860.75
Nonequipment | VAV System | Variable Air Volume Distribution System | Constant Air Volume Distribution System | Commercial | Existing | Grocery | FL Zone 2 | Per End Use Consumption | 0% | 56854.47 | 39798.13 | 17056.34 | 0.3 | 10 | 4.8545 | 4.9265 | 0 | 0 | 0 | 0 | 0.26156 | Mid-Atlantic TRC, v7.0, 2017, VFD for HVAC, average cost per hp for 10hp motor, assume 1 hp per 1,250 CFM & 1 cfm/sq ft | 0 | 0 | 0.26156 | sq ft | 4711.697 | 1232.37
Nonequipment | VAV System | Variable Air Volume Distribution System | Constant Air Volume Distribution System | Commercial | Existing | Healthcare | FL Zone 2 | Per End Use Consumption | 14% | 242790.6 | 169953.4 | 72837.17 | 0.3 | 10 | 20.7305 | 21.038 | 0 | 0 | 0 | 0 | 0.26156 | Mid-Atlantic TRC, v7.0, 2017, VFD for HVAC, average cost per hp for 10hp motor, assume 1 hp per 1,250 CFM & 1 cfm/sq ft | 0 | 0 | 0.26156 | sq ft | 20120.77 | 5262.698
Nonequipment | VAV System | Variable Air Volume Distribution System | Constant Air Volume Distribution System | Commercial | Existing | Hospitals | FL Zone 2 | Per End Use Consumption | 11% | 2529840 | 1770888 | 758951.9 | 0.3 | 10 | 216.0084 | 219.2128 | 0 | 0 | 0 | 0 | 0.26156 | Mid-Atlantic TRC, v7.0, 2017, VFD for HVAC, average cost per hp for 10hp motor, assume 1 hp per 1,250 CFM & 1 cfm/sq ft | 0 | 0 | 0.26156 | sq ft | 209655.2 | 54836.49
Nonequipment | VAV System | Variable Air Volume Distribution System | Constant Air Volume Distribution System | Commercial | Existing | Institutional | FL Zone 2 | Per End Use Consumption | 11% | 248938.8 | 174257.2 | 74681.64 | 0.3 | 10 | 21.2554 | 21.5708 | 0 | 0 | 0 | 0 | 0.26156 | Mid-Atlantic TRC, v7.0, 2017, VFD for HVAC, average cost per hp for 10hp motor, assume 1 hp per 1,250 CFM & 1 cfm/sq ft | 0 | 0 | 0.26156 | sq ft | 20630.29 | 5395.966
Nonequipment | VAV System | Variable Air Volume Distribution System | Constant Air Volume Distribution System | Commercial | Existing | Lodging/Hospitality | FL Zone 2 | Per End Use Consumption | 0% | 407917.7 | 285542.4 | 122375.3 | 0.3 | 10 | 34.8297 | 35.3464 | 0 | 0 | 0 | 0 | 0.26156 | Mid-Atlantic TRC, v7.0, 2017, VFD for HVAC, average cost per hp for 10hp motor, assume 1 hp per 1,250 CFM & 1 cfm/sq ft | 0 | 0 | 0.26156 | sq ft | 33805.34 | 8841.973
Nonequipment | VAV System | Variable Air Volume Distribution System | Constant Air Volume Distribution System | Commercial | Existing | Miscellaneous | FL Zone 2 | Per End Use Consumption | 0% | 370046.8 | 259032.8 | 111014 | 0.3 | 10 | 31.5962 | 32.0649 | 0 | 0 | 0 | 0 | 0.26156 | Mid-Atlantic TRC, v7.0, 2017, VFD for HVAC, average cost per hp for 10hp motor, assume 1 hp per 1,250 CFM & 1 cfm/sq ft | 0 | 0 | 0.26156 | sq ft | 30666.86 | 8021.088
Nonequipment | VAV System | Variable Air Volume Distribution System | Constant Air Volume Distribution System | Commercial | Existing | Offices | FL Zone 2 | Per End Use Consumption | 11% | 193851.4 | 135696 | 58155.42 | 0.3 | 10 | 16.5519 | 16.7974 | 0 | 0 | 0 | 0 | 0.26156 | Mid-Atlantic TRC, v7.0, 2017, VFD for HVAC, average cost per hp for 10hp motor, assume 1 hp per 1,250 CFM & 1 cfm/sq ft | 0 | 0 | 0.26156 | sq ft | 16065.03 | 4201.899
Nonequipment | VAV System | Variable Air Volume Distribution System | Constant Air Volume Distribution System | Commercial | Existing | Restaurants | FL Zone 2 | Per End Use Consumption | 0% | 61296.12 | 42907.29 | 18388.84 | 0.3 | 10 | 5.2337 | 5.3114 | 0 | 0 | 0 | 0 | 0.26156 | Mid-Atlantic TRC, v7.0, 2017, VFD for HVAC, average cost per hp for 10hp motor, assume 1 hp per 1,250 CFM & 1 cfm/sq ft | 0 | 0 | 0.26156 | sq ft | 5079.789 | 1328.647
Nonequipment | VAV System | Variable Air Volume Distribution System | Constant Air Volume Distribution System | Commercial | Existing | Retail | FL Zone 2 | Per End Use Consumption | 0% | 138089.1 | 96662.35 | 41426.72 | 0.3 | 10 | 11.7906 | 11.9655 | 0 | 0 | 0 | 0 | 0.26156 | Mid-Atlantic TRC, v7.0, 2017, VFD for HVAC, average cost per hp for 10hp motor, assume 1 hp per 1,250 CFM & 1 cfm/sq ft | 0 | 0 | 0.26156 | sq ft | 11443.85 | 2993.201
Nonequipment | VAV System | Variable Air Volume Distribution System | Constant Air Volume Distribution System | Commercial | Existing | Schools K-12 | FL Zone 2 | Per End Use Consumption | 14% | 628205.4 | 439743.8 | 188461.6 | 0.3 | 10 | 53.6388 | 54.4345 | 0 | 0 | 0 | 0 | 0.26156 | Mid-Atlantic TRC, v7.0, 2017, VFD for HVAC, average cost per hp for 10hp motor, assume 1 hp per 1,250 CFM & 1 cfm/sq ft | 0 | 0 | 0.26156 | sq ft | 52061.22 | 13616.9
Nonequipment | VAV System | Variable Air Volume Distribution System | Constant Air Volume Distribution System | Commercial | Existing | Warehouse | FL Zone 2 | Per End Use Consumption | 0% | 193838.8 | 135687.2 | 58151.65 | 0.3 | 10 | 16.5508 | 16.7963 | 0 | 0 | 0 | 0 | 0.26156 | Mid-Atlantic TRC, v7.0, 2017, VFD for HVAC, average cost per hp for 10hp motor, assume 1 hp per 1,250 CFM & 1 cfm/sq ft | 0 | 0 | 0.26156 | sq ft | 16063.99 | 4201.626
Nonequipment | VAV System | Variable Air Volume Distribution System | Constant Air Volume Distribution System | Commercial | New | Assembly | FL Zone 2 | Per End Use Consumption | 0% | 232491.5 | 162744.1 | 69747.46 | 0.3 | 10 | 19.8511 | 20.1456 | 0 | 0 | 0 | 0 | 0.26156 | Mid-Atlantic TRC, v7.0, 2017, VFD for HVAC, average cost per hp for 10hp motor, assume 1 hp per 1,250 CFM & 1 cfm/sq ft | 0 | 0 | 0.26156 | sq ft | 19267.25 | 5039.457
Nonequipment | VAV System | Variable Air Volume Distribution System | Constant Air Volume Distribution System | Commercial | New | College and University | FL Zone 2 | Per End Use Consumption | 14% | 916260.7 | 641382.5 | 274878.2 | 0.3 | 10 | 78.2342 | 79.3948 | 0 | 0 | 0 | 0 | 0.26156 | Mid-Atlantic TRC, v7.0, 2017, VFD for HVAC, average cost per hp for 10hp motor, assume 1 hp per 1,250 CFM & 1 cfm/sq ft | 0 | 0 | 0.26156 | sq ft | 75933.21 | 19860.75
Nonequipment | VAV System | Variable Air Volume Distribution System | Constant Air Volume Distribution System | Commercial | New | Grocery | FL Zone 2 | Per End Use Consumption | 0% | 56854.47 | 39798.13 | 17056.34 | 0.3 | 10 | 4.8545 | 4.9265 | 0 | 0 | 0 | 0 | 0.26156 | Mid-Atlantic TRC, v7.0, 2017, VFD for HVAC, average cost per hp for 10hp motor, assume 1 hp per 1,250 CFM & 1 cfm/sq ft | 0 | 0 | 0.26156 | sq ft | 4711.697 | 1232.37
Nonequipment | VAV System | Variable Air Volume Distribution System | Constant Air Volume Distribution System | Commercial | New | Healthcare | FL Zone 2 | Per End Use Consumption | 14% | 242790.6 | 169953.4 | 72837.17 | 0.3 | 10 | 20.7305 | 21.038 | 0 | 0 | 0 | 0 | 0.26156 | Mid-Atlantic TRC, v7.0, 2017, VFD for HVAC, average cost per hp for 10hp motor, assume 1 hp per 1,250 CFM & 1 cfm/sq ft | 0 | 0 | 0.26156 | sq ft | 20120.77 | 5262.698
Nonequipment | VAV System | Variable Air Volume Distribution System | Constant Air Volume Distribution System | Commercial | New | Hospitals | FL Zone 2 | Per End Use Consumption | 16% | 2529840 | 1770888 | 758951.9 | 0.3 | 10 | 216.0084 | 219.2128 | 0 | 0 | 0 | 0 | 0.26156 | Mid-Atlantic TRC, v7.0, 2017, VFD for HVAC, average cost per hp for 10hp motor, assume 1 hp per 1,250 CFM & 1 cfm/sq ft | 0 | 0 | 0.26156 | sq ft | 209655.2 | 54836.49
Nonequipment | VAV System | Variable Air Volume Distribution System | Constant Air Volume Distribution System | Commercial | New | Institutional | FL Zone 2 | Per End Use Consumption | 16% | 248938.8 | 174257.2 | 74681.64 | 0.3 | 10 | 21.2554 | 21.5708 | 0 | 0 | 0 | 0 | 0.26156 | Mid-Atlantic TRC, v7.0, 2017, VFD for HVAC, average cost per hp for 10hp motor, assume 1 hp per 1,250 CFM & 1 cfm/sq ft | 0 | 0 | 0.26156 | sq ft | 20630.29 | 5395.966
Nonequipment | VAV System | Variable Air Volume Distribution System | Constant Air Volume Distribution System | Commercial | New | Lodging/Hospitality | FL Zone 2 | Per End Use Consumption | 0% | 407917.7 | 285542.4 | 122375.3 | 0.3 | 10 | 34.8297 | 35.3464 | 0 | 0 | 0 | 0 | 0.26156 | Mid-Atlantic TRC, v7.0, 2017, VFD for HVAC, average cost per hp for 10hp motor, assume 1 hp per 1,250 CFM & 1 cfm/sq ft | 0 | 0 | 0.26156 | sq ft | 33805.34 | 8841.973
Nonequipment | VAV System | Variable Air Volume Distribution System | Constant Air Volume Distribution System | Commercial | New | Miscellaneous | FL Zone 2 | Per End Use Consumption | 0% | 370046.8 | 259032.8 | 111014 | 0.3 | 10 | 31.5962 | 32.0649 | 0 | 0 | 0 | 0 | 0.26156 | Mid-Atlantic TRC, v7.0, 2017, VFD for HVAC, average cost per hp for 10hp motor, assume 1 hp per 1,250 CFM & 1 cfm/sq ft | 0 | 0 | 0.26156 | sq ft | 30666.86 | 8021.088
Nonequipment | VAV System | Variable Air Volume Distribution System | Constant Air Volume Distribution System | Commercial | New | Offices | FL Zone 2 | Per End Use Consumption | 16% | 193851.4 | 135696 | 58155.42 | 0.3 | 10 | 16.5519 | 16.7974 | 0 | 0 | 0 | 0 | 0.26156 | Mid-Atlantic TRC, v7.0, 2017, VFD for HVAC, average cost per hp for 10hp motor, assume 1 hp per 1,250 CFM & 1 cfm/sq ft | 0 | 0 | 0.26156 | sq ft | 16065.03 | 4201.899
Nonequipment | VAV System | Variable Air Volume Distribution System | Constant Air Volume Distribution System | Commercial | New | Restaurants | FL Zone 2 | Per End Use Consumption | 0% | 61296.12 | 42907.29 | 18388.84 | 0.3 | 10 | 5.2337 | 5.3114 | 0 | 0 | 0 | 0 | 0.26156 | Mid-Atlantic TRC, v7.0, 2017, VFD for HVAC, average cost per hp for 10hp motor, assume 1 hp per 1,250 CFM & 1 cfm/sq ft | 0 | 0 | 0.26156 | sq ft | 5079.789 | 1328.647
Nonequipment | VAV System | Variable Air Volume Distribution System | Constant Air Volume Distribution System | Commercial | New | Retail | FL Zone 2 | Per End Use Consumption | 0% | 138089.1 | 96662.35 | 41426.72 | 0.3 | 10 | 11.7906 | 11.9655 | 0 | 0 | 0 | 0 | 0.26156 | Mid-Atlantic TRC, v7.0, 2017, VFD for HVAC, average cost per hp for 10hp motor, assume 1 hp per 1,250 CFM & 1 cfm/sq ft | 0 | 0 | 0.26156 | sq ft | 11443.85 | 2993.201
Nonequipment | VAV System | Variable Air Volume Distribution System | Constant Air Volume Distribution System | Commercial | New | Schools K-12 | FL Zone 2 | Per End Use Consumption | 14% | 628205.4 | 439743.8 | 188461.6 | 0.3 | 10 | 53.6388 | 54.4345 | 0 | 0 | 0 | 0 | 0.26156 | Mid-Atlantic TRC, v7.0, 2017, VFD for HVAC, average cost per hp for 10hp motor, assume 1 hp per 1,250 CFM & 1 cfm/sq ft | 0 | 0 | 0.26156 | sq ft | 52061.22 | 13616.9
Nonequipment | VAV System | Variable Air Volume Distribution System | Constant Air Volume Distribution System | Commercial | New | Warehouse | FL Zone 2 | Per End Use Consumption | 0% | 193838.8 | 135687.2 | 58151.65 | 0.3 | 10 | 16.5508 | 16.7963 | 0 | 0 | 0 | 0 | 0.26156 | Mid-Atlantic TRC, v7.0, 2017, VFD for HVAC, average cost per hp for 10hp motor, assume 1 hp per 1,250 CFM & 1 cfm/sq ft | 0 | 0 | 0.26156 | sq ft | 16063.99 | 4201.626
Nonequipment | Retro-Commissioning | Perform facility retro-commissioning | Comparable facility, no retro-commissioning | Commercial | Existing | Assembly | FL Zone 2 | Per end use consumption | 0.22 | 121290.3 | 101883.8 | 19406.44 | 0.16 | 5 | 3.2444 | 10.0589 | 0 | 0 | 0 | 0 | 0.3 | Lawrence Berkeley National Laboratory: A Golden Opportunity for Reducing Energy Costs and Greenhouse Gas Emissions. July, 2009. | 0 | 0 | 0.3 | sq ft | 19267.25 | 5780.176
Nonequipment | Retro-Commissioning | Perform facility retro-commissioning | Comparable facility, no retro-commissioning | Commercial | Existing | College and University | FL Zone 2 | Per end use consumption | 0.22 | 724419 | 608512 | 115907 | 0.16 | 5 | 48.8723 | 0.56148 | 0 | 0 | 0 | 0 | 0.3 | Lawrence Berkeley National Laboratory: A Golden Opportunity for Reducing Energy Costs and Greenhouse Gas Emissions. July, 2009. | 0 | 0 | 0.3 | sq ft | 75933.21 | 22779.96
Nonequipment | Retro-Commissioning | Perform facility retro-commissioning | Comparable facility, no retro-commissioning | Commercial | Existing | Grocery | FL Zone 2 | Per end use consumption | 0.22 | 292018.1 | 245295.2 | 46722.91 | 0.16 | 5 | 14.4255 | 27.9509 | 0 | 0 | 0 | 0 | 0.3 | Lawrence Berkeley National Laboratory: A Golden Opportunity for Reducing Energy Costs and Greenhouse Gas Emissions. July, 2009. | 0 | 0 | 0.3 | sq ft | 4711.697 | 1413.509
Nonequipment | Retro-Commissioning | Perform facility retro-commissioning | Comparable facility, no retro-commissioning | Commercial | Existing | Healthcare | FL Zone 2 | Per end use consumption | 0.22 | 509718.9 | 428163.9 | 81555.02 | 0.16 | 5 | 13.6345 | 42.2724 | 0 | 0 | 0 | 0 | 0.3 | Lawrence Berkeley National Laboratory: A Golden Opportunity for Reducing Energy Costs and Greenhouse Gas Emissions. July, 2009. | 0 | 0 | 0.3 | sq ft | 20120.77 | 6036.23
Nonequipment | Retro-Commissioning | Perform facility retro-commissioning | Comparable facility, no retro-commissioning | Commercial | Existing | Hospitals | FL Zone 2 | Per end use consumption | 0.22 | 5311191 | 4461400 | 849790.5 | 0.16 | 5 | 358.3151 | 4.1166 | 0 | 0 | 0 | 0 | 0.3 | Lawrence Berkeley National Laboratory: A Golden Opportunity for Reducing Energy Costs and Greenhouse Gas Emissions. July, 2009. | 0 | 0 | 0.3 | sq ft | 209655.2 | 62896.56
Nonequipment | Retro-Commissioning | Perform facility retro-commissioning | Comparable facility, no retro-commissioning | Commercial | Existing | Institutional | FL Zone 2 | Per end use consumption | 0.22 | 589240.5 | 494962 | 94278.48 | 0.16 | 5 | 15.7616 | 48.8673 | 0 | 0 | 0 | 0 | 0.3 | Lawrence Berkeley National Laboratory: A Golden Opportunity for Reducing Energy Costs and Greenhouse Gas Emissions. July, 2009. | 0 | 0 | 0.3 | sq ft | 20630.29 | 6189.086
Nonequipment | Retro-Commissioning | Perform facility retro-commissioning | Comparable facility, no retro-commissioning | Commercial | Existing | Lodging/Hospitality | FL Zone 2 | Per end use consumption | 0.22 | 483368.1 | 406029.2 | 77338.89 | 0.16 | 5 | 23.8781 | 46.2663 | 0 | 0 | 0 | 0 | 0.3 | Lawrence Berkeley National Laboratory: A Golden Opportunity for Reducing Energy Costs and Greenhouse Gas Emissions. July, 2009. | 0 | 0 | 0.3 | sq ft | 33805.34 | 10141.6
Nonequipment | Retro-Commissioning | Perform facility retro-commissioning | Comparable facility, no retro-commissioning | Commercial | Existing | Miscellaneous | FL Zone 2 | Per end use consumption | 0.22 | 5617633 | 4718811 | 898821.2 | 0.16 | 5 | 150.2665 | 465.8856 | 0 | 0 | 0 | 0 | 0.3 | Lawrence Berkeley National Laboratory: A Golden Opportunity for Reducing Energy Costs and Greenhouse Gas Emissions. July, 2009. | 0 | 0 | 0.3 | sq ft | 287978.9 | 86393.68
Nonequipment | Retro-Commissioning | Perform facility retro-commissioning | Comparable facility, no retro-commissioning | Commercial | Existing | Offices | FL Zone 2 | Per end use consumption | 0.22 | 419920.2 | 352733 | 67187.23 | 0.16 | 5 | 11.2325 | 34.8251 | 0 | 0 | 0 | 0 | 0.3 | Lawrence Berkeley National Laboratory: A Golden Opportunity for Reducing Energy Costs and Greenhouse Gas Emissions. July, 2009. | 0 | 0 | 0.3 | sq ft | 16065.03 | 4819.51
Nonequipment | Retro-Commissioning | Perform facility retro-commissioning | Comparable facility, no retro-commissioning | Commercial | Existing | Restaurants | FL Zone 2 | Per end use consumption | 0.22 | 304284.7 | 255599.1 | 48685.54 | 0.16 | 5 | 15.0315 | 29.1251 | 0 | 0 | 0 | 0 | 0.3 | Lawrence Berkeley National Laboratory: A Golden Opportunity for Reducing Energy Costs and Greenhouse Gas Emissions. July, 2009. | 0 | 0 | 0.3 | sq ft | 5079.789 | 1523.937
Nonequipment | Retro-Commissioning | Perform facility retro-commissioning | Comparable facility, no retro-commissioning | Commercial | Existing | Retail | FL Zone 2 | Per end use consumption | 0.22 | 132904.1 | 111639.5 | 21264.66 | 0.16 | 5 | 6.5654 | 12.7211 | 0 | 0 | 0 | 0 | 0.3 | Lawrence Berkeley National Laboratory: A Golden Opportunity for Reducing Energy Costs and Greenhouse Gas Emissions. July, 2009. | 0 | 0 | 0.3 | sq ft | 11443.85 | 3433.154
Nonequipment | Retro-Commissioning | Perform facility retro-commissioning | Comparable facility, no retro-commissioning | Commercial | Existing | Schools K-12 | FL Zone 2 | Per end use consumption | 0.22 | 496675.2 | 417207.2 | 79468.03 | 0.16 | 5 | 13.2856 | 41.1906 | 0 | 0 | 0 | 0 | 0.3 | Lawrence Berkeley National Laboratory: A Golden Opportunity for Reducing Energy Costs and Greenhouse Gas Emissions. July, 2009. | 0 | 0 | 0.3 | sq ft | 52061.22 | 15618.37
Nonequipment | Retro-Commissioning | Perform facility retro-commissioning | Comparable facility, no retro-commissioning | Commercial | Existing | Warehouse | FL Zone 2 | Per end use consumption | 0.22 | 49339.91 | 41445.53 | 7894.4 | 0.16 | 5 | 1.3198 | 4.0919 | 0 | 0 | 0 | 0 | 0.3 | Lawrence Berkeley National Laboratory: A Golden Opportunity for Reducing Energy Costs and Greenhouse Gas Emissions. July, 2009. | 0 | 0 | 0.3 | sq ft | 16063.99 | 4819.198
Nonequipment | Retro-Commissioning | Perform facility retro-commissioning | N/A - Retrofit Only | Commercial | New | Assembly | FL Zone 2 | Per end use consumption | 0 | 121290.3 | 101883.8 | 19406.44 | 0.16 | 5 | 3.2444 | 10.0589 | 0 | 0 | 0 | 0 | 0.3 | Lawrence Berkeley National Laboratory: A Golden Opportunity for Reducing Energy Costs and Greenhouse Gas Emissions. July, 2009. | 0 | 0 | 0.3 | sq ft | 19267.25 | 5780.176
Nonequipment | Retro-Commissioning | Perform facility retro-commissioning | N/A - Retrofit Only | Commercial | New | College and University | FL Zone 2 | Per end use consumption | 0 | 724419 | 608512 | 115907 | 0.16 | 5 | 48.8723 | 0.56148 | 0 | 0 | 0 | 0 | 0.3 | Lawrence Berkeley National Laboratory: A Golden Opportunity for Reducing Energy Costs and Greenhouse Gas Emissions. July, 2009. | 0 | 0 | 0.3 | sq ft | 75933.21 | 22779.96
Nonequipment | Retro-Commissioning | Perform facility retro-commissioning | N/A - Retrofit Only | Commercial | New | Grocery | FL Zone 2 | Per end use consumption | 0 | 292018.1 | 245295.2 | 46722.91 | 0.16 | 5 | 14.4255 | 27.9509 | 0 | 0 | 0 | 0 | 0.3 | Lawrence Berkeley National Laboratory: A Golden Opportunity for Reducing Energy Costs and Greenhouse Gas Emissions. July, 2009. | 0 | 0 | 0.3 | sq ft | 4711.697 | 1413.509
Nonequipment | Retro-Commissioning | Perform facility retro-commissioning | N/A - Retrofit Only | Commercial | New | Healthcare | FL Zone 2 | Per end use consumption | 0 | 509718.9 | 428163.9 | 81555.02 | 0.16 | 5 | 13.6345 | 42.2724 | 0 | 0 | 0 | 0 | 0.3 | Lawrence Berkeley National Laboratory: A Golden Opportunity for Reducing Energy Costs and Greenhouse Gas Emissions. July, 2009. | 0 | 0 | 0.3 | sq ft | 20120.77 | 6036.23
Nonequipment | Retro-Commissioning | Perform facility retro-commissioning | N/A - Retrofit Only | Commercial | New | Hospitals | FL Zone 2 | Per end use consumption | 0 | 5311191 | 4461400 | 849790.5 | 0.16 | 5 | 358.3151 | 4.1166 | 0 | 0 | 0 | 0 | 0.3 | Lawrence Berkeley National Laboratory: A Golden Opportunity for Reducing Energy Costs and Greenhouse Gas Emissions. July, 2009. | 0 | 0 | 0.3 | sq ft | 209655.2 | 62896.56
Nonequipment | Retro-Commissioning | Perform facility retro-commissioning | N/A - Retrofit Only | Commercial | New | Institutional | FL Zone 2 | Per end use consumption | 0 | 589240.5 | 494962 | 94278.48 | 0.16 | 5 | 15.7616 | 48.8673 | 0 | 0 | 0 | 0 | 0.3 | Lawrence Berkeley National Laboratory: A Golden Opportunity for Reducing Energy Costs and Greenhouse Gas Emissions. July, 2009. | 0 | 0 | 0.3 | sq ft | 20630.29 | 6189.086
Nonequipment | Retro-Commissioning | Perform facility retro-commissioning | N/A - Retrofit Only | Commercial | New | Lodging/Hospitality | FL Zone 2 | Per end use consumption | 0 | 483368.1 | 406029.2 | 77338.89 | 0.16 | 5 | 23.8781 | 46.2663 | 0 | 0 | 0 | 0 | 0.3 | Lawrence Berkeley National Laboratory: A Golden Opportunity for Reducing Energy Costs and Greenhouse Gas Emissions. July, 2009. | 0 | 0 | 0.3 | sq ft | 33805.34 | 10141.6
Nonequipment | Retro-Commissioning | Perform facility retro-commissioning | N/A - Retrofit Only | Commercial | New | Miscellaneous | FL Zone 2 | Per end use consumption | 0 | 5617633 | 4718811 | 898821.2 | 0.16 | 5 | 150.2665 | 465.8856 | 0 | 0 | 0 | 0 | 0.3 | Lawrence Berkeley National Laboratory: A Golden Opportunity for Reducing Energy Costs and Greenhouse Gas Emissions. July, 2009. | 0 | 0 | 0.3 | sq ft | 287978.9 | 86393.68
Nonequipment | Retro-Commissioning | Perform facility retro-commissioning | N/A - Retrofit Only | Commercial | New | Offices | FL Zone 2 | Per end use consumption | 0 | 419920.2 | 352733 | 67187.23 | 0.16 | 5 | 11.2325 | 34.8251 | 0 | 0 | 0 | 0 | 0.3 | Lawrence Berkeley National Laboratory: A Golden Opportunity for Reducing Energy Costs and Greenhouse Gas Emissions. July, 2009. | 0 | 0 | 0.3 | sq ft | 16065.03 | 4819.51
Nonequipment | Retro-Commissioning | Perform facility retro-commissioning | N/A - Retrofit Only | Commercial | New | Restaurants | FL Zone 2 | Per end use consumption | 0 | 304284.7 | 255599.1 | 48685.54 | 0.16 | 5 | 15.0315 | 29.1251 | 0 | 0 | 0 | 0 | 0.3 | Lawrence Berkeley National Laboratory: A Golden Opportunity for Reducing Energy Costs and Greenhouse Gas Emissions. July, 2009. | 0 | 0 | 0.3 | sq ft | 5079.789 | 1523.937
Nonequipment | Retro-Commissioning | Perform facility retro-commissioning | N/A - Retrofit Only | Commercial | New | Retail | FL Zone 2 | Per end use consumption | 0 | 132904.1 | 111639.5 | 21264.66 | 0.16 | 5 | 6.5654 | 12.7211 | 0 | 0 | 0 | 0 | 0.3 | Lawrence Berkeley National Laboratory: A Golden Opportunity for Reducing Energy Costs and Greenhouse Gas Emissions. July, 2009. | 0 | 0 | 0.3 | sq ft | 11443.85 | 3433.154
Nonequipment | Retro-Commissioning | Perform facility retro-commissioning | N/A - Retrofit Only | Commercial | New | Schools K-12 | FL Zone 2 | Per end use consumption | 0 | 496675.2 | 417207.2 | 79468.03 | 0.16 | 5 | 13.2856 | 41.1906 | 0 | 0 | 0 | 0 | 0.3 | Lawrence Berkeley National Laboratory: A Golden Opportunity for Reducing Energy Costs and Greenhouse Gas Emissions. July, 2009. | 0 | 0 | 0.3 | sq ft | 52061.22 | 15618.37
Nonequipment | Retro-Commissioning | Perform facility retro-commissioning | N/A - Retrofit Only | Commercial | New | Warehouse | FL Zone 2 | Per end use consumption | 0 | 49339.91 | 41445.53 | 7894.4 | 0.16 | 5 | 1.3198 | 4.0919 | 0 | 0 | 0 | 0 | 0.3 | Lawrence Berkeley National Laboratory: A Golden Opportunity for Reducing Energy Costs and Greenhouse Gas Emissions. July, 2009. | 0 | 0 | 0.3 | sq ft | 16063.99 | 4819.198

## Validate
|  |  | Input from Dashboard |  |  |  | Measure Stack |  |  |  | Validation (Match?)
Name | Vintage | Segment | Baseline EUI (kWh) | Measure EUI (kWh) | Savings EUI (kWh) | Energy Savings % | Baseline EUI (kWh) | Measure EUI (kWh) | Savings EUI (kWh) | Energy Savings % | Baseline EUI (kWh) | Measure EUI (kWh) | Savings EUI (kWh) | Energy Savings %
Efficient Exhaust Hood | Turnover | Assembly | 18980 | 10913.5 | 8066.5 | 42.5% | 18980 | 10913.5 | 8066.5 | 42.5% | Y | Y | Y | Y
Efficient Exhaust Hood | Turnover | College and University | 18980 | 10913.5 | 8066.5 | 42.5% | 18980 | 10913.5 | 8066.5 | 42.5% | Y | Y | Y | Y
Efficient Exhaust Hood | Turnover | Grocery | 18980 | 10913.5 | 8066.5 | 42.5% | 18980 | 10913.5 | 8066.5 | 42.5% | Y | Y | Y | Y
Efficient Exhaust Hood | Turnover | Healthcare | 18980 | 10913.5 | 8066.5 | 42.5% | 18980 | 10913.5 | 8066.5 | 42.5% | Y | Y | Y | Y
Efficient Exhaust Hood | Turnover | Hospitals | 18980 | 10913.5 | 8066.5 | 42.5% | 18980 | 10913.5 | 8066.5 | 42.5% | Y | Y | Y | Y
Efficient Exhaust Hood | Turnover | Institutional | 18980 | 10913.5 | 8066.5 | 42.5% | 18980 | 10913.5 | 8066.5 | 42.5% | Y | Y | Y | Y
Efficient Exhaust Hood | Turnover | Lodging/Hospitality | 18980 | 10913.5 | 8066.5 | 42.5% | 18980 | 10913.5 | 8066.5 | 42.5% | Y | Y | Y | Y
Efficient Exhaust Hood | Turnover | Miscellaneous | 18980 | 10913.5 | 8066.5 | 42.5% | 18980 | 10913.5 | 8066.5 | 42.5% | Y | Y | Y | Y
Efficient Exhaust Hood | Turnover | Offices | 18980 | 10913.5 | 8066.5 | 42.5% | 18980 | 10913.5 | 8066.5 | 42.5% | Y | Y | Y | Y
Efficient Exhaust Hood | Turnover | Restaurants | 18980 | 10913.5 | 8066.5 | 42.5% | 18980 | 10913.5 | 8066.5 | 42.5% | Y | Y | Y | Y
Efficient Exhaust Hood | Turnover | Retail | 18980 | 10913.5 | 8066.5 | 42.5% | 18980 | 10913.5 | 8066.5 | 42.5% | Y | Y | Y | Y
Efficient Exhaust Hood | Turnover | Schools K-12 | 18980 | 10913.5 | 8066.5 | 42.5% | 18980 | 10913.5 | 8066.5 | 42.5% | Y | Y | Y | Y
Efficient Exhaust Hood | Turnover | Warehouse | 18980 | 10913.5 | 8066.5 | 42.5% | 18980 | 10913.5 | 8066.5 | 42.5% | Y | Y | Y | Y
Efficient Exhaust Hood | New | Assembly | 18980 | 10913.5 | 8066.5 | 42.5% | 18980 | 10913.5 | 8066.5 | 42.5% | Y | Y | Y | Y
Efficient Exhaust Hood | New | College and University | 18980 | 10913.5 | 8066.5 | 42.5% | 18980 | 10913.5 | 8066.5 | 42.5% | Y | Y | Y | Y
Efficient Exhaust Hood | New | Grocery | 18980 | 10913.5 | 8066.5 | 42.5% | 18980 | 10913.5 | 8066.5 | 42.5% | Y | Y | Y | Y
Efficient Exhaust Hood | New | Healthcare | 18980 | 10913.5 | 8066.5 | 42.5% | 18980 | 10913.5 | 8066.5 | 42.5% | Y | Y | Y | Y
Efficient Exhaust Hood | New | Hospitals | 18980 | 10913.5 | 8066.5 | 42.5% | 18980 | 10913.5 | 8066.5 | 42.5% | Y | Y | Y | Y
Efficient Exhaust Hood | New | Institutional | 18980 | 10913.5 | 8066.5 | 42.5% | 18980 | 10913.5 | 8066.5 | 42.5% | Y | Y | Y | Y
Efficient Exhaust Hood | New | Lodging/Hospitality | 18980 | 10913.5 | 8066.5 | 42.5% | 18980 | 10913.5 | 8066.5 | 42.5% | Y | Y | Y | Y
Efficient Exhaust Hood | New | Miscellaneous | 18980 | 10913.5 | 8066.5 | 42.5% | 18980 | 10913.5 | 8066.5 | 42.5% | Y | Y | Y | Y
Efficient Exhaust Hood | New | Offices | 18980 | 10913.5 | 8066.5 | 42.5% | 18980 | 10913.5 | 8066.5 | 42.5% | Y | Y | Y | Y
Efficient Exhaust Hood | New | Restaurants | 18980 | 10913.5 | 8066.5 | 42.5% | 18980 | 10913.5 | 8066.5 | 42.5% | Y | Y | Y | Y
Efficient Exhaust Hood | New | Retail | 18980 | 10913.5 | 8066.5 | 42.5% | 18980 | 10913.5 | 8066.5 | 42.5% | Y | Y | Y | Y
Efficient Exhaust Hood | New | Schools K-12 | 18980 | 10913.5 | 8066.5 | 42.5% | 18980 | 10913.5 | 8066.5 | 42.5% | Y | Y | Y | Y
Efficient Exhaust Hood | New | Warehouse | 18980 | 10913.5 | 8066.5 | 42.5% | 18980 | 10913.5 | 8066.5 | 42.5% | Y | Y | Y | Y
Energy Star Commercial Oven | Turnover | Assembly | 18282 | 11914 | 6368 | 34.83% | 18282 | 11914 | 6368 | 34.83% | Y | Y | Y | Y
Energy Star Commercial Oven | Turnover | College and University | 18282 | 11914 | 6368 | 34.83% | 18282 | 11914 | 6368 | 34.83% | Y | Y | Y | Y
Energy Star Commercial Oven | Turnover | Grocery | 18282 | 11914 | 6368 | 34.83% | 18282 | 11914 | 6368 | 34.83% | Y | Y | Y | Y
Energy Star Commercial Oven | Turnover | Healthcare | 18282 | 11914 | 6368 | 34.83% | 18282 | 11914 | 6368 | 34.83% | Y | Y | Y | Y
Energy Star Commercial Oven | Turnover | Hospitals | 18282 | 11914 | 6368 | 34.83% | 18282 | 11914 | 6368 | 34.83% | Y | Y | Y | Y
Energy Star Commercial Oven | Turnover | Institutional | 18282 | 11914 | 6368 | 34.83% | 18282 | 11914 | 6368 | 34.83% | Y | Y | Y | Y
Energy Star Commercial Oven | Turnover | Lodging/Hospitality | 18282 | 11914 | 6368 | 34.83% | 18282 | 11914 | 6368 | 34.83% | Y | Y | Y | Y
Energy Star Commercial Oven | Turnover | Miscellaneous | 18282 | 11914 | 6368 | 34.83% | 18282 | 11914 | 6368 | 34.83% | Y | Y | Y | Y
Energy Star Commercial Oven | Turnover | Offices | 18282 | 11914 | 6368 | 34.83% | 18282 | 11914 | 6368 | 34.83% | Y | Y | Y | Y
Energy Star Commercial Oven | Turnover | Restaurants | 18282 | 11914 | 6368 | 34.83% | 18282 | 11914 | 6368 | 34.83% | Y | Y | Y | Y
Energy Star Commercial Oven | Turnover | Retail | 18282 | 11914 | 6368 | 34.83% | 18282 | 11914 | 6368 | 34.83% | Y | Y | Y | Y
Energy Star Commercial Oven | Turnover | Schools K-12 | 18282 | 11914 | 6368 | 34.83% | 18282 | 11914 | 6368 | 34.83% | Y | Y | Y | Y
Energy Star Commercial Oven | Turnover | Warehouse | 18282 | 11914 | 6368 | 34.83% | 18282 | 11914 | 6368 | 34.83% | Y | Y | Y | Y
Energy Star Commercial Oven | New | Assembly | 18282 | 11914 | 6368 | 34.83% | 18282 | 11914 | 6368 | 34.83% | Y | Y | Y | Y
Energy Star Commercial Oven | New | College and University | 18282 | 11914 | 6368 | 34.83% | 18282 | 11914 | 6368 | 34.83% | Y | Y | Y | Y
Energy Star Commercial Oven | New | Grocery | 18282 | 11914 | 6368 | 34.83% | 18282 | 11914 | 6368 | 34.83% | Y | Y | Y | Y
Energy Star Commercial Oven | New | Healthcare | 18282 | 11914 | 6368 | 34.83% | 18282 | 11914 | 6368 | 34.83% | Y | Y | Y | Y
Energy Star Commercial Oven | New | Hospitals | 18282 | 11914 | 6368 | 34.83% | 18282 | 11914 | 6368 | 34.83% | Y | Y | Y | Y
Energy Star Commercial Oven | New | Institutional | 18282 | 11914 | 6368 | 34.83% | 18282 | 11914 | 6368 | 34.83% | Y | Y | Y | Y
Energy Star Commercial Oven | New | Lodging/Hospitality | 18282 | 11914 | 6368 | 34.83% | 18282 | 11914 | 6368 | 34.83% | Y | Y | Y | Y
Energy Star Commercial Oven | New | Miscellaneous | 18282 | 11914 | 6368 | 34.83% | 18282 | 11914 | 6368 | 34.83% | Y | Y | Y | Y
Energy Star Commercial Oven | New | Offices | 18282 | 11914 | 6368 | 34.83% | 18282 | 11914 | 6368 | 34.83% | Y | Y | Y | Y
Energy Star Commercial Oven | New | Restaurants | 18282 | 11914 | 6368 | 34.83% | 18282 | 11914 | 6368 | 34.83% | Y | Y | Y | Y
Energy Star Commercial Oven | New | Retail | 18282 | 11914 | 6368 | 34.83% | 18282 | 11914 | 6368 | 34.83% | Y | Y | Y | Y
Energy Star Commercial Oven | New | Schools K-12 | 18282 | 11914 | 6368 | 34.83% | 18282 | 11914 | 6368 | 34.83% | Y | Y | Y | Y
Energy Star Commercial Oven | New | Warehouse | 18282 | 11914 | 6368 | 34.83% | 18282 | 11914 | 6368 | 34.83% | Y | Y | Y | Y
Energy Star Fryer | Turnover | Assembly | 5177.454 | 4273.631 | 903.8223 | 17.46% | 5177.4536 | 4273.6313 | 903.8223 | 17.46% | Y | Y | Y | Y
Energy Star Fryer | Turnover | College and University | 5177.454 | 4273.631 | 903.8223 | 17.46% | 5177.4536 | 4273.6313 | 903.8223 | 17.46% | Y | Y | Y | Y
Energy Star Fryer | Turnover | Grocery | 5177.454 | 4273.631 | 903.8223 | 17.46% | 5177.4536 | 4273.6313 | 903.8223 | 17.46% | Y | Y | Y | Y
Energy Star Fryer | Turnover | Healthcare | 5177.454 | 4273.631 | 903.8223 | 17.46% | 5177.4536 | 4273.6313 | 903.8223 | 17.46% | Y | Y | Y | Y
Energy Star Fryer | Turnover | Hospitals | 5177.454 | 4273.631 | 903.8223 | 17.46% | 5177.4536 | 4273.6313 | 903.8223 | 17.46% | Y | Y | Y | Y
Energy Star Fryer | Turnover | Institutional | 5177.454 | 4273.631 | 903.8223 | 17.46% | 5177.4536 | 4273.6313 | 903.8223 | 17.46% | Y | Y | Y | Y
Energy Star Fryer | Turnover | Lodging/Hospitality | 5177.454 | 4273.631 | 903.8223 | 17.46% | 5177.4536 | 4273.6313 | 903.8223 | 17.46% | Y | Y | Y | Y
Energy Star Fryer | Turnover | Miscellaneous | 5177.454 | 4273.631 | 903.8223 | 17.46% | 5177.4536 | 4273.6313 | 903.8223 | 17.46% | Y | Y | Y | Y
Energy Star Fryer | Turnover | Offices | 5177.454 | 4273.631 | 903.8223 | 17.46% | 5177.4536 | 4273.6313 | 903.8223 | 17.46% | Y | Y | Y | Y
Energy Star Fryer | Turnover | Restaurants | 5177.454 | 4273.631 | 903.8223 | 17.46% | 5177.4536 | 4273.6313 | 903.8223 | 17.46% | Y | Y | Y | Y
Energy Star Fryer | Turnover | Retail | 5177.454 | 4273.631 | 903.8223 | 17.46% | 5177.4536 | 4273.6313 | 903.8223 | 17.46% | Y | Y | Y | Y
Energy Star Fryer | Turnover | Schools K-12 | 5177.454 | 4273.631 | 903.8223 | 17.46% | 5177.4536 | 4273.6313 | 903.8223 | 17.46% | Y | Y | Y | Y
Energy Star Fryer | Turnover | Warehouse | 5177.454 | 4273.631 | 903.8223 | 17.46% | 5177.4536 | 4273.6313 | 903.8223 | 17.46% | Y | Y | Y | Y
Energy Star Fryer | New | Assembly | 5177.454 | 4273.631 | 903.8223 | 17.46% | 5177.4536 | 4273.6313 | 903.8223 | 17.46% | Y | Y | Y | Y
Energy Star Fryer | New | College and University | 5177.454 | 4273.631 | 903.8223 | 17.46% | 5177.4536 | 4273.6313 | 903.8223 | 17.46% | Y | Y | Y | Y
Energy Star Fryer | New | Grocery | 5177.454 | 4273.631 | 903.8223 | 17.46% | 5177.4536 | 4273.6313 | 903.8223 | 17.46% | Y | Y | Y | Y
Energy Star Fryer | New | Healthcare | 5177.454 | 4273.631 | 903.8223 | 17.46% | 5177.4536 | 4273.6313 | 903.8223 | 17.46% | Y | Y | Y | Y
Energy Star Fryer | New | Hospitals | 5177.454 | 4273.631 | 903.8223 | 17.46% | 5177.4536 | 4273.6313 | 903.8223 | 17.46% | Y | Y | Y | Y
Energy Star Fryer | New | Institutional | 5177.454 | 4273.631 | 903.8223 | 17.46% | 5177.4536 | 4273.6313 | 903.8223 | 17.46% | Y | Y | Y | Y
Energy Star Fryer | New | Lodging/Hospitality | 5177.454 | 4273.631 | 903.8223 | 17.46% | 5177.4536 | 4273.6313 | 903.8223 | 17.46% | Y | Y | Y | Y
Energy Star Fryer | New | Miscellaneous | 5177.454 | 4273.631 | 903.8223 | 17.46% | 5177.4536 | 4273.6313 | 903.8223 | 17.46% | Y | Y | Y | Y
Energy Star Fryer | New | Offices | 5177.454 | 4273.631 | 903.8223 | 17.46% | 5177.4536 | 4273.6313 | 903.8223 | 17.46% | Y | Y | Y | Y
Energy Star Fryer | New | Restaurants | 5177.454 | 4273.631 | 903.8223 | 17.46% | 5177.4536 | 4273.6313 | 903.8223 | 17.46% | Y | Y | Y | Y
Energy Star Fryer | New | Retail | 5177.454 | 4273.631 | 903.8223 | 17.46% | 5177.4536 | 4273.6313 | 903.8223 | 17.46% | Y | Y | Y | Y
Energy Star Fryer | New | Schools K-12 | 5177.454 | 4273.631 | 903.8223 | 17.46% | 5177.4536 | 4273.6313 | 903.8223 | 17.46% | Y | Y | Y | Y
Energy Star Fryer | New | Warehouse | 5177.454 | 4273.631 | 903.8223 | 17.46% | 5177.4536 | 4273.6313 | 903.8223 | 17.46% | Y | Y | Y | Y
Energy Star Griddle | Turnover | Assembly | 15815 | 13905 | 1910 | 12.08% | 15815 | 13905 | 1910 | 12.08% | Y | Y | Y | Y
Energy Star Griddle | Turnover | College and University | 15815 | 13905 | 1910 | 12.08% | 15815 | 13905 | 1910 | 12.08% | Y | Y | Y | Y
Energy Star Griddle | Turnover | Grocery | 15815 | 13905 | 1910 | 12.08% | 15815 | 13905 | 1910 | 12.08% | Y | Y | Y | Y
Energy Star Griddle | Turnover | Healthcare | 15815 | 13905 | 1910 | 12.08% | 15815 | 13905 | 1910 | 12.08% | Y | Y | Y | Y
Energy Star Griddle | Turnover | Hospitals | 15815 | 13905 | 1910 | 12.08% | 15815 | 13905 | 1910 | 12.08% | Y | Y | Y | Y
Energy Star Griddle | Turnover | Institutional | 15815 | 13905 | 1910 | 12.08% | 15815 | 13905 | 1910 | 12.08% | Y | Y | Y | Y
Energy Star Griddle | Turnover | Lodging/Hospitality | 15815 | 13905 | 1910 | 12.08% | 15815 | 13905 | 1910 | 12.08% | Y | Y | Y | Y
Energy Star Griddle | Turnover | Miscellaneous | 15815 | 13905 | 1910 | 12.08% | 15815 | 13905 | 1910 | 12.08% | Y | Y | Y | Y
Energy Star Griddle | Turnover | Offices | 15815 | 13905 | 1910 | 12.08% | 15815 | 13905 | 1910 | 12.08% | Y | Y | Y | Y
Energy Star Griddle | Turnover | Restaurants | 15815 | 13905 | 1910 | 12.08% | 15815 | 13905 | 1910 | 12.08% | Y | Y | Y | Y
Energy Star Griddle | Turnover | Retail | 15815 | 13905 | 1910 | 12.08% | 15815 | 13905 | 1910 | 12.08% | Y | Y | Y | Y
Energy Star Griddle | Turnover | Schools K-12 | 15815 | 13905 | 1910 | 12.08% | 15815 | 13905 | 1910 | 12.08% | Y | Y | Y | Y
Energy Star Griddle | Turnover | Warehouse | 15815 | 13905 | 1910 | 12.08% | 15815 | 13905 | 1910 | 12.08% | Y | Y | Y | Y
Energy Star Griddle | New | Assembly | 15815 | 13905 | 1910 | 12.08% | 15815 | 13905 | 1910 | 12.08% | Y | Y | Y | Y
Energy Star Griddle | New | College and University | 15815 | 13905 | 1910 | 12.08% | 15815 | 13905 | 1910 | 12.08% | Y | Y | Y | Y
Energy Star Griddle | New | Grocery | 15815 | 13905 | 1910 | 12.08% | 15815 | 13905 | 1910 | 12.08% | Y | Y | Y | Y
Energy Star Griddle | New | Healthcare | 15815 | 13905 | 1910 | 12.08% | 15815 | 13905 | 1910 | 12.08% | Y | Y | Y | Y
Energy Star Griddle | New | Hospitals | 15815 | 13905 | 1910 | 12.08% | 15815 | 13905 | 1910 | 12.08% | Y | Y | Y | Y
Energy Star Griddle | New | Institutional | 15815 | 13905 | 1910 | 12.08% | 15815 | 13905 | 1910 | 12.08% | Y | Y | Y | Y
Energy Star Griddle | New | Lodging/Hospitality | 15815 | 13905 | 1910 | 12.08% | 15815 | 13905 | 1910 | 12.08% | Y | Y | Y | Y
Energy Star Griddle | New | Miscellaneous | 15815 | 13905 | 1910 | 12.08% | 15815 | 13905 | 1910 | 12.08% | Y | Y | Y | Y
Energy Star Griddle | New | Offices | 15815 | 13905 | 1910 | 12.08% | 15815 | 13905 | 1910 | 12.08% | Y | Y | Y | Y
Energy Star Griddle | New | Restaurants | 15815 | 13905 | 1910 | 12.08% | 15815 | 13905 | 1910 | 12.08% | Y | Y | Y | Y
Energy Star Griddle | New | Retail | 15815 | 13905 | 1910 | 12.08% | 15815 | 13905 | 1910 | 12.08% | Y | Y | Y | Y
Energy Star Griddle | New | Schools K-12 | 15815 | 13905 | 1910 | 12.08% | 15815 | 13905 | 1910 | 12.08% | Y | Y | Y | Y
Energy Star Griddle | New | Warehouse | 15815 | 13905 | 1910 | 12.08% | 15815 | 13905 | 1910 | 12.08% | Y | Y | Y | Y
Energy Star Hot Food Holding Cabinet | Turnover | Assembly | 3285 | 1554.9 | 1730.1 | 52.67% | 3285 | 1554.9 | 1730.1 | 52.67% | Y | Y | Y | Y
Energy Star Hot Food Holding Cabinet | Turnover | College and University | 3285 | 1554.9 | 1730.1 | 52.67% | 3285 | 1554.9 | 1730.1 | 52.67% | Y | Y | Y | Y
Energy Star Hot Food Holding Cabinet | Turnover | Grocery | 3285 | 1554.9 | 1730.1 | 52.67% | 3285 | 1554.9 | 1730.1 | 52.67% | Y | Y | Y | Y
Energy Star Hot Food Holding Cabinet | Turnover | Healthcare | 3285 | 1554.9 | 1730.1 | 52.67% | 3285 | 1554.9 | 1730.1 | 52.67% | Y | Y | Y | Y
Energy Star Hot Food Holding Cabinet | Turnover | Hospitals | 3285 | 1554.9 | 1730.1 | 52.67% | 3285 | 1554.9 | 1730.1 | 52.67% | Y | Y | Y | Y
Energy Star Hot Food Holding Cabinet | Turnover | Institutional | 3285 | 1554.9 | 1730.1 | 52.67% | 3285 | 1554.9 | 1730.1 | 52.67% | Y | Y | Y | Y
Energy Star Hot Food Holding Cabinet | Turnover | Lodging/Hospitality | 3285 | 1554.9 | 1730.1 | 52.67% | 3285 | 1554.9 | 1730.1 | 52.67% | Y | Y | Y | Y
Energy Star Hot Food Holding Cabinet | Turnover | Miscellaneous | 3285 | 1554.9 | 1730.1 | 52.67% | 3285 | 1554.9 | 1730.1 | 52.67% | Y | Y | Y | Y
Energy Star Hot Food Holding Cabinet | Turnover | Offices | 3285 | 1554.9 | 1730.1 | 52.67% | 3285 | 1554.9 | 1730.1 | 52.67% | Y | Y | Y | Y
Energy Star Hot Food Holding Cabinet | Turnover | Restaurants | 3285 | 1554.9 | 1730.1 | 52.67% | 3285 | 1554.9 | 1730.1 | 52.67% | Y | Y | Y | Y
Energy Star Hot Food Holding Cabinet | Turnover | Retail | 3285 | 1554.9 | 1730.1 | 52.67% | 3285 | 1554.9 | 1730.1 | 52.67% | Y | Y | Y | Y
Energy Star Hot Food Holding Cabinet | Turnover | Schools K-12 | 3285 | 1554.9 | 1730.1 | 52.67% | 3285 | 1554.9 | 1730.1 | 52.67% | Y | Y | Y | Y
Energy Star Hot Food Holding Cabinet | Turnover | Warehouse | 3285 | 1554.9 | 1730.1 | 52.67% | 3285 | 1554.9 | 1730.1 | 52.67% | Y | Y | Y | Y
Energy Star Hot Food Holding Cabinet | New | Assembly | 3285 | 1554.9 | 1730.1 | 52.67% | 3285 | 1554.9 | 1730.1 | 52.67% | Y | Y | Y | Y
Energy Star Hot Food Holding Cabinet | New | College and University | 3285 | 1554.9 | 1730.1 | 52.67% | 3285 | 1554.9 | 1730.1 | 52.67% | Y | Y | Y | Y
Energy Star Hot Food Holding Cabinet | New | Grocery | 3285 | 1554.9 | 1730.1 | 52.67% | 3285 | 1554.9 | 1730.1 | 52.67% | Y | Y | Y | Y
Energy Star Hot Food Holding Cabinet | New | Healthcare | 3285 | 1554.9 | 1730.1 | 52.67% | 3285 | 1554.9 | 1730.1 | 52.67% | Y | Y | Y | Y
Energy Star Hot Food Holding Cabinet | New | Hospitals | 3285 | 1554.9 | 1730.1 | 52.67% | 3285 | 1554.9 | 1730.1 | 52.67% | Y | Y | Y | Y
Energy Star Hot Food Holding Cabinet | New | Institutional | 3285 | 1554.9 | 1730.1 | 52.67% | 3285 | 1554.9 | 1730.1 | 52.67% | Y | Y | Y | Y
Energy Star Hot Food Holding Cabinet | New | Lodging/Hospitality | 3285 | 1554.9 | 1730.1 | 52.67% | 3285 | 1554.9 | 1730.1 | 52.67% | Y | Y | Y | Y
Energy Star Hot Food Holding Cabinet | New | Miscellaneous | 3285 | 1554.9 | 1730.1 | 52.67% | 3285 | 1554.9 | 1730.1 | 52.67% | Y | Y | Y | Y
Energy Star Hot Food Holding Cabinet | New | Offices | 3285 | 1554.9 | 1730.1 | 52.67% | 3285 | 1554.9 | 1730.1 | 52.67% | Y | Y | Y | Y
Energy Star Hot Food Holding Cabinet | New | Restaurants | 3285 | 1554.9 | 1730.1 | 52.67% | 3285 | 1554.9 | 1730.1 | 52.67% | Y | Y | Y | Y
Energy Star Hot Food Holding Cabinet | New | Retail | 3285 | 1554.9 | 1730.1 | 52.67% | 3285 | 1554.9 | 1730.1 | 52.67% | Y | Y | Y | Y
Energy Star Hot Food Holding Cabinet | New | Schools K-12 | 3285 | 1554.9 | 1730.1 | 52.67% | 3285 | 1554.9 | 1730.1 | 52.67% | Y | Y | Y | Y
Energy Star Hot Food Holding Cabinet | New | Warehouse | 3285 | 1554.9 | 1730.1 | 52.67% | 3285 | 1554.9 | 1730.1 | 52.67% | Y | Y | Y | Y
Energy Star Steamer | Turnover | Assembly | 17599 | 7632 | 9967 | 56.63% | 17599 | 7632 | 9967 | 56.63% | Y | Y | Y | Y
Energy Star Steamer | Turnover | College and University | 17599 | 7632 | 9967 | 56.63% | 17599 | 7632 | 9967 | 56.63% | Y | Y | Y | Y
Energy Star Steamer | Turnover | Grocery | 17599 | 7632 | 9967 | 56.63% | 17599 | 7632 | 9967 | 56.63% | Y | Y | Y | Y
Energy Star Steamer | Turnover | Healthcare | 17599 | 7632 | 9967 | 56.63% | 17599 | 7632 | 9967 | 56.63% | Y | Y | Y | Y
Energy Star Steamer | Turnover | Hospitals | 17599 | 7632 | 9967 | 56.63% | 17599 | 7632 | 9967 | 56.63% | Y | Y | Y | Y
Energy Star Steamer | Turnover | Institutional | 17599 | 7632 | 9967 | 56.63% | 17599 | 7632 | 9967 | 56.63% | Y | Y | Y | Y
Energy Star Steamer | Turnover | Lodging/Hospitality | 17599 | 7632 | 9967 | 56.63% | 17599 | 7632 | 9967 | 56.63% | Y | Y | Y | Y
Energy Star Steamer | Turnover | Miscellaneous | 17599 | 7632 | 9967 | 56.63% | 17599 | 7632 | 9967 | 56.63% | Y | Y | Y | Y
Energy Star Steamer | Turnover | Offices | 17599 | 7632 | 9967 | 56.63% | 17599 | 7632 | 9967 | 56.63% | Y | Y | Y | Y
Energy Star Steamer | Turnover | Restaurants | 17599 | 7632 | 9967 | 56.63% | 17599 | 7632 | 9967 | 56.63% | Y | Y | Y | Y
Energy Star Steamer | Turnover | Retail | 17599 | 7632 | 9967 | 56.63% | 17599 | 7632 | 9967 | 56.63% | Y | Y | Y | Y
Energy Star Steamer | Turnover | Schools K-12 | 17599 | 7632 | 9967 | 56.63% | 17599 | 7632 | 9967 | 56.63% | Y | Y | Y | Y
Energy Star Steamer | Turnover | Warehouse | 17599 | 7632 | 9967 | 56.63% | 17599 | 7632 | 9967 | 56.63% | Y | Y | Y | Y
Energy Star Steamer | New | Assembly | 17599 | 7632 | 9967 | 56.63% | 17599 | 7632 | 9967 | 56.63% | Y | Y | Y | Y
Energy Star Steamer | New | College and University | 17599 | 7632 | 9967 | 56.63% | 17599 | 7632 | 9967 | 56.63% | Y | Y | Y | Y
Energy Star Steamer | New | Grocery | 17599 | 7632 | 9967 | 56.63% | 17599 | 7632 | 9967 | 56.63% | Y | Y | Y | Y
Energy Star Steamer | New | Healthcare | 17599 | 7632 | 9967 | 56.63% | 17599 | 7632 | 9967 | 56.63% | Y | Y | Y | Y
Energy Star Steamer | New | Hospitals | 17599 | 7632 | 9967 | 56.63% | 17599 | 7632 | 9967 | 56.63% | Y | Y | Y | Y
Energy Star Steamer | New | Institutional | 17599 | 7632 | 9967 | 56.63% | 17599 | 7632 | 9967 | 56.63% | Y | Y | Y | Y
Energy Star Steamer | New | Lodging/Hospitality | 17599 | 7632 | 9967 | 56.63% | 17599 | 7632 | 9967 | 56.63% | Y | Y | Y | Y
Energy Star Steamer | New | Miscellaneous | 17599 | 7632 | 9967 | 56.63% | 17599 | 7632 | 9967 | 56.63% | Y | Y | Y | Y
Energy Star Steamer | New | Offices | 17599 | 7632 | 9967 | 56.63% | 17599 | 7632 | 9967 | 56.63% | Y | Y | Y | Y
Energy Star Steamer | New | Restaurants | 17599 | 7632 | 9967 | 56.63% | 17599 | 7632 | 9967 | 56.63% | Y | Y | Y | Y
Energy Star Steamer | New | Retail | 17599 | 7632 | 9967 | 56.63% | 17599 | 7632 | 9967 | 56.63% | Y | Y | Y | Y
Energy Star Steamer | New | Schools K-12 | 17599 | 7632 | 9967 | 56.63% | 17599 | 7632 | 9967 | 56.63% | Y | Y | Y | Y
Energy Star Steamer | New | Warehouse | 17599 | 7632 | 9967 | 56.63% | 17599 | 7632 | 9967 | 56.63% | Y | Y | Y | Y
Induction Cooktops | Turnover | Assembly | 10488.15 | 8513.91 | 1974.24 | 18.82% | 10488.15 | 8513.91 | 1974.24 | 18.82% | Y | Y | Y | Y
Induction Cooktops | Turnover | College and University | 10488.15 | 8513.91 | 1974.24 | 18.82% | 10488.15 | 8513.91 | 1974.24 | 18.82% | Y | Y | Y | Y
Induction Cooktops | Turnover | Grocery | 10488.15 | 8513.91 | 1974.24 | 18.82% | 10488.15 | 8513.91 | 1974.24 | 18.82% | Y | Y | Y | Y
Induction Cooktops | Turnover | Healthcare | 10488.15 | 8513.91 | 1974.24 | 18.82% | 10488.15 | 8513.91 | 1974.24 | 18.82% | Y | Y | Y | Y
Induction Cooktops | Turnover | Hospitals | 10488.15 | 8513.91 | 1974.24 | 18.82% | 10488.15 | 8513.91 | 1974.24 | 18.82% | Y | Y | Y | Y
Induction Cooktops | Turnover | Institutional | 10488.15 | 8513.91 | 1974.24 | 18.82% | 10488.15 | 8513.91 | 1974.24 | 18.82% | Y | Y | Y | Y
Induction Cooktops | Turnover | Lodging/Hospitality | 10488.15 | 8513.91 | 1974.24 | 18.82% | 10488.15 | 8513.91 | 1974.24 | 18.82% | Y | Y | Y | Y
Induction Cooktops | Turnover | Miscellaneous | 10488.15 | 8513.91 | 1974.24 | 18.82% | 10488.15 | 8513.91 | 1974.24 | 18.82% | Y | Y | Y | Y
Induction Cooktops | Turnover | Offices | 10488.15 | 8513.91 | 1974.24 | 18.82% | 10488.15 | 8513.91 | 1974.24 | 18.82% | Y | Y | Y | Y
Induction Cooktops | Turnover | Restaurants | 10488.15 | 8513.91 | 1974.24 | 18.82% | 10488.15 | 8513.91 | 1974.24 | 18.82% | Y | Y | Y | Y
Induction Cooktops | Turnover | Retail | 10488.15 | 8513.91 | 1974.24 | 18.82% | 10488.15 | 8513.91 | 1974.24 | 18.82% | Y | Y | Y | Y
Induction Cooktops | Turnover | Schools K-12 | 10488.15 | 8513.91 | 1974.24 | 18.82% | 10488.15 | 8513.91 | 1974.24 | 18.82% | Y | Y | Y | Y
Induction Cooktops | Turnover | Warehouse | 10488.15 | 8513.91 | 1974.24 | 18.82% | 10488.15 | 8513.91 | 1974.24 | 18.82% | Y | Y | Y | Y
Induction Cooktops | New | Assembly | 10488.15 | 8513.91 | 1974.24 | 18.82% | 10488.15 | 8513.91 | 1974.24 | 18.82% | Y | Y | Y | Y
Induction Cooktops | New | College and University | 10488.15 | 8513.91 | 1974.24 | 18.82% | 10488.15 | 8513.91 | 1974.24 | 18.82% | Y | Y | Y | Y
Induction Cooktops | New | Grocery | 10488.15 | 8513.91 | 1974.24 | 18.82% | 10488.15 | 8513.91 | 1974.24 | 18.82% | Y | Y | Y | Y
Induction Cooktops | New | Healthcare | 10488.15 | 8513.91 | 1974.24 | 18.82% | 10488.15 | 8513.91 | 1974.24 | 18.82% | Y | Y | Y | Y
Induction Cooktops | New | Hospitals | 10488.15 | 8513.91 | 1974.24 | 18.82% | 10488.15 | 8513.91 | 1974.24 | 18.82% | Y | Y | Y | Y
Induction Cooktops | New | Institutional | 10488.15 | 8513.91 | 1974.24 | 18.82% | 10488.15 | 8513.91 | 1974.24 | 18.82% | Y | Y | Y | Y
Induction Cooktops | New | Lodging/Hospitality | 10488.15 | 8513.91 | 1974.24 | 18.82% | 10488.15 | 8513.91 | 1974.24 | 18.82% | Y | Y | Y | Y
Induction Cooktops | New | Miscellaneous | 10488.15 | 8513.91 | 1974.24 | 18.82% | 10488.15 | 8513.91 | 1974.24 | 18.82% | Y | Y | Y | Y
Induction Cooktops | New | Offices | 10488.15 | 8513.91 | 1974.24 | 18.82% | 10488.15 | 8513.91 | 1974.24 | 18.82% | Y | Y | Y | Y
Induction Cooktops | New | Restaurants | 10488.15 | 8513.91 | 1974.24 | 18.82% | 10488.15 | 8513.91 | 1974.24 | 18.82% | Y | Y | Y | Y
Induction Cooktops | New | Retail | 10488.15 | 8513.91 | 1974.24 | 18.82% | 10488.15 | 8513.91 | 1974.24 | 18.82% | Y | Y | Y | Y
Induction Cooktops | New | Schools K-12 | 10488.15 | 8513.91 | 1974.24 | 18.82% | 10488.15 | 8513.91 | 1974.24 | 18.82% | Y | Y | Y | Y
Induction Cooktops | New | Warehouse | 10488.15 | 8513.91 | 1974.24 | 18.82% | 10488.15 | 8513.91 | 1974.24 | 18.82% | Y | Y | Y | Y
Energy Star Commercial Dishwasher | Turnover | Assembly | 64581.26 | 45527.13 | 19054.13 | 29.5% | 64581.259 | 45527.1321 | 19054.1268 | 29.5% | Y | Y | Y | Y
Energy Star Commercial Dishwasher | Turnover | College and University | 64581.26 | 45527.13 | 19054.13 | 29.5% | 64581.259 | 45527.1321 | 19054.1268 | 29.5% | Y | Y | Y | Y
Energy Star Commercial Dishwasher | Turnover | Grocery | 64581.26 | 45527.13 | 19054.13 | 29.5% | 64581.259 | 45527.1321 | 19054.1268 | 29.5% | Y | Y | Y | Y
Energy Star Commercial Dishwasher | Turnover | Healthcare | 64581.26 | 45527.13 | 19054.13 | 29.5% | 64581.259 | 45527.1321 | 19054.1268 | 29.5% | Y | Y | Y | Y
Energy Star Commercial Dishwasher | Turnover | Hospitals | 64581.26 | 45527.13 | 19054.13 | 29.5% | 64581.259 | 45527.1321 | 19054.1268 | 29.5% | Y | Y | Y | Y
Energy Star Commercial Dishwasher | Turnover | Institutional | 64581.26 | 45527.13 | 19054.13 | 29.5% | 64581.259 | 45527.1321 | 19054.1268 | 29.5% | Y | Y | Y | Y
Energy Star Commercial Dishwasher | Turnover | Lodging/Hospitality | 64581.26 | 45527.13 | 19054.13 | 29.5% | 64581.259 | 45527.1321 | 19054.1268 | 29.5% | Y | Y | Y | Y
Energy Star Commercial Dishwasher | Turnover | Miscellaneous | 64581.26 | 45527.13 | 19054.13 | 29.5% | 64581.259 | 45527.1321 | 19054.1268 | 29.5% | Y | Y | Y | Y
Energy Star Commercial Dishwasher | Turnover | Offices | 64581.26 | 45527.13 | 19054.13 | 29.5% | 64581.259 | 45527.1321 | 19054.1268 | 29.5% | Y | Y | Y | Y
Energy Star Commercial Dishwasher | Turnover | Restaurants | 64581.26 | 45527.13 | 19054.13 | 29.5% | 64581.259 | 45527.1321 | 19054.1268 | 29.5% | Y | Y | Y | Y
Energy Star Commercial Dishwasher | Turnover | Retail | 64581.26 | 45527.13 | 19054.13 | 29.5% | 64581.259 | 45527.1321 | 19054.1268 | 29.5% | Y | Y | Y | Y
Energy Star Commercial Dishwasher | Turnover | Schools K-12 | 64581.26 | 45527.13 | 19054.13 | 29.5% | 64581.259 | 45527.1321 | 19054.1268 | 29.5% | Y | Y | Y | Y
Energy Star Commercial Dishwasher | Turnover | Warehouse | 64581.26 | 45527.13 | 19054.13 | 29.5% | 64581.259 | 45527.1321 | 19054.1268 | 29.5% | Y | Y | Y | Y
Energy Star Commercial Dishwasher | New | Assembly | 64581.26 | 45527.13 | 19054.13 | 29.5% | 64581.259 | 45527.1321 | 19054.1268 | 29.5% | Y | Y | Y | Y
Energy Star Commercial Dishwasher | New | College and University | 64581.26 | 45527.13 | 19054.13 | 29.5% | 64581.259 | 45527.1321 | 19054.1268 | 29.5% | Y | Y | Y | Y
Energy Star Commercial Dishwasher | New | Grocery | 64581.26 | 45527.13 | 19054.13 | 29.5% | 64581.259 | 45527.1321 | 19054.1268 | 29.5% | Y | Y | Y | Y
Energy Star Commercial Dishwasher | New | Healthcare | 64581.26 | 45527.13 | 19054.13 | 29.5% | 64581.259 | 45527.1321 | 19054.1268 | 29.5% | Y | Y | Y | Y
Energy Star Commercial Dishwasher | New | Hospitals | 64581.26 | 45527.13 | 19054.13 | 29.5% | 64581.259 | 45527.1321 | 19054.1268 | 29.5% | Y | Y | Y | Y
Energy Star Commercial Dishwasher | New | Institutional | 64581.26 | 45527.13 | 19054.13 | 29.5% | 64581.259 | 45527.1321 | 19054.1268 | 29.5% | Y | Y | Y | Y
Energy Star Commercial Dishwasher | New | Lodging/Hospitality | 64581.26 | 45527.13 | 19054.13 | 29.5% | 64581.259 | 45527.1321 | 19054.1268 | 29.5% | Y | Y | Y | Y
Energy Star Commercial Dishwasher | New | Miscellaneous | 64581.26 | 45527.13 | 19054.13 | 29.5% | 64581.259 | 45527.1321 | 19054.1268 | 29.5% | Y | Y | Y | Y
Energy Star Commercial Dishwasher | New | Offices | 64581.26 | 45527.13 | 19054.13 | 29.5% | 64581.259 | 45527.1321 | 19054.1268 | 29.5% | Y | Y | Y | Y
Energy Star Commercial Dishwasher | New | Restaurants | 64581.26 | 45527.13 | 19054.13 | 29.5% | 64581.259 | 45527.1321 | 19054.1268 | 29.5% | Y | Y | Y | Y
Energy Star Commercial Dishwasher | New | Retail | 64581.26 | 45527.13 | 19054.13 | 29.5% | 64581.259 | 45527.1321 | 19054.1268 | 29.5% | Y | Y | Y | Y
Energy Star Commercial Dishwasher | New | Schools K-12 | 64581.26 | 45527.13 | 19054.13 | 29.5% | 64581.259 | 45527.1321 | 19054.1268 | 29.5% | Y | Y | Y | Y
Energy Star Commercial Dishwasher | New | Warehouse | 64581.26 | 45527.13 | 19054.13 | 29.5% | 64581.259 | 45527.1321 | 19054.1268 | 29.5% | Y | Y | Y | Y
Heat Pump Water Heater | Turnover | Assembly | 7192.49 | 2494.276 | 4698.213 | 65.32% | 7192.4897 | 2494.2763 | 4698.2135 | 65.32% | Y | Y | Y | Y
Heat Pump Water Heater | Turnover | College and University | 165427.3 | 57368.35 | 108058.9 | 65.32% | 165427.2641 | 57368.354 | 108058.9101 | 65.32% | N | Y | Y | Y
Heat Pump Water Heater | Turnover | Grocery | 14384.98 | 4988.553 | 9396.427 | 65.32% | 14384.9795 | 4988.5525 | 9396.427 | 65.32% | Y | Y | Y | Y
Heat Pump Water Heater | Turnover | Healthcare | 9589.986 | 3325.702 | 6264.285 | 65.32% | 9589.9863 | 3325.7017 | 6264.2846 | 65.32% | Y | Y | Y | Y
Heat Pump Water Heater | Turnover | Hospitals | 290097.1 | 100602.5 | 189494.6 | 65.32% | 290097.0863 | 100602.4758 | 189494.6105 | 65.32% | N | N | Y | Y
Heat Pump Water Heater | Turnover | Institutional | 575399.2 | 199542.1 | 375857.1 | 65.32% | 575399.1794 | 199542.1007 | 375857.0786 | 65.32% | N | Y | N | Y
Heat Pump Water Heater | Turnover | Lodging/Hospitality | 69047.9 | 23945.05 | 45102.85 | 65.32% | 69047.9015 | 23945.0521 | 45102.8494 | 65.32% | Y | Y | Y | Y
Heat Pump Water Heater | Turnover | Miscellaneous | 431549.4 | 149656.6 | 281892.8 | 65.32% | 431549.3845 | 149656.5756 | 281892.809 | 65.32% | N | N | Y | Y
Heat Pump Water Heater | Turnover | Offices | 59937.41 | 20785.64 | 39151.78 | 65.32% | 59937.4145 | 20785.6355 | 39151.779 | 65.32% | Y | Y | Y | Y
Heat Pump Water Heater | Turnover | Restaurants | 23974.97 | 8314.254 | 15660.71 | 65.32% | 23974.9658 | 8314.2542 | 15660.7116 | 65.32% | Y | Y | Y | Y
Heat Pump Water Heater | Turnover | Retail | 42723.39 | 14816 | 27907.39 | 65.32% | 42723.3891 | 14816.001 | 27907.3881 | 65.32% | Y | Y | Y | Y
Heat Pump Water Heater | Turnover | Schools K-12 | 2996.936 | 1039.305 | 1957.632 | 65.32% | 2996.9364 | 1039.3046 | 1957.6319 | 65.32% | Y | Y | Y | Y
Heat Pump Water Heater | Turnover | Warehouse | 14384.98 | 4988.553 | 9396.427 | 65.32% | 14384.9795 | 4988.5525 | 9396.427 | 65.32% | Y | Y | Y | Y
Heat Pump Water Heater | New | Assembly | 7192.49 | 2494.276 | 4698.213 | 65.32% | 7192.4897 | 2494.2763 | 4698.2135 | 65.32% | Y | Y | Y | Y
Heat Pump Water Heater | New | College and University | 165427.3 | 57368.35 | 108058.9 | 65.32% | 165427.2641 | 57368.354 | 108058.9101 | 65.32% | N | Y | Y | Y
Heat Pump Water Heater | New | Grocery | 14384.98 | 4988.553 | 9396.427 | 65.32% | 14384.9795 | 4988.5525 | 9396.427 | 65.32% | Y | Y | Y | Y
Heat Pump Water Heater | New | Healthcare | 9589.986 | 3325.702 | 6264.285 | 65.32% | 9589.9863 | 3325.7017 | 6264.2846 | 65.32% | Y | Y | Y | Y
Heat Pump Water Heater | New | Hospitals | 290097.1 | 100602.5 | 189494.6 | 65.32% | 290097.0863 | 100602.4758 | 189494.6105 | 65.32% | N | N | Y | Y
Heat Pump Water Heater | New | Institutional | 575399.2 | 199542.1 | 375857.1 | 65.32% | 575399.1794 | 199542.1007 | 375857.0786 | 65.32% | N | Y | N | Y
Heat Pump Water Heater | New | Lodging/Hospitality | 69047.9 | 23945.05 | 45102.85 | 65.32% | 69047.9015 | 23945.0521 | 45102.8494 | 65.32% | Y | Y | Y | Y
Heat Pump Water Heater | New | Miscellaneous | 431549.4 | 149656.6 | 281892.8 | 65.32% | 431549.3845 | 149656.5756 | 281892.809 | 65.32% | N | N | Y | Y
Heat Pump Water Heater | New | Offices | 59937.41 | 20785.64 | 39151.78 | 65.32% | 59937.4145 | 20785.6355 | 39151.779 | 65.32% | Y | Y | Y | Y
Heat Pump Water Heater | New | Restaurants | 23974.97 | 8314.254 | 15660.71 | 65.32% | 23974.9658 | 8314.2542 | 15660.7116 | 65.32% | Y | Y | Y | Y
Heat Pump Water Heater | New | Retail | 42723.39 | 14816 | 27907.39 | 65.32% | 42723.3891 | 14816.001 | 27907.3881 | 65.32% | Y | Y | Y | Y
Heat Pump Water Heater | New | Schools K-12 | 2996.936 | 1039.305 | 1957.632 | 65.32% | 2996.9364 | 1039.3046 | 1957.6319 | 65.32% | Y | Y | Y | Y
Heat Pump Water Heater | New | Warehouse | 14384.98 | 4988.553 | 9396.427 | 65.32% | 14384.9795 | 4988.5525 | 9396.427 | 65.32% | Y | Y | Y | Y
Instantaneous Hot Water System | Turnover | Assembly | 6497.137 | 6117.253 | 379.8836 | 5.847% | 6497.1371 | 6117.2534 | 379.8836 | 5.847% | Y | Y | Y | Y
Instantaneous Hot Water System | Turnover | College and University | 149434.2 | 140696.8 | 8737.323 | 5.847% | 149434.1526 | 140696.8292 | 8737.3234 | 5.847% | N | Y | Y | Y
Instantaneous Hot Water System | Turnover | Grocery | 12994.27 | 12234.51 | 759.7673 | 5.847% | 12994.2741 | 12234.5069 | 759.7673 | 5.847% | Y | Y | Y | Y
Instantaneous Hot Water System | Turnover | Healthcare | 8662.849 | 8156.338 | 506.5115 | 5.847% | 8662.8494 | 8156.3379 | 506.5115 | 5.847% | Y | Y | Y | Y
Instantaneous Hot Water System | Turnover | Hospitals | 262051.2 | 246729.2 | 15321.97 | 5.847% | 262051.1952 | 246729.2222 | 15321.9729 | 5.847% | N | Y | Y | Y
Instantaneous Hot Water System | Turnover | Institutional | 519771 | 489380.3 | 30390.69 | 5.847% | 519770.9656 | 489380.2755 | 30390.6901 | 5.847% | N | N | Y | Y
Instantaneous Hot Water System | Turnover | Lodging/Hospitality | 62372.52 | 58725.63 | 3646.883 | 5.847% | 62372.5159 | 58725.6331 | 3646.8828 | 5.847% | Y | Y | Y | Y
Instantaneous Hot Water System | Turnover | Miscellaneous | 389828.2 | 367035.2 | 22793.02 | 5.847% | 389828.2242 | 367035.2066 | 22793.0176 | 5.847% | Y | Y | Y | Y
Instantaneous Hot Water System | Turnover | Offices | 54142.81 | 50977.11 | 3165.697 | 5.847% | 54142.8089 | 50977.112 | 3165.6969 | 5.847% | Y | Y | Y | Y
Instantaneous Hot Water System | Turnover | Restaurants | 21657.12 | 20390.84 | 1266.279 | 5.847% | 21657.1236 | 20390.8448 | 1266.2788 | 5.847% | Y | Y | Y | Y
Instantaneous Hot Water System | Turnover | Retail | 38592.99 | 36336.49 | 2256.509 | 5.847% | 38592.9942 | 36336.4855 | 2256.5087 | 5.847% | Y | Y | Y | Y
Instantaneous Hot Water System | Turnover | Schools K-12 | 2707.2 | 2548.911 | 158.2883 | 5.847% | 2707.1998 | 2548.9115 | 158.2883 | 5.847% | N | Y | Y | Y
Instantaneous Hot Water System | Turnover | Warehouse | 12994.27 | 12234.51 | 759.7673 | 5.847% | 12994.2741 | 12234.5069 | 759.7673 | 5.847% | Y | Y | Y | Y
Instantaneous Hot Water System | New | Assembly | 6497.137 | 6117.253 | 379.8836 | 5.847% | 6497.1371 | 6117.2534 | 379.8836 | 5.847% | Y | Y | Y | Y
Instantaneous Hot Water System | New | College and University | 149434.2 | 140696.8 | 8737.323 | 5.847% | 149434.1526 | 140696.8292 | 8737.3234 | 5.847% | N | Y | Y | Y
Instantaneous Hot Water System | New | Grocery | 12994.27 | 12234.51 | 759.7673 | 5.847% | 12994.2741 | 12234.5069 | 759.7673 | 5.847% | Y | Y | Y | Y
Instantaneous Hot Water System | New | Healthcare | 8662.849 | 8156.338 | 506.5115 | 5.847% | 8662.8494 | 8156.3379 | 506.5115 | 5.847% | Y | Y | Y | Y
Instantaneous Hot Water System | New | Hospitals | 262051.2 | 246729.2 | 15321.97 | 5.847% | 262051.1952 | 246729.2222 | 15321.9729 | 5.847% | N | Y | Y | Y
Instantaneous Hot Water System | New | Institutional | 519771 | 489380.3 | 30390.69 | 5.847% | 519770.9656 | 489380.2755 | 30390.6901 | 5.847% | N | N | Y | Y
Instantaneous Hot Water System | New | Lodging/Hospitality | 62372.52 | 58725.63 | 3646.883 | 5.847% | 62372.5159 | 58725.6331 | 3646.8828 | 5.847% | Y | Y | Y | Y
Instantaneous Hot Water System | New | Miscellaneous | 389828.2 | 367035.2 | 22793.02 | 5.847% | 389828.2242 | 367035.2066 | 22793.0176 | 5.847% | Y | Y | Y | Y
Instantaneous Hot Water System | New | Offices | 54142.81 | 50977.11 | 3165.697 | 5.847% | 54142.8089 | 50977.112 | 3165.6969 | 5.847% | Y | Y | Y | Y
Instantaneous Hot Water System | New | Restaurants | 21657.12 | 20390.84 | 1266.279 | 5.847% | 21657.1236 | 20390.8448 | 1266.2788 | 5.847% | Y | Y | Y | Y
Instantaneous Hot Water System | New | Retail | 38592.99 | 36336.49 | 2256.509 | 5.847% | 38592.9942 | 36336.4855 | 2256.5087 | 5.847% | Y | Y | Y | Y
Instantaneous Hot Water System | New | Schools K-12 | 2707.2 | 2548.911 | 158.2883 | 5.847% | 2707.1998 | 2548.9115 | 158.2883 | 5.847% | N | Y | Y | Y
Instantaneous Hot Water System | New | Warehouse | 12994.27 | 12234.51 | 759.7673 | 5.847% | 12994.2741 | 12234.5069 | 759.7673 | 5.847% | Y | Y | Y | Y
Solar Water Heater | Turnover | Assembly | 7192.49 | 1678.248 | 5514.242 | 76.67% | 7192.4897 | 1678.2476 | 5514.2421 | 76.67% | Y | Y | Y | Y
Solar Water Heater | Turnover | College and University | 165427.3 | 38599.69 | 126827.6 | 76.67% | 165427.2641 | 38599.6949 | 126827.5691 | 76.67% | N | Y | N | Y
Solar Water Heater | Turnover | Grocery | 14384.98 | 3356.495 | 11028.48 | 76.67% | 14384.9795 | 3356.4952 | 11028.4843 | 76.67% | Y | Y | Y | Y
Solar Water Heater | Turnover | Healthcare | 9589.986 | 2237.663 | 7352.323 | 76.67% | 9589.9863 | 2237.6635 | 7352.3228 | 76.67% | Y | Y | Y | Y
Solar Water Heater | Turnover | Hospitals | 290097.1 | 67689.32 | 222407.8 | 76.67% | 290097.0863 | 67689.3201 | 222407.7661 | 76.67% | N | Y | N | Y
Solar Water Heater | Turnover | Institutional | 575399.2 | 134259.8 | 441139.4 | 76.67% | 575399.1794 | 134259.8085 | 441139.3708 | 76.67% | N | Y | N | Y
Solar Water Heater | Turnover | Lodging/Hospitality | 69047.9 | 16111.18 | 52936.72 | 76.67% | 69047.9015 | 16111.177 | 52936.7245 | 76.67% | Y | Y | Y | Y
Solar Water Heater | Turnover | Miscellaneous | 431549.4 | 100694.9 | 330854.5 | 76.67% | 431549.3845 | 100694.8564 | 330854.5281 | 76.67% | N | N | Y | Y
Solar Water Heater | Turnover | Offices | 59937.41 | 13985.4 | 45952.02 | 76.67% | 59937.4145 | 13985.3967 | 45952.0178 | 76.67% | Y | N | Y | Y
Solar Water Heater | Turnover | Restaurants | 23974.97 | 5594.159 | 18380.81 | 76.67% | 23974.9658 | 5594.1587 | 18380.8071 | 76.67% | Y | Y | Y | Y
Solar Water Heater | Turnover | Retail | 42723.39 | 9968.791 | 32754.6 | 76.67% | 42723.3891 | 9968.7908 | 32754.5983 | 76.67% | Y | Y | N | Y
Solar Water Heater | Turnover | Schools K-12 | 2996.936 | 699.2852 | 2297.651 | 76.67% | 2996.9364 | 699.2852 | 2297.6512 | 76.67% | Y | Y | Y | Y
Solar Water Heater | Turnover | Warehouse | 14384.98 | 3356.495 | 11028.48 | 76.67% | 14384.9795 | 3356.4952 | 11028.4843 | 76.67% | Y | Y | Y | Y
Solar Water Heater | New | Assembly | 7192.49 | 1678.248 | 5514.242 | 76.67% | 7192.4897 | 1678.2476 | 5514.2421 | 76.67% | Y | Y | Y | Y
Solar Water Heater | New | College and University | 165427.3 | 38599.69 | 126827.6 | 76.67% | 165427.2641 | 38599.6949 | 126827.5691 | 76.67% | N | Y | N | Y
Solar Water Heater | New | Grocery | 14384.98 | 3356.495 | 11028.48 | 76.67% | 14384.9795 | 3356.4952 | 11028.4843 | 76.67% | Y | Y | Y | Y
Solar Water Heater | New | Healthcare | 9589.986 | 2237.663 | 7352.323 | 76.67% | 9589.9863 | 2237.6635 | 7352.3228 | 76.67% | Y | Y | Y | Y
Solar Water Heater | New | Hospitals | 290097.1 | 67689.32 | 222407.8 | 76.67% | 290097.0863 | 67689.3201 | 222407.7661 | 76.67% | N | Y | N | Y
Solar Water Heater | New | Institutional | 575399.2 | 134259.8 | 441139.4 | 76.67% | 575399.1794 | 134259.8085 | 441139.3708 | 76.67% | N | Y | N | Y
Solar Water Heater | New | Lodging/Hospitality | 69047.9 | 16111.18 | 52936.72 | 76.67% | 69047.9015 | 16111.177 | 52936.7245 | 76.67% | Y | Y | Y | Y
Solar Water Heater | New | Miscellaneous | 431549.4 | 100694.9 | 330854.5 | 76.67% | 431549.3845 | 100694.8564 | 330854.5281 | 76.67% | N | N | Y | Y
Solar Water Heater | New | Offices | 59937.41 | 13985.4 | 45952.02 | 76.67% | 59937.4145 | 13985.3967 | 45952.0178 | 76.67% | Y | N | Y | Y
Solar Water Heater | New | Restaurants | 23974.97 | 5594.159 | 18380.81 | 76.67% | 23974.9658 | 5594.1587 | 18380.8071 | 76.67% | Y | Y | Y | Y
Solar Water Heater | New | Retail | 42723.39 | 9968.791 | 32754.6 | 76.67% | 42723.3891 | 9968.7908 | 32754.5983 | 76.67% | Y | Y | N | Y
Solar Water Heater | New | Schools K-12 | 2996.936 | 699.2852 | 2297.651 | 76.67% | 2996.9364 | 699.2852 | 2297.6512 | 76.67% | Y | Y | Y | Y
Solar Water Heater | New | Warehouse | 14384.98 | 3356.495 | 11028.48 | 76.67% | 14384.9795 | 3356.4952 | 11028.4843 | 76.67% | Y | Y | Y | Y
CFL - 15W Flood | Turnover | Assembly | 261.17 | 60.27 | 200.9 | 76.92% | 261.17 | 60.27 | 200.9 | 76.92% | Y | Y | Y | Y
CFL - 15W Flood | Turnover | College and University | 261.17 | 60.27 | 200.9 | 76.92% | 261.17 | 60.27 | 200.9 | 76.92% | Y | Y | Y | Y
CFL - 15W Flood | Turnover | Grocery | 261.17 | 60.27 | 200.9 | 76.92% | 261.17 | 60.27 | 200.9 | 76.92% | Y | Y | Y | Y
CFL - 15W Flood | Turnover | Healthcare | 261.17 | 60.27 | 200.9 | 76.92% | 261.17 | 60.27 | 200.9 | 76.92% | Y | Y | Y | Y
CFL - 15W Flood | Turnover | Hospitals | 261.17 | 60.27 | 200.9 | 76.92% | 261.17 | 60.27 | 200.9 | 76.92% | Y | Y | Y | Y
CFL - 15W Flood | Turnover | Institutional | 261.17 | 60.27 | 200.9 | 76.92% | 261.17 | 60.27 | 200.9 | 76.92% | Y | Y | Y | Y
CFL - 15W Flood | Turnover | Lodging/Hospitality | 261.17 | 60.27 | 200.9 | 76.92% | 261.17 | 60.27 | 200.9 | 76.92% | Y | Y | Y | Y
CFL - 15W Flood | Turnover | Miscellaneous | 261.17 | 60.27 | 200.9 | 76.92% | 261.17 | 60.27 | 200.9 | 76.92% | Y | Y | Y | Y
CFL - 15W Flood | Turnover | Offices | 261.17 | 60.27 | 200.9 | 76.92% | 261.17 | 60.27 | 200.9 | 76.92% | Y | Y | Y | Y
CFL - 15W Flood | Turnover | Restaurants | 261.17 | 60.27 | 200.9 | 76.92% | 261.17 | 60.27 | 200.9 | 76.92% | Y | Y | Y | Y
CFL - 15W Flood | Turnover | Retail | 261.17 | 60.27 | 200.9 | 76.92% | 261.17 | 60.27 | 200.9 | 76.92% | Y | Y | Y | Y
CFL - 15W Flood | Turnover | Schools K-12 | 261.17 | 60.27 | 200.9 | 76.92% | 261.17 | 60.27 | 200.9 | 76.92% | Y | Y | Y | Y
CFL - 15W Flood | Turnover | Warehouse | 261.17 | 60.27 | 200.9 | 76.92% | 261.17 | 60.27 | 200.9 | 76.92% | Y | Y | Y | Y
CFL - 15W Flood | New | Assembly | 261.17 | 60.27 | 200.9 | 76.92% | 261.17 | 60.27 | 200.9 | 76.92% | Y | Y | Y | Y
CFL - 15W Flood | New | College and University | 261.17 | 60.27 | 200.9 | 76.92% | 261.17 | 60.27 | 200.9 | 76.92% | Y | Y | Y | Y
CFL - 15W Flood | New | Grocery | 261.17 | 60.27 | 200.9 | 76.92% | 261.17 | 60.27 | 200.9 | 76.92% | Y | Y | Y | Y
CFL - 15W Flood | New | Healthcare | 261.17 | 60.27 | 200.9 | 76.92% | 261.17 | 60.27 | 200.9 | 76.92% | Y | Y | Y | Y
CFL - 15W Flood | New | Hospitals | 261.17 | 60.27 | 200.9 | 76.92% | 261.17 | 60.27 | 200.9 | 76.92% | Y | Y | Y | Y
CFL - 15W Flood | New | Institutional | 261.17 | 60.27 | 200.9 | 76.92% | 261.17 | 60.27 | 200.9 | 76.92% | Y | Y | Y | Y
CFL - 15W Flood | New | Lodging/Hospitality | 261.17 | 60.27 | 200.9 | 76.92% | 261.17 | 60.27 | 200.9 | 76.92% | Y | Y | Y | Y
CFL - 15W Flood | New | Miscellaneous | 261.17 | 60.27 | 200.9 | 76.92% | 261.17 | 60.27 | 200.9 | 76.92% | Y | Y | Y | Y
CFL - 15W Flood | New | Offices | 261.17 | 60.27 | 200.9 | 76.92% | 261.17 | 60.27 | 200.9 | 76.92% | Y | Y | Y | Y
CFL - 15W Flood | New | Restaurants | 261.17 | 60.27 | 200.9 | 76.92% | 261.17 | 60.27 | 200.9 | 76.92% | Y | Y | Y | Y
CFL - 15W Flood | New | Retail | 261.17 | 60.27 | 200.9 | 76.92% | 261.17 | 60.27 | 200.9 | 76.92% | Y | Y | Y | Y
CFL - 15W Flood | New | Schools K-12 | 261.17 | 60.27 | 200.9 | 76.92% | 261.17 | 60.27 | 200.9 | 76.92% | Y | Y | Y | Y
CFL - 15W Flood | New | Warehouse | 261.17 | 60.27 | 200.9 | 76.92% | 261.17 | 60.27 | 200.9 | 76.92% | Y | Y | Y | Y
High Efficiency HID Lighting | Turnover | Assembly | 1416.345 | 932.176 | 484.169 | 34.18% | 1416.345 | 932.176 | 484.169 | 34.18% | Y | Y | Y | Y
High Efficiency HID Lighting | Turnover | College and University | 1416.345 | 932.176 | 484.169 | 34.18% | 1416.345 | 932.176 | 484.169 | 34.18% | Y | Y | Y | Y
High Efficiency HID Lighting | Turnover | Grocery | 1416.345 | 932.176 | 484.169 | 34.18% | 1416.345 | 932.176 | 484.169 | 34.18% | Y | Y | Y | Y
High Efficiency HID Lighting | Turnover | Healthcare | 1416.345 | 932.176 | 484.169 | 34.18% | 1416.345 | 932.176 | 484.169 | 34.18% | Y | Y | Y | Y
High Efficiency HID Lighting | Turnover | Hospitals | 1416.345 | 932.176 | 484.169 | 34.18% | 1416.345 | 932.176 | 484.169 | 34.18% | Y | Y | Y | Y
High Efficiency HID Lighting | Turnover | Institutional | 1416.345 | 932.176 | 484.169 | 34.18% | 1416.345 | 932.176 | 484.169 | 34.18% | Y | Y | Y | Y
High Efficiency HID Lighting | Turnover | Lodging/Hospitality | 1416.345 | 932.176 | 484.169 | 34.18% | 1416.345 | 932.176 | 484.169 | 34.18% | Y | Y | Y | Y
High Efficiency HID Lighting | Turnover | Miscellaneous | 1416.345 | 932.176 | 484.169 | 34.18% | 1416.345 | 932.176 | 484.169 | 34.18% | Y | Y | Y | Y
High Efficiency HID Lighting | Turnover | Offices | 1416.345 | 932.176 | 484.169 | 34.18% | 1416.345 | 932.176 | 484.169 | 34.18% | Y | Y | Y | Y
High Efficiency HID Lighting | Turnover | Restaurants | 1416.345 | 932.176 | 484.169 | 34.18% | 1416.345 | 932.176 | 484.169 | 34.18% | Y | Y | Y | Y
High Efficiency HID Lighting | Turnover | Retail | 1416.345 | 932.176 | 484.169 | 34.18% | 1416.345 | 932.176 | 484.169 | 34.18% | Y | Y | Y | Y
High Efficiency HID Lighting | Turnover | Schools K-12 | 1416.345 | 932.176 | 484.169 | 34.18% | 1416.345 | 932.176 | 484.169 | 34.18% | Y | Y | Y | Y
High Efficiency HID Lighting | Turnover | Warehouse | 1416.345 | 932.176 | 484.169 | 34.18% | 1416.345 | 932.176 | 484.169 | 34.18% | Y | Y | Y | Y
High Efficiency HID Lighting | New | Assembly | 1416.345 | 932.176 | 484.169 | 34.18% | 1416.345 | 932.176 | 484.169 | 34.18% | Y | Y | Y | Y
High Efficiency HID Lighting | New | College and University | 1416.345 | 932.176 | 484.169 | 34.18% | 1416.345 | 932.176 | 484.169 | 34.18% | Y | Y | Y | Y
High Efficiency HID Lighting | New | Grocery | 1416.345 | 932.176 | 484.169 | 34.18% | 1416.345 | 932.176 | 484.169 | 34.18% | Y | Y | Y | Y
High Efficiency HID Lighting | New | Healthcare | 1416.345 | 932.176 | 484.169 | 34.18% | 1416.345 | 932.176 | 484.169 | 34.18% | Y | Y | Y | Y
High Efficiency HID Lighting | New | Hospitals | 1416.345 | 932.176 | 484.169 | 34.18% | 1416.345 | 932.176 | 484.169 | 34.18% | Y | Y | Y | Y
High Efficiency HID Lighting | New | Institutional | 1416.345 | 932.176 | 484.169 | 34.18% | 1416.345 | 932.176 | 484.169 | 34.18% | Y | Y | Y | Y
High Efficiency HID Lighting | New | Lodging/Hospitality | 1416.345 | 932.176 | 484.169 | 34.18% | 1416.345 | 932.176 | 484.169 | 34.18% | Y | Y | Y | Y
High Efficiency HID Lighting | New | Miscellaneous | 1416.345 | 932.176 | 484.169 | 34.18% | 1416.345 | 932.176 | 484.169 | 34.18% | Y | Y | Y | Y
High Efficiency HID Lighting | New | Offices | 1416.345 | 932.176 | 484.169 | 34.18% | 1416.345 | 932.176 | 484.169 | 34.18% | Y | Y | Y | Y
High Efficiency HID Lighting | New | Restaurants | 1416.345 | 932.176 | 484.169 | 34.18% | 1416.345 | 932.176 | 484.169 | 34.18% | Y | Y | Y | Y
High Efficiency HID Lighting | New | Retail | 1416.345 | 932.176 | 484.169 | 34.18% | 1416.345 | 932.176 | 484.169 | 34.18% | Y | Y | Y | Y
High Efficiency HID Lighting | New | Schools K-12 | 1416.345 | 932.176 | 484.169 | 34.18% | 1416.345 | 932.176 | 484.169 | 34.18% | Y | Y | Y | Y
High Efficiency HID Lighting | New | Warehouse | 1416.345 | 932.176 | 484.169 | 34.18% | 1416.345 | 932.176 | 484.169 | 34.18% | Y | Y | Y | Y
LED - 9W Flood | Turnover | Assembly | 261.17 | 36.162 | 225.008 | 86.15% | 261.17 | 36.162 | 225.008 | 86.15% | Y | Y | Y | Y
LED - 9W Flood | Turnover | College and University | 261.17 | 36.162 | 225.008 | 86.15% | 261.17 | 36.162 | 225.008 | 86.15% | Y | Y | Y | Y
LED - 9W Flood | Turnover | Grocery | 261.17 | 36.162 | 225.008 | 86.15% | 261.17 | 36.162 | 225.008 | 86.15% | Y | Y | Y | Y
LED - 9W Flood | Turnover | Healthcare | 261.17 | 36.162 | 225.008 | 86.15% | 261.17 | 36.162 | 225.008 | 86.15% | Y | Y | Y | Y
LED - 9W Flood | Turnover | Hospitals | 261.17 | 36.162 | 225.008 | 86.15% | 261.17 | 36.162 | 225.008 | 86.15% | Y | Y | Y | Y
LED - 9W Flood | Turnover | Institutional | 261.17 | 36.162 | 225.008 | 86.15% | 261.17 | 36.162 | 225.008 | 86.15% | Y | Y | Y | Y
LED - 9W Flood | Turnover | Lodging/Hospitality | 261.17 | 36.162 | 225.008 | 86.15% | 261.17 | 36.162 | 225.008 | 86.15% | Y | Y | Y | Y
LED - 9W Flood | Turnover | Miscellaneous | 261.17 | 36.162 | 225.008 | 86.15% | 261.17 | 36.162 | 225.008 | 86.15% | Y | Y | Y | Y
LED - 9W Flood | Turnover | Offices | 261.17 | 36.162 | 225.008 | 86.15% | 261.17 | 36.162 | 225.008 | 86.15% | Y | Y | Y | Y
LED - 9W Flood | Turnover | Restaurants | 261.17 | 36.162 | 225.008 | 86.15% | 261.17 | 36.162 | 225.008 | 86.15% | Y | Y | Y | Y
LED - 9W Flood | Turnover | Retail | 261.17 | 36.162 | 225.008 | 86.15% | 261.17 | 36.162 | 225.008 | 86.15% | Y | Y | Y | Y
LED - 9W Flood | Turnover | Schools K-12 | 261.17 | 36.162 | 225.008 | 86.15% | 261.17 | 36.162 | 225.008 | 86.15% | Y | Y | Y | Y
LED - 9W Flood | Turnover | Warehouse | 261.17 | 36.162 | 225.008 | 86.15% | 261.17 | 36.162 | 225.008 | 86.15% | Y | Y | Y | Y
LED - 9W Flood | New | Assembly | 261.17 | 36.162 | 225.008 | 86.15% | 261.17 | 36.162 | 225.008 | 86.15% | Y | Y | Y | Y
LED - 9W Flood | New | College and University | 261.17 | 36.162 | 225.008 | 86.15% | 261.17 | 36.162 | 225.008 | 86.15% | Y | Y | Y | Y
LED - 9W Flood | New | Grocery | 261.17 | 36.162 | 225.008 | 86.15% | 261.17 | 36.162 | 225.008 | 86.15% | Y | Y | Y | Y
LED - 9W Flood | New | Healthcare | 261.17 | 36.162 | 225.008 | 86.15% | 261.17 | 36.162 | 225.008 | 86.15% | Y | Y | Y | Y
LED - 9W Flood | New | Hospitals | 261.17 | 36.162 | 225.008 | 86.15% | 261.17 | 36.162 | 225.008 | 86.15% | Y | Y | Y | Y
LED - 9W Flood | New | Institutional | 261.17 | 36.162 | 225.008 | 86.15% | 261.17 | 36.162 | 225.008 | 86.15% | Y | Y | Y | Y
LED - 9W Flood | New | Lodging/Hospitality | 261.17 | 36.162 | 225.008 | 86.15% | 261.17 | 36.162 | 225.008 | 86.15% | Y | Y | Y | Y
LED - 9W Flood | New | Miscellaneous | 261.17 | 36.162 | 225.008 | 86.15% | 261.17 | 36.162 | 225.008 | 86.15% | Y | Y | Y | Y
LED - 9W Flood | New | Offices | 261.17 | 36.162 | 225.008 | 86.15% | 261.17 | 36.162 | 225.008 | 86.15% | Y | Y | Y | Y
LED - 9W Flood | New | Restaurants | 261.17 | 36.162 | 225.008 | 86.15% | 261.17 | 36.162 | 225.008 | 86.15% | Y | Y | Y | Y
LED - 9W Flood | New | Retail | 261.17 | 36.162 | 225.008 | 86.15% | 261.17 | 36.162 | 225.008 | 86.15% | Y | Y | Y | Y
LED - 9W Flood | New | Schools K-12 | 261.17 | 36.162 | 225.008 | 86.15% | 261.17 | 36.162 | 225.008 | 86.15% | Y | Y | Y | Y
LED - 9W Flood | New | Warehouse | 261.17 | 36.162 | 225.008 | 86.15% | 261.17 | 36.162 | 225.008 | 86.15% | Y | Y | Y | Y
LED Display Lighting (Exterior) | Turnover | Assembly | 433.944 | 56.252 | 377.692 | 87.04% | 433.944 | 56.252 | 377.692 | 87.04% | Y | Y | Y | Y
LED Display Lighting (Exterior) | Turnover | College and University | 433.944 | 56.252 | 377.692 | 87.04% | 433.944 | 56.252 | 377.692 | 87.04% | Y | Y | Y | Y
LED Display Lighting (Exterior) | Turnover | Grocery | 433.944 | 56.252 | 377.692 | 87.04% | 433.944 | 56.252 | 377.692 | 87.04% | Y | Y | Y | Y
LED Display Lighting (Exterior) | Turnover | Healthcare | 433.944 | 56.252 | 377.692 | 87.04% | 433.944 | 56.252 | 377.692 | 87.04% | Y | Y | Y | Y
LED Display Lighting (Exterior) | Turnover | Hospitals | 433.944 | 56.252 | 377.692 | 87.04% | 433.944 | 56.252 | 377.692 | 87.04% | Y | Y | Y | Y
LED Display Lighting (Exterior) | Turnover | Institutional | 433.944 | 56.252 | 377.692 | 87.04% | 433.944 | 56.252 | 377.692 | 87.04% | Y | Y | Y | Y
LED Display Lighting (Exterior) | Turnover | Lodging/Hospitality | 433.944 | 56.252 | 377.692 | 87.04% | 433.944 | 56.252 | 377.692 | 87.04% | Y | Y | Y | Y
LED Display Lighting (Exterior) | Turnover | Miscellaneous | 433.944 | 56.252 | 377.692 | 87.04% | 433.944 | 56.252 | 377.692 | 87.04% | Y | Y | Y | Y
LED Display Lighting (Exterior) | Turnover | Offices | 433.944 | 56.252 | 377.692 | 87.04% | 433.944 | 56.252 | 377.692 | 87.04% | Y | Y | Y | Y
LED Display Lighting (Exterior) | Turnover | Restaurants | 433.944 | 56.252 | 377.692 | 87.04% | 433.944 | 56.252 | 377.692 | 87.04% | Y | Y | Y | Y
LED Display Lighting (Exterior) | Turnover | Retail | 433.944 | 56.252 | 377.692 | 87.04% | 433.944 | 56.252 | 377.692 | 87.04% | Y | Y | Y | Y
LED Display Lighting (Exterior) | Turnover | Schools K-12 | 433.944 | 56.252 | 377.692 | 87.04% | 433.944 | 56.252 | 377.692 | 87.04% | Y | Y | Y | Y
LED Display Lighting (Exterior) | Turnover | Warehouse | 433.944 | 56.252 | 377.692 | 87.04% | 433.944 | 56.252 | 377.692 | 87.04% | Y | Y | Y | Y
LED Display Lighting (Exterior) | New | Assembly | 433.944 | 56.252 | 377.692 | 87.04% | 433.944 | 56.252 | 377.692 | 87.04% | Y | Y | Y | Y
LED Display Lighting (Exterior) | New | College and University | 433.944 | 56.252 | 377.692 | 87.04% | 433.944 | 56.252 | 377.692 | 87.04% | Y | Y | Y | Y
LED Display Lighting (Exterior) | New | Grocery | 433.944 | 56.252 | 377.692 | 87.04% | 433.944 | 56.252 | 377.692 | 87.04% | Y | Y | Y | Y
LED Display Lighting (Exterior) | New | Healthcare | 433.944 | 56.252 | 377.692 | 87.04% | 433.944 | 56.252 | 377.692 | 87.04% | Y | Y | Y | Y
LED Display Lighting (Exterior) | New | Hospitals | 433.944 | 56.252 | 377.692 | 87.04% | 433.944 | 56.252 | 377.692 | 87.04% | Y | Y | Y | Y
LED Display Lighting (Exterior) | New | Institutional | 433.944 | 56.252 | 377.692 | 87.04% | 433.944 | 56.252 | 377.692 | 87.04% | Y | Y | Y | Y
LED Display Lighting (Exterior) | New | Lodging/Hospitality | 433.944 | 56.252 | 377.692 | 87.04% | 433.944 | 56.252 | 377.692 | 87.04% | Y | Y | Y | Y
LED Display Lighting (Exterior) | New | Miscellaneous | 433.944 | 56.252 | 377.692 | 87.04% | 433.944 | 56.252 | 377.692 | 87.04% | Y | Y | Y | Y
LED Display Lighting (Exterior) | New | Offices | 433.944 | 56.252 | 377.692 | 87.04% | 433.944 | 56.252 | 377.692 | 87.04% | Y | Y | Y | Y
LED Display Lighting (Exterior) | New | Restaurants | 433.944 | 56.252 | 377.692 | 87.04% | 433.944 | 56.252 | 377.692 | 87.04% | Y | Y | Y | Y
LED Display Lighting (Exterior) | New | Retail | 433.944 | 56.252 | 377.692 | 87.04% | 433.944 | 56.252 | 377.692 | 87.04% | Y | Y | Y | Y
LED Display Lighting (Exterior) | New | Schools K-12 | 433.944 | 56.252 | 377.692 | 87.04% | 433.944 | 56.252 | 377.692 | 87.04% | Y | Y | Y | Y
LED Display Lighting (Exterior) | New | Warehouse | 433.944 | 56.252 | 377.692 | 87.04% | 433.944 | 56.252 | 377.692 | 87.04% | Y | Y | Y | Y
LED Exterior Lighting | Turnover | Assembly | 1261.652 | 498.232 | 763.42 | 60.51% | 1261.652 | 498.232 | 763.42 | 60.51% | Y | Y | Y | Y
LED Exterior Lighting | Turnover | College and University | 1261.652 | 498.232 | 763.42 | 60.51% | 1261.652 | 498.232 | 763.42 | 60.51% | Y | Y | Y | Y
LED Exterior Lighting | Turnover | Grocery | 1261.652 | 498.232 | 763.42 | 60.51% | 1261.652 | 498.232 | 763.42 | 60.51% | Y | Y | Y | Y
LED Exterior Lighting | Turnover | Healthcare | 1261.652 | 498.232 | 763.42 | 60.51% | 1261.652 | 498.232 | 763.42 | 60.51% | Y | Y | Y | Y
LED Exterior Lighting | Turnover | Hospitals | 1261.652 | 498.232 | 763.42 | 60.51% | 1261.652 | 498.232 | 763.42 | 60.51% | Y | Y | Y | Y
LED Exterior Lighting | Turnover | Institutional | 1261.652 | 498.232 | 763.42 | 60.51% | 1261.652 | 498.232 | 763.42 | 60.51% | Y | Y | Y | Y
LED Exterior Lighting | Turnover | Lodging/Hospitality | 1261.652 | 498.232 | 763.42 | 60.51% | 1261.652 | 498.232 | 763.42 | 60.51% | Y | Y | Y | Y
LED Exterior Lighting | Turnover | Miscellaneous | 1261.652 | 498.232 | 763.42 | 60.51% | 1261.652 | 498.232 | 763.42 | 60.51% | Y | Y | Y | Y
LED Exterior Lighting | Turnover | Offices | 1261.652 | 498.232 | 763.42 | 60.51% | 1261.652 | 498.232 | 763.42 | 60.51% | Y | Y | Y | Y
LED Exterior Lighting | Turnover | Restaurants | 1261.652 | 498.232 | 763.42 | 60.51% | 1261.652 | 498.232 | 763.42 | 60.51% | Y | Y | Y | Y
LED Exterior Lighting | Turnover | Retail | 1261.652 | 498.232 | 763.42 | 60.51% | 1261.652 | 498.232 | 763.42 | 60.51% | Y | Y | Y | Y
LED Exterior Lighting | Turnover | Schools K-12 | 1261.652 | 498.232 | 763.42 | 60.51% | 1261.652 | 498.232 | 763.42 | 60.51% | Y | Y | Y | Y
LED Exterior Lighting | Turnover | Warehouse | 1261.652 | 498.232 | 763.42 | 60.51% | 1261.652 | 498.232 | 763.42 | 60.51% | Y | Y | Y | Y
LED Exterior Lighting | New | Assembly | 1261.652 | 498.232 | 763.42 | 60.51% | 1261.652 | 498.232 | 763.42 | 60.51% | Y | Y | Y | Y
LED Exterior Lighting | New | College and University | 1261.652 | 498.232 | 763.42 | 60.51% | 1261.652 | 498.232 | 763.42 | 60.51% | Y | Y | Y | Y
LED Exterior Lighting | New | Grocery | 1261.652 | 498.232 | 763.42 | 60.51% | 1261.652 | 498.232 | 763.42 | 60.51% | Y | Y | Y | Y
LED Exterior Lighting | New | Healthcare | 1261.652 | 498.232 | 763.42 | 60.51% | 1261.652 | 498.232 | 763.42 | 60.51% | Y | Y | Y | Y
LED Exterior Lighting | New | Hospitals | 1261.652 | 498.232 | 763.42 | 60.51% | 1261.652 | 498.232 | 763.42 | 60.51% | Y | Y | Y | Y
LED Exterior Lighting | New | Institutional | 1261.652 | 498.232 | 763.42 | 60.51% | 1261.652 | 498.232 | 763.42 | 60.51% | Y | Y | Y | Y
LED Exterior Lighting | New | Lodging/Hospitality | 1261.652 | 498.232 | 763.42 | 60.51% | 1261.652 | 498.232 | 763.42 | 60.51% | Y | Y | Y | Y
LED Exterior Lighting | New | Miscellaneous | 1261.652 | 498.232 | 763.42 | 60.51% | 1261.652 | 498.232 | 763.42 | 60.51% | Y | Y | Y | Y
LED Exterior Lighting | New | Offices | 1261.652 | 498.232 | 763.42 | 60.51% | 1261.652 | 498.232 | 763.42 | 60.51% | Y | Y | Y | Y
LED Exterior Lighting | New | Restaurants | 1261.652 | 498.232 | 763.42 | 60.51% | 1261.652 | 498.232 | 763.42 | 60.51% | Y | Y | Y | Y
LED Exterior Lighting | New | Retail | 1261.652 | 498.232 | 763.42 | 60.51% | 1261.652 | 498.232 | 763.42 | 60.51% | Y | Y | Y | Y
LED Exterior Lighting | New | Schools K-12 | 1261.652 | 498.232 | 763.42 | 60.51% | 1261.652 | 498.232 | 763.42 | 60.51% | Y | Y | Y | Y
LED Exterior Lighting | New | Warehouse | 1261.652 | 498.232 | 763.42 | 60.51% | 1261.652 | 498.232 | 763.42 | 60.51% | Y | Y | Y | Y
LED Parking Lighting | Turnover | Assembly | 4018 | 642.88 | 3375.12 | 84% | 4018 | 642.88 | 3375.12 | 84% | Y | Y | Y | Y
LED Parking Lighting | Turnover | College and University | 4018 | 642.88 | 3375.12 | 84% | 4018 | 642.88 | 3375.12 | 84% | Y | Y | Y | Y
LED Parking Lighting | Turnover | Grocery | 4018 | 642.88 | 3375.12 | 84% | 4018 | 642.88 | 3375.12 | 84% | Y | Y | Y | Y
LED Parking Lighting | Turnover | Healthcare | 4018 | 642.88 | 3375.12 | 84% | 4018 | 642.88 | 3375.12 | 84% | Y | Y | Y | Y
LED Parking Lighting | Turnover | Hospitals | 4018 | 642.88 | 3375.12 | 84% | 4018 | 642.88 | 3375.12 | 84% | Y | Y | Y | Y
LED Parking Lighting | Turnover | Institutional | 4018 | 642.88 | 3375.12 | 84% | 4018 | 642.88 | 3375.12 | 84% | Y | Y | Y | Y
LED Parking Lighting | Turnover | Lodging/Hospitality | 4018 | 642.88 | 3375.12 | 84% | 4018 | 642.88 | 3375.12 | 84% | Y | Y | Y | Y
LED Parking Lighting | Turnover | Miscellaneous | 4018 | 642.88 | 3375.12 | 84% | 4018 | 642.88 | 3375.12 | 84% | Y | Y | Y | Y
LED Parking Lighting | Turnover | Offices | 4018 | 642.88 | 3375.12 | 84% | 4018 | 642.88 | 3375.12 | 84% | Y | Y | Y | Y
LED Parking Lighting | Turnover | Restaurants | 4018 | 642.88 | 3375.12 | 84% | 4018 | 642.88 | 3375.12 | 84% | Y | Y | Y | Y
LED Parking Lighting | Turnover | Retail | 4018 | 642.88 | 3375.12 | 84% | 4018 | 642.88 | 3375.12 | 84% | Y | Y | Y | Y
LED Parking Lighting | Turnover | Schools K-12 | 4018 | 642.88 | 3375.12 | 84% | 4018 | 642.88 | 3375.12 | 84% | Y | Y | Y | Y
LED Parking Lighting | Turnover | Warehouse | 4018 | 642.88 | 3375.12 | 84% | 4018 | 642.88 | 3375.12 | 84% | Y | Y | Y | Y
LED Parking Lighting | New | Assembly | 4018 | 642.88 | 3375.12 | 84% | 4018 | 642.88 | 3375.12 | 84% | Y | Y | Y | Y
LED Parking Lighting | New | College and University | 4018 | 642.88 | 3375.12 | 84% | 4018 | 642.88 | 3375.12 | 84% | Y | Y | Y | Y
LED Parking Lighting | New | Grocery | 4018 | 642.88 | 3375.12 | 84% | 4018 | 642.88 | 3375.12 | 84% | Y | Y | Y | Y
LED Parking Lighting | New | Healthcare | 4018 | 642.88 | 3375.12 | 84% | 4018 | 642.88 | 3375.12 | 84% | Y | Y | Y | Y
LED Parking Lighting | New | Hospitals | 4018 | 642.88 | 3375.12 | 84% | 4018 | 642.88 | 3375.12 | 84% | Y | Y | Y | Y
LED Parking Lighting | New | Institutional | 4018 | 642.88 | 3375.12 | 84% | 4018 | 642.88 | 3375.12 | 84% | Y | Y | Y | Y
LED Parking Lighting | New | Lodging/Hospitality | 4018 | 642.88 | 3375.12 | 84% | 4018 | 642.88 | 3375.12 | 84% | Y | Y | Y | Y
LED Parking Lighting | New | Miscellaneous | 4018 | 642.88 | 3375.12 | 84% | 4018 | 642.88 | 3375.12 | 84% | Y | Y | Y | Y
LED Parking Lighting | New | Offices | 4018 | 642.88 | 3375.12 | 84% | 4018 | 642.88 | 3375.12 | 84% | Y | Y | Y | Y
LED Parking Lighting | New | Restaurants | 4018 | 642.88 | 3375.12 | 84% | 4018 | 642.88 | 3375.12 | 84% | Y | Y | Y | Y
LED Parking Lighting | New | Retail | 4018 | 642.88 | 3375.12 | 84% | 4018 | 642.88 | 3375.12 | 84% | Y | Y | Y | Y
LED Parking Lighting | New | Schools K-12 | 4018 | 642.88 | 3375.12 | 84% | 4018 | 642.88 | 3375.12 | 84% | Y | Y | Y | Y
LED Parking Lighting | New | Warehouse | 4018 | 642.88 | 3375.12 | 84% | 4018 | 642.88 | 3375.12 | 84% | Y | Y | Y | Y
LED Street Lights | Turnover | Assembly | 2542.055 | 850.932 | 1691.123 | 66.53% | 2542.0547 | 850.932 | 1691.1226 | 66.53% | Y | Y | Y | Y
LED Street Lights | Turnover | College and University | 2542.055 | 850.932 | 1691.123 | 66.53% | 2542.0547 | 850.932 | 1691.1226 | 66.53% | Y | Y | Y | Y
LED Street Lights | Turnover | Grocery | 2542.055 | 850.932 | 1691.123 | 66.53% | 2542.0547 | 850.932 | 1691.1226 | 66.53% | Y | Y | Y | Y
LED Street Lights | Turnover | Healthcare | 2542.055 | 850.932 | 1691.123 | 66.53% | 2542.0547 | 850.932 | 1691.1226 | 66.53% | Y | Y | Y | Y
LED Street Lights | Turnover | Hospitals | 2542.055 | 850.932 | 1691.123 | 66.53% | 2542.0547 | 850.932 | 1691.1226 | 66.53% | Y | Y | Y | Y
LED Street Lights | Turnover | Institutional | 2542.055 | 850.932 | 1691.123 | 66.53% | 2542.0547 | 850.932 | 1691.1226 | 66.53% | Y | Y | Y | Y
LED Street Lights | Turnover | Lodging/Hospitality | 2542.055 | 850.932 | 1691.123 | 66.53% | 2542.0547 | 850.932 | 1691.1226 | 66.53% | Y | Y | Y | Y
LED Street Lights | Turnover | Miscellaneous | 2542.055 | 850.932 | 1691.123 | 66.53% | 2542.0547 | 850.932 | 1691.1226 | 66.53% | Y | Y | Y | Y
LED Street Lights | Turnover | Offices | 2542.055 | 850.932 | 1691.123 | 66.53% | 2542.0547 | 850.932 | 1691.1226 | 66.53% | Y | Y | Y | Y
LED Street Lights | Turnover | Restaurants | 2542.055 | 850.932 | 1691.123 | 66.53% | 2542.0547 | 850.932 | 1691.1226 | 66.53% | Y | Y | Y | Y
LED Street Lights | Turnover | Retail | 2542.055 | 850.932 | 1691.123 | 66.53% | 2542.0547 | 850.932 | 1691.1226 | 66.53% | Y | Y | Y | Y
LED Street Lights | Turnover | Schools K-12 | 2542.055 | 850.932 | 1691.123 | 66.53% | 2542.0547 | 850.932 | 1691.1226 | 66.53% | Y | Y | Y | Y
LED Street Lights | Turnover | Warehouse | 2542.055 | 850.932 | 1691.123 | 66.53% | 2542.0547 | 850.932 | 1691.1226 | 66.53% | Y | Y | Y | Y
LED Street Lights | New | Assembly | 2542.055 | 850.932 | 1691.123 | 66.53% | 2542.0547 | 850.932 | 1691.1226 | 66.53% | Y | Y | Y | Y
LED Street Lights | New | College and University | 2542.055 | 850.932 | 1691.123 | 66.53% | 2542.0547 | 850.932 | 1691.1226 | 66.53% | Y | Y | Y | Y
LED Street Lights | New | Grocery | 2542.055 | 850.932 | 1691.123 | 66.53% | 2542.0547 | 850.932 | 1691.1226 | 66.53% | Y | Y | Y | Y
LED Street Lights | New | Healthcare | 2542.055 | 850.932 | 1691.123 | 66.53% | 2542.0547 | 850.932 | 1691.1226 | 66.53% | Y | Y | Y | Y
LED Street Lights | New | Hospitals | 2542.055 | 850.932 | 1691.123 | 66.53% | 2542.0547 | 850.932 | 1691.1226 | 66.53% | Y | Y | Y | Y
LED Street Lights | New | Institutional | 2542.055 | 850.932 | 1691.123 | 66.53% | 2542.0547 | 850.932 | 1691.1226 | 66.53% | Y | Y | Y | Y
LED Street Lights | New | Lodging/Hospitality | 2542.055 | 850.932 | 1691.123 | 66.53% | 2542.0547 | 850.932 | 1691.1226 | 66.53% | Y | Y | Y | Y
LED Street Lights | New | Miscellaneous | 2542.055 | 850.932 | 1691.123 | 66.53% | 2542.0547 | 850.932 | 1691.1226 | 66.53% | Y | Y | Y | Y
LED Street Lights | New | Offices | 2542.055 | 850.932 | 1691.123 | 66.53% | 2542.0547 | 850.932 | 1691.1226 | 66.53% | Y | Y | Y | Y
LED Street Lights | New | Restaurants | 2542.055 | 850.932 | 1691.123 | 66.53% | 2542.0547 | 850.932 | 1691.1226 | 66.53% | Y | Y | Y | Y
LED Street Lights | New | Retail | 2542.055 | 850.932 | 1691.123 | 66.53% | 2542.0547 | 850.932 | 1691.1226 | 66.53% | Y | Y | Y | Y
LED Street Lights | New | Schools K-12 | 2542.055 | 850.932 | 1691.123 | 66.53% | 2542.0547 | 850.932 | 1691.1226 | 66.53% | Y | Y | Y | Y
LED Street Lights | New | Warehouse | 2542.055 | 850.932 | 1691.123 | 66.53% | 2542.0547 | 850.932 | 1691.1226 | 66.53% | Y | Y | Y | Y
LED Traffic and Crosswalk Lighting | Turnover | Assembly | 102.2 | 64.24 | 37.96 | 37.14% | 102.2 | 64.24 | 37.96 | 37.14% | Y | Y | Y | Y
LED Traffic and Crosswalk Lighting | Turnover | College and University | 102.2 | 64.24 | 37.96 | 37.14% | 102.2 | 64.24 | 37.96 | 37.14% | Y | Y | Y | Y
LED Traffic and Crosswalk Lighting | Turnover | Grocery | 102.2 | 64.24 | 37.96 | 37.14% | 102.2 | 64.24 | 37.96 | 37.14% | Y | Y | Y | Y
LED Traffic and Crosswalk Lighting | Turnover | Healthcare | 102.2 | 64.24 | 37.96 | 37.14% | 102.2 | 64.24 | 37.96 | 37.14% | Y | Y | Y | Y
LED Traffic and Crosswalk Lighting | Turnover | Hospitals | 102.2 | 64.24 | 37.96 | 37.14% | 102.2 | 64.24 | 37.96 | 37.14% | Y | Y | Y | Y
LED Traffic and Crosswalk Lighting | Turnover | Institutional | 102.2 | 64.24 | 37.96 | 37.14% | 102.2 | 64.24 | 37.96 | 37.14% | Y | Y | Y | Y
LED Traffic and Crosswalk Lighting | Turnover | Lodging/Hospitality | 102.2 | 64.24 | 37.96 | 37.14% | 102.2 | 64.24 | 37.96 | 37.14% | Y | Y | Y | Y
LED Traffic and Crosswalk Lighting | Turnover | Miscellaneous | 102.2 | 64.24 | 37.96 | 37.14% | 102.2 | 64.24 | 37.96 | 37.14% | Y | Y | Y | Y
LED Traffic and Crosswalk Lighting | Turnover | Offices | 102.2 | 64.24 | 37.96 | 37.14% | 102.2 | 64.24 | 37.96 | 37.14% | Y | Y | Y | Y
LED Traffic and Crosswalk Lighting | Turnover | Restaurants | 102.2 | 64.24 | 37.96 | 37.14% | 102.2 | 64.24 | 37.96 | 37.14% | Y | Y | Y | Y
LED Traffic and Crosswalk Lighting | Turnover | Retail | 102.2 | 64.24 | 37.96 | 37.14% | 102.2 | 64.24 | 37.96 | 37.14% | Y | Y | Y | Y
LED Traffic and Crosswalk Lighting | Turnover | Schools K-12 | 102.2 | 64.24 | 37.96 | 37.14% | 102.2 | 64.24 | 37.96 | 37.14% | Y | Y | Y | Y
LED Traffic and Crosswalk Lighting | Turnover | Warehouse | 102.2 | 64.24 | 37.96 | 37.14% | 102.2 | 64.24 | 37.96 | 37.14% | Y | Y | Y | Y
LED Traffic and Crosswalk Lighting | New | Assembly | 102.2 | 64.24 | 37.96 | 37.14% | 102.2 | 64.24 | 37.96 | 37.14% | Y | Y | Y | Y
LED Traffic and Crosswalk Lighting | New | College and University | 102.2 | 64.24 | 37.96 | 37.14% | 102.2 | 64.24 | 37.96 | 37.14% | Y | Y | Y | Y
LED Traffic and Crosswalk Lighting | New | Grocery | 102.2 | 64.24 | 37.96 | 37.14% | 102.2 | 64.24 | 37.96 | 37.14% | Y | Y | Y | Y
LED Traffic and Crosswalk Lighting | New | Healthcare | 102.2 | 64.24 | 37.96 | 37.14% | 102.2 | 64.24 | 37.96 | 37.14% | Y | Y | Y | Y
LED Traffic and Crosswalk Lighting | New | Hospitals | 102.2 | 64.24 | 37.96 | 37.14% | 102.2 | 64.24 | 37.96 | 37.14% | Y | Y | Y | Y
LED Traffic and Crosswalk Lighting | New | Institutional | 102.2 | 64.24 | 37.96 | 37.14% | 102.2 | 64.24 | 37.96 | 37.14% | Y | Y | Y | Y
LED Traffic and Crosswalk Lighting | New | Lodging/Hospitality | 102.2 | 64.24 | 37.96 | 37.14% | 102.2 | 64.24 | 37.96 | 37.14% | Y | Y | Y | Y
LED Traffic and Crosswalk Lighting | New | Miscellaneous | 102.2 | 64.24 | 37.96 | 37.14% | 102.2 | 64.24 | 37.96 | 37.14% | Y | Y | Y | Y
LED Traffic and Crosswalk Lighting | New | Offices | 102.2 | 64.24 | 37.96 | 37.14% | 102.2 | 64.24 | 37.96 | 37.14% | Y | Y | Y | Y
LED Traffic and Crosswalk Lighting | New | Restaurants | 102.2 | 64.24 | 37.96 | 37.14% | 102.2 | 64.24 | 37.96 | 37.14% | Y | Y | Y | Y
LED Traffic and Crosswalk Lighting | New | Retail | 102.2 | 64.24 | 37.96 | 37.14% | 102.2 | 64.24 | 37.96 | 37.14% | Y | Y | Y | Y
LED Traffic and Crosswalk Lighting | New | Schools K-12 | 102.2 | 64.24 | 37.96 | 37.14% | 102.2 | 64.24 | 37.96 | 37.14% | Y | Y | Y | Y
LED Traffic and Crosswalk Lighting | New | Warehouse | 102.2 | 64.24 | 37.96 | 37.14% | 102.2 | 64.24 | 37.96 | 37.14% | Y | Y | Y | Y
Geothermal Heat Pump | Turnover | Assembly | 11565.29 | 9389.259 | 2176.032 | 18.82% | 11565.2911 | 9389.2594 | 2176.0317 | 18.82% | Y | Y | Y | Y
Geothermal Heat Pump | Turnover | College and University | 12666.81 | 10257.51 | 2409.294 | 19.02% | 12666.8077 | 10257.5136 | 2409.294 | 19.02% | Y | Y | Y | Y
Geothermal Heat Pump | Turnover | Grocery | 8137.347 | 6883.857 | 1253.49 | 15.4% | 8137.347 | 6883.8568 | 1253.4902 | 15.4% | Y | Y | Y | Y
Geothermal Heat Pump | Turnover | Healthcare | 24255.3 | 19547.08 | 4708.212 | 19.41% | 24255.2961 | 19547.0836 | 4708.2125 | 19.41% | N | Y | Y | Y
Geothermal Heat Pump | Turnover | Hospitals | 23423.34 | 18950.29 | 4473.046 | 19.1% | 23423.3372 | 18950.2914 | 4473.0458 | 19.1% | Y | Y | Y | Y
Geothermal Heat Pump | Turnover | Institutional | 6744.15 | 5554.11 | 1190.039 | 17.65% | 6744.1496 | 5554.1101 | 1190.0394 | 17.65% | Y | Y | Y | Y
Geothermal Heat Pump | Turnover | Lodging/Hospitality | 18212.04 | 14643.75 | 3568.285 | 19.59% | 18212.0378 | 14643.7527 | 3568.2851 | 19.59% | Y | Y | Y | Y
Geothermal Heat Pump | Turnover | Miscellaneous | 6449.793 | 5234.699 | 1215.093 | 18.84% | 6449.7927 | 5234.6993 | 1215.0935 | 18.84% | Y | Y | Y | Y
Geothermal Heat Pump | Turnover | Offices | 12205.57 | 9780.348 | 2425.226 | 19.87% | 12205.5741 | 9780.3481 | 2425.226 | 19.87% | Y | Y | Y | Y
Geothermal Heat Pump | Turnover | Restaurants | 21837.86 | 18220.52 | 3617.336 | 16.56% | 21837.8582 | 18220.522 | 3617.3363 | 16.56% | Y | Y | Y | Y
Geothermal Heat Pump | Turnover | Retail | 16249.25 | 13439.61 | 2809.636 | 17.29% | 16249.249 | 13439.6128 | 2809.6362 | 17.29% | Y | Y | Y | Y
Geothermal Heat Pump | Turnover | Schools K-12 | 14302.16 | 11854.6 | 2447.56 | 17.11% | 14302.1615 | 11854.6014 | 2447.5601 | 17.11% | Y | Y | Y | Y
Geothermal Heat Pump | Turnover | Warehouse | 3268.49 | 2727.084 | 541.4057 | 16.56% | 3268.4896 | 2727.0839 | 541.4057 | 16.56% | Y | Y | Y | Y
Geothermal Heat Pump | New | Assembly | 11565.29 | 9389.259 | 2176.032 | 18.82% | 11565.2911 | 9389.2594 | 2176.0317 | 18.82% | Y | Y | Y | Y
Geothermal Heat Pump | New | College and University | 12666.81 | 10257.51 | 2409.294 | 19.02% | 12666.8077 | 10257.5136 | 2409.294 | 19.02% | Y | Y | Y | Y
Geothermal Heat Pump | New | Grocery | 8137.347 | 6883.857 | 1253.49 | 15.4% | 8137.347 | 6883.8568 | 1253.4902 | 15.4% | Y | Y | Y | Y
Geothermal Heat Pump | New | Healthcare | 24255.3 | 19547.08 | 4708.212 | 19.41% | 24255.2961 | 19547.0836 | 4708.2125 | 19.41% | N | Y | Y | Y
Geothermal Heat Pump | New | Hospitals | 23423.34 | 18950.29 | 4473.046 | 19.1% | 23423.3372 | 18950.2914 | 4473.0458 | 19.1% | Y | Y | Y | Y
Geothermal Heat Pump | New | Institutional | 6744.15 | 5554.11 | 1190.039 | 17.65% | 6744.1496 | 5554.1101 | 1190.0394 | 17.65% | Y | Y | Y | Y
Geothermal Heat Pump | New | Lodging/Hospitality | 18212.04 | 14643.75 | 3568.285 | 19.59% | 18212.0378 | 14643.7527 | 3568.2851 | 19.59% | Y | Y | Y | Y
Geothermal Heat Pump | New | Miscellaneous | 6449.793 | 5234.699 | 1215.093 | 18.84% | 6449.7927 | 5234.6993 | 1215.0935 | 18.84% | Y | Y | Y | Y
Geothermal Heat Pump | New | Offices | 12205.57 | 9780.348 | 2425.226 | 19.87% | 12205.5741 | 9780.3481 | 2425.226 | 19.87% | Y | Y | Y | Y
Geothermal Heat Pump | New | Restaurants | 21837.86 | 18220.52 | 3617.336 | 16.56% | 21837.8582 | 18220.522 | 3617.3363 | 16.56% | Y | Y | Y | Y
Geothermal Heat Pump | New | Retail | 16249.25 | 13439.61 | 2809.636 | 17.29% | 16249.249 | 13439.6128 | 2809.6362 | 17.29% | Y | Y | Y | Y
Geothermal Heat Pump | New | Schools K-12 | 14302.16 | 11854.6 | 2447.56 | 17.11% | 14302.1615 | 11854.6014 | 2447.5601 | 17.11% | Y | Y | Y | Y
Geothermal Heat Pump | New | Warehouse | 3268.49 | 2727.084 | 541.4057 | 16.56% | 3268.4896 | 2727.0839 | 541.4057 | 16.56% | Y | Y | Y | Y
High Efficiency Chiller (Air Cooled, 50 tons) | Turnover | Assembly | 107925.8 | 98472.47 | 9453.357 | 8.759% | 107925.8248 | 98472.4679 | 9453.3569 | 8.759% | Y | Y | Y | Y
High Efficiency Chiller (Air Cooled, 50 tons) | Turnover | College and University | 119734.1 | 109246.4 | 10487.66 | 8.759% | 119734.0826 | 109246.4257 | 10487.6569 | 8.759% | N | Y | Y | Y
High Efficiency Chiller (Air Cooled, 50 tons) | Turnover | Grocery | 59619.32 | 54397.19 | 5222.13 | 8.759% | 59619.3156 | 54397.1858 | 5222.1298 | 8.759% | Y | Y | Y | Y
High Efficiency Chiller (Air Cooled, 50 tons) | Turnover | Healthcare | 234844 | 214273.7 | 20570.27 | 8.759% | 234843.9523 | 214273.6791 | 20570.2732 | 8.759% | N | N | Y | Y
High Efficiency Chiller (Air Cooled, 50 tons) | Turnover | Hospitals | 222457.7 | 202972.3 | 19485.34 | 8.759% | 222457.6679 | 202972.3248 | 19485.3432 | 8.759% | N | Y | Y | Y
High Efficiency Chiller (Air Cooled, 50 tons) | Turnover | Institutional | 58298.11 | 53191.71 | 5106.404 | 8.759% | 58298.1119 | 53191.708 | 5106.404 | 8.759% | Y | Y | Y | Y
High Efficiency Chiller (Air Cooled, 50 tons) | Turnover | Lodging/Hospitality | 178279.9 | 162664.2 | 15615.76 | 8.759% | 178279.9202 | 162664.1608 | 15615.7594 | 8.759% | Y | N | Y | Y
High Efficiency Chiller (Air Cooled, 50 tons) | Turnover | Miscellaneous | 60279.92 | 54999.92 | 5279.993 | 8.759% | 60279.9174 | 54999.9247 | 5279.9928 | 8.759% | Y | Y | Y | Y
High Efficiency Chiller (Air Cooled, 50 tons) | Turnover | Offices | 121468.2 | 110828.6 | 10639.55 | 8.759% | 121468.1624 | 110828.6153 | 10639.5471 | 8.759% | N | Y | Y | Y
High Efficiency Chiller (Air Cooled, 50 tons) | Turnover | Restaurants | 174894.3 | 159575.1 | 15319.21 | 8.759% | 174894.3358 | 159575.1239 | 15319.2119 | 8.759% | Y | Y | Y | Y
High Efficiency Chiller (Air Cooled, 50 tons) | Turnover | Retail | 137074.9 | 125068.3 | 12006.56 | 8.759% | 137074.8808 | 125068.3219 | 12006.5589 | 8.759% | N | Y | Y | Y
High Efficiency Chiller (Air Cooled, 50 tons) | Turnover | Schools K-12 | 119156.1 | 108719 | 10437.03 | 8.759% | 119156.056 | 108719.0292 | 10437.0268 | 8.759% | N | Y | Y | Y
High Efficiency Chiller (Air Cooled, 50 tons) | Turnover | Warehouse | 26176.35 | 23883.53 | 2292.819 | 8.759% | 26176.3477 | 23883.5289 | 2292.8188 | 8.759% | Y | Y | Y | Y
High Efficiency Chiller (Air Cooled, 50 tons) | New | Assembly | 107925.8 | 98472.47 | 9453.357 | 8.759% | 107925.8248 | 98472.4679 | 9453.3569 | 8.759% | Y | Y | Y | Y
High Efficiency Chiller (Air Cooled, 50 tons) | New | College and University | 119734.1 | 109246.4 | 10487.66 | 8.759% | 119734.0826 | 109246.4257 | 10487.6569 | 8.759% | N | Y | Y | Y
High Efficiency Chiller (Air Cooled, 50 tons) | New | Grocery | 59619.32 | 54397.19 | 5222.13 | 8.759% | 59619.3156 | 54397.1858 | 5222.1298 | 8.759% | Y | Y | Y | Y
High Efficiency Chiller (Air Cooled, 50 tons) | New | Healthcare | 234844 | 214273.7 | 20570.27 | 8.759% | 234843.9523 | 214273.6791 | 20570.2732 | 8.759% | N | N | Y | Y
High Efficiency Chiller (Air Cooled, 50 tons) | New | Hospitals | 222457.7 | 202972.3 | 19485.34 | 8.759% | 222457.6679 | 202972.3248 | 19485.3432 | 8.759% | N | Y | Y | Y
High Efficiency Chiller (Air Cooled, 50 tons) | New | Institutional | 58298.11 | 53191.71 | 5106.404 | 8.759% | 58298.1119 | 53191.708 | 5106.404 | 8.759% | Y | Y | Y | Y
High Efficiency Chiller (Air Cooled, 50 tons) | New | Lodging/Hospitality | 178279.9 | 162664.2 | 15615.76 | 8.759% | 178279.9202 | 162664.1608 | 15615.7594 | 8.759% | Y | N | Y | Y
High Efficiency Chiller (Air Cooled, 50 tons) | New | Miscellaneous | 60279.92 | 54999.92 | 5279.993 | 8.759% | 60279.9174 | 54999.9247 | 5279.9928 | 8.759% | Y | Y | Y | Y
High Efficiency Chiller (Air Cooled, 50 tons) | New | Offices | 121468.2 | 110828.6 | 10639.55 | 8.759% | 121468.1624 | 110828.6153 | 10639.5471 | 8.759% | N | Y | Y | Y
High Efficiency Chiller (Air Cooled, 50 tons) | New | Restaurants | 174894.3 | 159575.1 | 15319.21 | 8.759% | 174894.3358 | 159575.1239 | 15319.2119 | 8.759% | Y | Y | Y | Y
High Efficiency Chiller (Air Cooled, 50 tons) | New | Retail | 137074.9 | 125068.3 | 12006.56 | 8.759% | 137074.8808 | 125068.3219 | 12006.5589 | 8.759% | N | Y | Y | Y
High Efficiency Chiller (Air Cooled, 50 tons) | New | Schools K-12 | 119156.1 | 108719 | 10437.03 | 8.759% | 119156.056 | 108719.0292 | 10437.0268 | 8.759% | N | Y | Y | Y
High Efficiency Chiller (Air Cooled, 50 tons) | New | Warehouse | 26176.35 | 23883.53 | 2292.819 | 8.759% | 26176.3477 | 23883.5289 | 2292.8188 | 8.759% | Y | Y | Y | Y
High Efficiency Chiller (Water cooled-centrifugal, 200 tons) | Turnover | Assembly | 268015.8 | 256323.8 | 11691.96 | 4.362% | 268015.7982 | 256323.8339 | 11691.9644 | 4.362% | N | Y | Y | Y
High Efficiency Chiller (Water cooled-centrifugal, 200 tons) | Turnover | College and University | 297339.6 | 284368.4 | 12971.19 | 4.362% | 297339.6384 | 284368.4462 | 12971.1923 | 4.362% | Y | Y | Y | Y
High Efficiency Chiller (Water cooled-centrifugal, 200 tons) | Turnover | Grocery | 148054.6 | 141595.9 | 6458.759 | 4.362% | 148054.6338 | 141595.8746 | 6458.7592 | 4.362% | Y | N | Y | Y
High Efficiency Chiller (Water cooled-centrifugal, 200 tons) | Turnover | Healthcare | 583195.8 | 557754.4 | 25441.43 | 4.362% | 583195.815 | 557754.3868 | 25441.4282 | 4.362% | Y | N | Y | Y
High Efficiency Chiller (Water cooled-centrifugal, 200 tons) | Turnover | Hospitals | 552436.5 | 528337 | 24099.58 | 4.362% | 552436.542 | 528336.9613 | 24099.5807 | 4.362% | Y | N | Y | Y
High Efficiency Chiller (Water cooled-centrifugal, 200 tons) | Turnover | Institutional | 144773.6 | 138458 | 6315.629 | 4.362% | 144773.6446 | 138458.0159 | 6315.6288 | 4.362% | Y | Y | Y | Y
High Efficiency Chiller (Water cooled-centrifugal, 200 tons) | Turnover | Lodging/Hospitality | 442728.5 | 423414.8 | 19313.66 | 4.362% | 442728.4685 | 423414.8105 | 19313.658 | 4.362% | N | Y | Y | Y
High Efficiency Chiller (Water cooled-centrifugal, 200 tons) | Turnover | Miscellaneous | 149695.1 | 143164.8 | 6530.324 | 4.362% | 149695.1283 | 143164.8039 | 6530.3244 | 4.362% | Y | Y | Y | Y
High Efficiency Chiller (Water cooled-centrifugal, 200 tons) | Turnover | Offices | 301645.9 | 288486.9 | 13159.05 | 4.362% | 301645.9366 | 288486.8857 | 13159.0509 | 4.362% | Y | N | Y | Y
High Efficiency Chiller (Water cooled-centrifugal, 200 tons) | Turnover | Restaurants | 434320.9 | 415374 | 18946.89 | 4.362% | 434320.9339 | 415374.0476 | 18946.8864 | 4.362% | Y | Y | Y | Y
High Efficiency Chiller (Water cooled-centrifugal, 200 tons) | Turnover | Retail | 340402.6 | 325552.8 | 14849.78 | 4.362% | 340402.6206 | 325552.8418 | 14849.7787 | 4.362% | Y | Y | Y | Y
High Efficiency Chiller (Water cooled-centrifugal, 200 tons) | Turnover | Schools K-12 | 295904.2 | 282995.6 | 12908.57 | 4.362% | 295904.2057 | 282995.633 | 12908.5727 | 4.362% | Y | Y | Y | Y
High Efficiency Chiller (Water cooled-centrifugal, 200 tons) | Turnover | Warehouse | 65004.6 | 62168.83 | 2835.771 | 4.362% | 65004.5968 | 62168.8258 | 2835.771 | 4.362% | N | Y | Y | Y
High Efficiency Chiller (Water cooled-centrifugal, 200 tons) | New | Assembly | 268015.8 | 256323.8 | 11691.96 | 4.362% | 268015.7982 | 256323.8339 | 11691.9644 | 4.362% | N | Y | Y | Y
High Efficiency Chiller (Water cooled-centrifugal, 200 tons) | New | College and University | 297339.6 | 284368.4 | 12971.19 | 4.362% | 297339.6384 | 284368.4462 | 12971.1923 | 4.362% | Y | Y | Y | Y
High Efficiency Chiller (Water cooled-centrifugal, 200 tons) | New | Grocery | 148054.6 | 141595.9 | 6458.759 | 4.362% | 148054.6338 | 141595.8746 | 6458.7592 | 4.362% | Y | N | Y | Y
High Efficiency Chiller (Water cooled-centrifugal, 200 tons) | New | Healthcare | 583195.8 | 557754.4 | 25441.43 | 4.362% | 583195.815 | 557754.3868 | 25441.4282 | 4.362% | Y | N | Y | Y
High Efficiency Chiller (Water cooled-centrifugal, 200 tons) | New | Hospitals | 552436.5 | 528337 | 24099.58 | 4.362% | 552436.542 | 528336.9613 | 24099.5807 | 4.362% | Y | N | Y | Y
High Efficiency Chiller (Water cooled-centrifugal, 200 tons) | New | Institutional | 144773.6 | 138458 | 6315.629 | 4.362% | 144773.6446 | 138458.0159 | 6315.6288 | 4.362% | Y | Y | Y | Y
High Efficiency Chiller (Water cooled-centrifugal, 200 tons) | New | Lodging/Hospitality | 442728.5 | 423414.8 | 19313.66 | 4.362% | 442728.4685 | 423414.8105 | 19313.658 | 4.362% | N | Y | Y | Y
High Efficiency Chiller (Water cooled-centrifugal, 200 tons) | New | Miscellaneous | 149695.1 | 143164.8 | 6530.324 | 4.362% | 149695.1283 | 143164.8039 | 6530.3244 | 4.362% | Y | Y | Y | Y
High Efficiency Chiller (Water cooled-centrifugal, 200 tons) | New | Offices | 301645.9 | 288486.9 | 13159.05 | 4.362% | 301645.9366 | 288486.8857 | 13159.0509 | 4.362% | Y | N | Y | Y
High Efficiency Chiller (Water cooled-centrifugal, 200 tons) | New | Restaurants | 434320.9 | 415374 | 18946.89 | 4.362% | 434320.9339 | 415374.0476 | 18946.8864 | 4.362% | Y | Y | Y | Y
High Efficiency Chiller (Water cooled-centrifugal, 200 tons) | New | Retail | 340402.6 | 325552.8 | 14849.78 | 4.362% | 340402.6206 | 325552.8418 | 14849.7787 | 4.362% | Y | Y | Y | Y
High Efficiency Chiller (Water cooled-centrifugal, 200 tons) | New | Schools K-12 | 295904.2 | 282995.6 | 12908.57 | 4.362% | 295904.2057 | 282995.633 | 12908.5727 | 4.362% | Y | Y | Y | Y
High Efficiency Chiller (Water cooled-centrifugal, 200 tons) | New | Warehouse | 65004.6 | 62168.83 | 2835.771 | 4.362% | 65004.5968 | 62168.8258 | 2835.771 | 4.362% | N | Y | Y | Y
High Efficiency Chiller (Water cooled-positive displacement, 100 tons) | Turnover | Assembly | 138280 | 134570 | 3709.95 | 2.683% | 138279.963 | 134570.0128 | 3709.9502 | 2.683% | N | Y | Y | Y
High Efficiency Chiller (Water cooled-positive displacement, 100 tons) | Turnover | College and University | 153409.3 | 149293.4 | 4115.859 | 2.683% | 153409.2933 | 149293.4342 | 4115.8591 | 2.683% | N | Y | Y | Y
High Efficiency Chiller (Water cooled-positive displacement, 100 tons) | Turnover | Grocery | 76387.25 | 74337.83 | 2049.414 | 2.683% | 76387.2481 | 74337.8341 | 2049.414 | 2.683% | Y | Y | Y | Y
High Efficiency Chiller (Water cooled-positive displacement, 100 tons) | Turnover | Healthcare | 300893.8 | 292821.1 | 8072.761 | 2.683% | 300893.8139 | 292821.0531 | 8072.7609 | 2.683% | Y | N | Y | Y
High Efficiency Chiller (Water cooled-positive displacement, 100 tons) | Turnover | Hospitals | 285023.9 | 277376.9 | 7646.982 | 2.683% | 285023.887 | 277376.9047 | 7646.9823 | 2.683% | N | Y | Y | Y
High Efficiency Chiller (Water cooled-positive displacement, 100 tons) | Turnover | Institutional | 74694.46 | 72690.46 | 2003.998 | 2.683% | 74694.4559 | 72690.4583 | 2003.9976 | 2.683% | Y | Y | Y | Y
High Efficiency Chiller (Water cooled-positive displacement, 100 tons) | Turnover | Lodging/Hospitality | 228421.1 | 222292.8 | 6128.372 | 2.683% | 228421.1478 | 222292.7755 | 6128.3723 | 2.683% | Y | N | Y | Y
High Efficiency Chiller (Water cooled-positive displacement, 100 tons) | Turnover | Miscellaneous | 77233.64 | 75161.52 | 2072.122 | 2.683% | 77233.6442 | 75161.5221 | 2072.1222 | 2.683% | Y | Y | Y | Y
High Efficiency Chiller (Water cooled-positive displacement, 100 tons) | Turnover | Offices | 155631.1 | 151455.6 | 4175.468 | 2.683% | 155631.0831 | 151455.615 | 4175.4681 | 2.683% | N | Y | Y | Y
High Efficiency Chiller (Water cooled-positive displacement, 100 tons) | Turnover | Restaurants | 224083.4 | 218071.4 | 6011.993 | 2.683% | 224083.3678 | 218071.375 | 6011.9928 | 2.683% | N | N | Y | Y
High Efficiency Chiller (Water cooled-positive displacement, 100 tons) | Turnover | Retail | 175627.2 | 170915.2 | 4711.949 | 2.683% | 175627.191 | 170915.2419 | 4711.949 | 2.683% | N | Y | Y | Y
High Efficiency Chiller (Water cooled-positive displacement, 100 tons) | Turnover | Schools K-12 | 152668.7 | 148572.7 | 4095.989 | 2.683% | 152668.6967 | 148572.7073 | 4095.9894 | 2.683% | N | Y | Y | Y
High Efficiency Chiller (Water cooled-positive displacement, 100 tons) | Turnover | Warehouse | 33538.45 | 32638.63 | 899.812 | 2.683% | 33538.4455 | 32638.6336 | 899.812 | 2.683% | Y | Y | Y | Y
High Efficiency Chiller (Water cooled-positive displacement, 100 tons) | New | Assembly | 138280 | 134570 | 3709.95 | 2.683% | 138279.963 | 134570.0128 | 3709.9502 | 2.683% | N | Y | Y | Y
High Efficiency Chiller (Water cooled-positive displacement, 100 tons) | New | College and University | 153409.3 | 149293.4 | 4115.859 | 2.683% | 153409.2933 | 149293.4342 | 4115.8591 | 2.683% | N | Y | Y | Y
High Efficiency Chiller (Water cooled-positive displacement, 100 tons) | New | Grocery | 76387.25 | 74337.83 | 2049.414 | 2.683% | 76387.2481 | 74337.8341 | 2049.414 | 2.683% | Y | Y | Y | Y
High Efficiency Chiller (Water cooled-positive displacement, 100 tons) | New | Healthcare | 300893.8 | 292821.1 | 8072.761 | 2.683% | 300893.8139 | 292821.0531 | 8072.7609 | 2.683% | Y | N | Y | Y
High Efficiency Chiller (Water cooled-positive displacement, 100 tons) | New | Hospitals | 285023.9 | 277376.9 | 7646.982 | 2.683% | 285023.887 | 277376.9047 | 7646.9823 | 2.683% | N | Y | Y | Y
High Efficiency Chiller (Water cooled-positive displacement, 100 tons) | New | Institutional | 74694.46 | 72690.46 | 2003.998 | 2.683% | 74694.4559 | 72690.4583 | 2003.9976 | 2.683% | Y | Y | Y | Y
High Efficiency Chiller (Water cooled-positive displacement, 100 tons) | New | Lodging/Hospitality | 228421.1 | 222292.8 | 6128.372 | 2.683% | 228421.1478 | 222292.7755 | 6128.3723 | 2.683% | Y | N | Y | Y
High Efficiency Chiller (Water cooled-positive displacement, 100 tons) | New | Miscellaneous | 77233.64 | 75161.52 | 2072.122 | 2.683% | 77233.6442 | 75161.5221 | 2072.1222 | 2.683% | Y | Y | Y | Y
High Efficiency Chiller (Water cooled-positive displacement, 100 tons) | New | Offices | 155631.1 | 151455.6 | 4175.468 | 2.683% | 155631.0831 | 151455.615 | 4175.4681 | 2.683% | N | Y | Y | Y
High Efficiency Chiller (Water cooled-positive displacement, 100 tons) | New | Restaurants | 224083.4 | 218071.4 | 6011.993 | 2.683% | 224083.3678 | 218071.375 | 6011.9928 | 2.683% | N | N | Y | Y
High Efficiency Chiller (Water cooled-positive displacement, 100 tons) | New | Retail | 175627.2 | 170915.2 | 4711.949 | 2.683% | 175627.191 | 170915.2419 | 4711.949 | 2.683% | N | Y | Y | Y
High Efficiency Chiller (Water cooled-positive displacement, 100 tons) | New | Schools K-12 | 152668.7 | 148572.7 | 4095.989 | 2.683% | 152668.6967 | 148572.7073 | 4095.9894 | 2.683% | N | Y | Y | Y
High Efficiency Chiller (Water cooled-positive displacement, 100 tons) | New | Warehouse | 33538.45 | 32638.63 | 899.812 | 2.683% | 33538.4455 | 32638.6336 | 899.812 | 2.683% | Y | Y | Y | Y
High Efficiency Data Center Cooling | Turnover | Assembly | 463560 | 333763.2 | 129796.8 | 28% | 463559.9844 | 333763.1887 | 129796.7956 | 28% | N | N | N | Y
High Efficiency Data Center Cooling | Turnover | College and University | 463560 | 333763.2 | 129796.8 | 28% | 463559.9844 | 333763.1887 | 129796.7956 | 28% | N | N | N | Y
High Efficiency Data Center Cooling | Turnover | Grocery | 463560 | 333763.2 | 129796.8 | 28% | 463559.9844 | 333763.1887 | 129796.7956 | 28% | N | N | N | Y
High Efficiency Data Center Cooling | Turnover | Healthcare | 463560 | 333763.2 | 129796.8 | 28% | 463559.9844 | 333763.1887 | 129796.7956 | 28% | N | N | N | Y
High Efficiency Data Center Cooling | Turnover | Hospitals | 463560 | 333763.2 | 129796.8 | 28% | 463559.9844 | 333763.1887 | 129796.7956 | 28% | N | N | N | Y
High Efficiency Data Center Cooling | Turnover | Institutional | 463560 | 333763.2 | 129796.8 | 28% | 463559.9844 | 333763.1887 | 129796.7956 | 28% | N | N | N | Y
High Efficiency Data Center Cooling | Turnover | Lodging/Hospitality | 463560 | 333763.2 | 129796.8 | 28% | 463559.9844 | 333763.1887 | 129796.7956 | 28% | N | N | N | Y
High Efficiency Data Center Cooling | Turnover | Miscellaneous | 463560 | 333763.2 | 129796.8 | 28% | 463559.9844 | 333763.1887 | 129796.7956 | 28% | N | N | N | Y
High Efficiency Data Center Cooling | Turnover | Offices | 463560 | 333763.2 | 129796.8 | 28% | 463559.9844 | 333763.1887 | 129796.7956 | 28% | N | N | N | Y
High Efficiency Data Center Cooling | Turnover | Restaurants | 463560 | 333763.2 | 129796.8 | 28% | 463559.9844 | 333763.1887 | 129796.7956 | 28% | N | N | N | Y
High Efficiency Data Center Cooling | Turnover | Retail | 463560 | 333763.2 | 129796.8 | 28% | 463559.9844 | 333763.1887 | 129796.7956 | 28% | N | N | N | Y
High Efficiency Data Center Cooling | Turnover | Schools K-12 | 463560 | 333763.2 | 129796.8 | 28% | 463559.9844 | 333763.1887 | 129796.7956 | 28% | N | N | N | Y
High Efficiency Data Center Cooling | Turnover | Warehouse | 463560 | 333763.2 | 129796.8 | 28% | 463559.9844 | 333763.1887 | 129796.7956 | 28% | N | N | N | Y
High Efficiency Data Center Cooling | New | Assembly | 463560 | 333763.2 | 129796.8 | 28% | 463559.9844 | 333763.1887 | 129796.7956 | 28% | N | N | N | Y
High Efficiency Data Center Cooling | New | College and University | 463560 | 333763.2 | 129796.8 | 28% | 463559.9844 | 333763.1887 | 129796.7956 | 28% | N | N | N | Y
High Efficiency Data Center Cooling | New | Grocery | 463560 | 333763.2 | 129796.8 | 28% | 463559.9844 | 333763.1887 | 129796.7956 | 28% | N | N | N | Y
High Efficiency Data Center Cooling | New | Healthcare | 463560 | 333763.2 | 129796.8 | 28% | 463559.9844 | 333763.1887 | 129796.7956 | 28% | N | N | N | Y
High Efficiency Data Center Cooling | New | Hospitals | 463560 | 333763.2 | 129796.8 | 28% | 463559.9844 | 333763.1887 | 129796.7956 | 28% | N | N | N | Y
High Efficiency Data Center Cooling | New | Institutional | 463560 | 333763.2 | 129796.8 | 28% | 463559.9844 | 333763.1887 | 129796.7956 | 28% | N | N | N | Y
High Efficiency Data Center Cooling | New | Lodging/Hospitality | 463560 | 333763.2 | 129796.8 | 28% | 463559.9844 | 333763.1887 | 129796.7956 | 28% | N | N | N | Y
High Efficiency Data Center Cooling | New | Miscellaneous | 463560 | 333763.2 | 129796.8 | 28% | 463559.9844 | 333763.1887 | 129796.7956 | 28% | N | N | N | Y
High Efficiency Data Center Cooling | New | Offices | 463560 | 333763.2 | 129796.8 | 28% | 463559.9844 | 333763.1887 | 129796.7956 | 28% | N | N | N | Y
High Efficiency Data Center Cooling | New | Restaurants | 463560 | 333763.2 | 129796.8 | 28% | 463559.9844 | 333763.1887 | 129796.7956 | 28% | N | N | N | Y
High Efficiency Data Center Cooling | New | Retail | 463560 | 333763.2 | 129796.8 | 28% | 463559.9844 | 333763.1887 | 129796.7956 | 28% | N | N | N | Y
High Efficiency Data Center Cooling | New | Schools K-12 | 463560 | 333763.2 | 129796.8 | 28% | 463559.9844 | 333763.1887 | 129796.7956 | 28% | N | N | N | Y
High Efficiency Data Center Cooling | New | Warehouse | 463560 | 333763.2 | 129796.8 | 28% | 463559.9844 | 333763.1887 | 129796.7956 | 28% | N | N | N | Y
High Efficiency DX 135k- less than 240k BTU | Turnover | Assembly | 36930.38 | 35568.9 | 1361.48 | 3.687% | 36930.3829 | 35568.903 | 1361.4799 | 3.687% | Y | Y | Y | Y
High Efficiency DX 135k- less than 240k BTU | Turnover | College and University | 40970.97 | 39460.53 | 1510.441 | 3.687% | 40970.968 | 39460.5274 | 1510.4406 | 3.687% | Y | Y | Y | Y
High Efficiency DX 135k- less than 240k BTU | Turnover | Grocery | 20400.72 | 19648.62 | 752.0953 | 3.687% | 20400.7165 | 19648.6212 | 752.0953 | 3.687% | Y | Y | Y | Y
High Efficiency DX 135k- less than 240k BTU | Turnover | Healthcare | 80359.61 | 77397.06 | 2962.547 | 3.687% | 80359.609 | 77397.062 | 2962.547 | 3.687% | Y | Y | Y | Y
High Efficiency DX 135k- less than 240k BTU | Turnover | Hospitals | 76121.23 | 73314.94 | 2806.295 | 3.687% | 76121.233 | 73314.9385 | 2806.2946 | 3.687% | Y | Y | Y | Y
High Efficiency DX 135k- less than 240k BTU | Turnover | Institutional | 19948.62 | 19213.19 | 735.4283 | 3.687% | 19948.6231 | 19213.1947 | 735.4283 | 3.687% | Y | Y | Y | Y
High Efficiency DX 135k- less than 240k BTU | Turnover | Lodging/Hospitality | 61004.36 | 58755.36 | 2248.994 | 3.687% | 61004.3586 | 58755.3646 | 2248.994 | 3.687% | Y | Y | Y | Y
High Efficiency DX 135k- less than 240k BTU | Turnover | Miscellaneous | 20626.76 | 19866.33 | 760.4287 | 3.687% | 20626.7632 | 19866.3345 | 760.4287 | 3.687% | Y | Y | Y | Y
High Efficiency DX 135k- less than 240k BTU | Turnover | Offices | 41564.34 | 40032.02 | 1532.316 | 3.687% | 41564.3407 | 40032.0247 | 1532.316 | 3.687% | Y | Y | Y | Y
High Efficiency DX 135k- less than 240k BTU | Turnover | Restaurants | 59845.87 | 57639.58 | 2206.285 | 3.687% | 59845.8692 | 57639.5842 | 2206.285 | 3.687% | Y | Y | Y | Y
High Efficiency DX 135k- less than 240k BTU | Turnover | Retail | 46904.69 | 45175.5 | 1729.194 | 3.687% | 46904.6944 | 45175.5003 | 1729.1941 | 3.687% | Y | Y | Y | Y
High Efficiency DX 135k- less than 240k BTU | Turnover | Schools K-12 | 40773.18 | 39270.03 | 1503.149 | 3.687% | 40773.1772 | 39270.0283 | 1503.1489 | 3.687% | Y | Y | Y | Y
High Efficiency DX 135k- less than 240k BTU | Turnover | Warehouse | 8957.101 | 8626.888 | 330.2136 | 3.687% | 8957.1013 | 8626.8877 | 330.2136 | 3.687% | Y | Y | Y | Y
High Efficiency DX 135k- less than 240k BTU | New | Assembly | 36930.38 | 35568.9 | 1361.48 | 3.687% | 36930.3829 | 35568.903 | 1361.4799 | 3.687% | Y | Y | Y | Y
High Efficiency DX 135k- less than 240k BTU | New | College and University | 40970.97 | 39460.53 | 1510.441 | 3.687% | 40970.968 | 39460.5274 | 1510.4406 | 3.687% | Y | Y | Y | Y
High Efficiency DX 135k- less than 240k BTU | New | Grocery | 20400.72 | 19648.62 | 752.0953 | 3.687% | 20400.7165 | 19648.6212 | 752.0953 | 3.687% | Y | Y | Y | Y
High Efficiency DX 135k- less than 240k BTU | New | Healthcare | 80359.61 | 77397.06 | 2962.547 | 3.687% | 80359.609 | 77397.062 | 2962.547 | 3.687% | Y | Y | Y | Y
High Efficiency DX 135k- less than 240k BTU | New | Hospitals | 76121.23 | 73314.94 | 2806.295 | 3.687% | 76121.233 | 73314.9385 | 2806.2946 | 3.687% | Y | Y | Y | Y
High Efficiency DX 135k- less than 240k BTU | New | Institutional | 19948.62 | 19213.19 | 735.4283 | 3.687% | 19948.6231 | 19213.1947 | 735.4283 | 3.687% | Y | Y | Y | Y
High Efficiency DX 135k- less than 240k BTU | New | Lodging/Hospitality | 61004.36 | 58755.36 | 2248.994 | 3.687% | 61004.3586 | 58755.3646 | 2248.994 | 3.687% | Y | Y | Y | Y
High Efficiency DX 135k- less than 240k BTU | New | Miscellaneous | 20626.76 | 19866.33 | 760.4287 | 3.687% | 20626.7632 | 19866.3345 | 760.4287 | 3.687% | Y | Y | Y | Y
High Efficiency DX 135k- less than 240k BTU | New | Offices | 41564.34 | 40032.02 | 1532.316 | 3.687% | 41564.3407 | 40032.0247 | 1532.316 | 3.687% | Y | Y | Y | Y
High Efficiency DX 135k- less than 240k BTU | New | Restaurants | 59845.87 | 57639.58 | 2206.285 | 3.687% | 59845.8692 | 57639.5842 | 2206.285 | 3.687% | Y | Y | Y | Y
High Efficiency DX 135k- less than 240k BTU | New | Retail | 46904.69 | 45175.5 | 1729.194 | 3.687% | 46904.6944 | 45175.5003 | 1729.1941 | 3.687% | Y | Y | Y | Y
High Efficiency DX 135k- less than 240k BTU | New | Schools K-12 | 40773.18 | 39270.03 | 1503.149 | 3.687% | 40773.1772 | 39270.0283 | 1503.1489 | 3.687% | Y | Y | Y | Y
High Efficiency DX 135k- less than 240k BTU | New | Warehouse | 8957.101 | 8626.888 | 330.2136 | 3.687% | 8957.1013 | 8626.8877 | 330.2136 | 3.687% | Y | Y | Y | Y
High Efficiency PTAC | Turnover | Assembly | 2409.059 | 1839.645 | 569.4138 | 23.64% | 2409.0586 | 1839.6447 | 569.4138 | 23.64% | Y | Y | Y | Y
High Efficiency PTAC | Turnover | College and University | 2672.636 | 2040.922 | 631.7139 | 23.64% | 2672.6358 | 2040.9219 | 631.7139 | 23.64% | Y | Y | Y | Y
High Efficiency PTAC | Turnover | Grocery | 1330.788 | 1016.238 | 314.55 | 23.64% | 1330.7883 | 1016.2383 | 314.55 | 23.64% | Y | Y | Y | Y
High Efficiency PTAC | Turnover | Healthcare | 5242.053 | 4003.022 | 1239.031 | 23.64% | 5242.0525 | 4003.0219 | 1239.0306 | 23.64% | Y | Y | Y | Y
High Efficiency PTAC | Turnover | Hospitals | 4965.573 | 3791.892 | 1173.681 | 23.64% | 4965.5729 | 3791.8921 | 1173.6809 | 23.64% | Y | Y | Y | Y
High Efficiency PTAC | Turnover | Institutional | 1301.297 | 993.7178 | 307.5793 | 23.64% | 1301.2971 | 993.7178 | 307.5793 | 23.64% | Y | Y | Y | Y
High Efficiency PTAC | Turnover | Lodging/Hospitality | 3979.463 | 3038.862 | 940.6002 | 23.64% | 3979.4625 | 3038.8623 | 940.6002 | 23.64% | Y | Y | Y | Y
High Efficiency PTAC | Turnover | Miscellaneous | 1345.534 | 1027.499 | 318.0353 | 23.64% | 1345.5339 | 1027.4986 | 318.0353 | 23.64% | Y | Y | Y | Y
High Efficiency PTAC | Turnover | Offices | 2711.343 | 2070.48 | 640.8629 | 23.64% | 2711.3429 | 2070.48 | 640.8629 | 23.64% | Y | Y | Y | Y
High Efficiency PTAC | Turnover | Restaurants | 3903.891 | 2981.153 | 922.738 | 23.64% | 3903.8914 | 2981.1535 | 922.738 | 23.64% | Y | Y | Y | Y
High Efficiency PTAC | Turnover | Retail | 3059.707 | 2336.504 | 723.2035 | 23.64% | 3059.7072 | 2336.5036 | 723.2035 | 23.64% | Y | Y | Y | Y
High Efficiency PTAC | Turnover | Schools K-12 | 2659.733 | 2031.069 | 628.6643 | 23.64% | 2659.7334 | 2031.0691 | 628.6643 | 23.64% | Y | Y | Y | Y
High Efficiency PTAC | Turnover | Warehouse | 584.2935 | 446.1877 | 138.1057 | 23.64% | 584.2935 | 446.1877 | 138.1057 | 23.64% | Y | Y | Y | Y
High Efficiency PTAC | New | Assembly | 2409.059 | 1839.645 | 569.4138 | 23.64% | 2409.0586 | 1839.6447 | 569.4138 | 23.64% | Y | Y | Y | Y
High Efficiency PTAC | New | College and University | 2672.636 | 2040.922 | 631.7139 | 23.64% | 2672.6358 | 2040.9219 | 631.7139 | 23.64% | Y | Y | Y | Y
High Efficiency PTAC | New | Grocery | 1330.788 | 1016.238 | 314.55 | 23.64% | 1330.7883 | 1016.2383 | 314.55 | 23.64% | Y | Y | Y | Y
High Efficiency PTAC | New | Healthcare | 5242.053 | 4003.022 | 1239.031 | 23.64% | 5242.0525 | 4003.0219 | 1239.0306 | 23.64% | Y | Y | Y | Y
High Efficiency PTAC | New | Hospitals | 4965.573 | 3791.892 | 1173.681 | 23.64% | 4965.5729 | 3791.8921 | 1173.6809 | 23.64% | Y | Y | Y | Y
High Efficiency PTAC | New | Institutional | 1301.297 | 993.7178 | 307.5793 | 23.64% | 1301.2971 | 993.7178 | 307.5793 | 23.64% | Y | Y | Y | Y
High Efficiency PTAC | New | Lodging/Hospitality | 3979.463 | 3038.862 | 940.6002 | 23.64% | 3979.4625 | 3038.8623 | 940.6002 | 23.64% | Y | Y | Y | Y
High Efficiency PTAC | New | Miscellaneous | 1345.534 | 1027.499 | 318.0353 | 23.64% | 1345.5339 | 1027.4986 | 318.0353 | 23.64% | Y | Y | Y | Y
High Efficiency PTAC | New | Offices | 2711.343 | 2070.48 | 640.8629 | 23.64% | 2711.3429 | 2070.48 | 640.8629 | 23.64% | Y | Y | Y | Y
High Efficiency PTAC | New | Restaurants | 3903.891 | 2981.153 | 922.738 | 23.64% | 3903.8914 | 2981.1535 | 922.738 | 23.64% | Y | Y | Y | Y
High Efficiency PTAC | New | Retail | 3059.707 | 2336.504 | 723.2035 | 23.64% | 3059.7072 | 2336.5036 | 723.2035 | 23.64% | Y | Y | Y | Y
High Efficiency PTAC | New | Schools K-12 | 2659.733 | 2031.069 | 628.6643 | 23.64% | 2659.7334 | 2031.0691 | 628.6643 | 23.64% | Y | Y | Y | Y
High Efficiency PTAC | New | Warehouse | 584.2935 | 446.1877 | 138.1057 | 23.64% | 584.2935 | 446.1877 | 138.1057 | 23.64% | Y | Y | Y | Y
High Efficiency PTHP | Turnover | Assembly | 2664.681 | 2071.302 | 593.3784 | 22.27% | 2664.6806 | 2071.3022 | 593.3784 | 22.27% | Y | Y | Y | Y
High Efficiency PTHP | Turnover | College and University | 2928.258 | 2272.579 | 655.6785 | 22.39% | 2928.2578 | 2272.5793 | 655.6785 | 22.39% | Y | Y | Y | Y
High Efficiency PTHP | Turnover | Grocery | 1770.458 | 1414.689 | 355.769 | 20.09% | 1770.4582 | 1414.6892 | 355.769 | 20.09% | Y | Y | Y | Y
High Efficiency PTHP | Turnover | Healthcare | 5642.868 | 4366.261 | 1276.607 | 22.62% | 5642.8678 | 4366.2608 | 1276.607 | 22.62% | Y | Y | Y | Y
High Efficiency PTHP | Turnover | Hospitals | 5421.603 | 4205.169 | 1216.434 | 22.44% | 5421.6026 | 4205.169 | 1216.4337 | 22.44% | Y | Y | Y | Y
High Efficiency PTHP | Turnover | Institutional | 1524.2 | 1195.723 | 328.4764 | 21.55% | 1524.1995 | 1195.7231 | 328.4764 | 21.55% | N | Y | Y | Y
High Efficiency PTHP | Turnover | Lodging/Hospitality | 4249.399 | 3283.493 | 965.9068 | 22.73% | 4249.3994 | 3283.4925 | 965.9068 | 22.73% | Y | Y | Y | Y
High Efficiency PTHP | Turnover | Miscellaneous | 1486.637 | 1155.374 | 331.2637 | 22.28% | 1486.6372 | 1155.3735 | 331.2637 | 22.28% | Y | Y | Y | Y
High Efficiency PTHP | Turnover | Offices | 2860.626 | 2205.768 | 654.8582 | 22.89% | 2860.6262 | 2205.768 | 654.8582 | 22.89% | Y | Y | Y | Y
High Efficiency PTHP | Turnover | Restaurants | 4846.625 | 3835.506 | 1011.119 | 20.86% | 4846.6254 | 3835.5061 | 1011.1193 | 20.86% | Y | Y | Y | Y
High Efficiency PTHP | Turnover | Retail | 3650.705 | 2872.096 | 778.6096 | 21.33% | 3650.7053 | 2872.0957 | 778.6096 | 21.33% | Y | Y | Y | Y
High Efficiency PTHP | Turnover | Schools K-12 | 3203.697 | 2524.036 | 679.6608 | 21.21% | 3203.697 | 2524.0362 | 679.6608 | 21.21% | Y | Y | Y | Y
High Efficiency PTHP | Turnover | Warehouse | 725.3968 | 574.0627 | 151.3342 | 20.86% | 725.3968 | 574.0627 | 151.3342 | 20.86% | Y | Y | Y | Y
High Efficiency PTHP | New | Assembly | 2664.681 | 2071.302 | 593.3784 | 22.27% | 2664.6806 | 2071.3022 | 593.3784 | 22.27% | Y | Y | Y | Y
High Efficiency PTHP | New | College and University | 2928.258 | 2272.579 | 655.6785 | 22.39% | 2928.2578 | 2272.5793 | 655.6785 | 22.39% | Y | Y | Y | Y
High Efficiency PTHP | New | Grocery | 1770.458 | 1414.689 | 355.769 | 20.09% | 1770.4582 | 1414.6892 | 355.769 | 20.09% | Y | Y | Y | Y
High Efficiency PTHP | New | Healthcare | 5642.868 | 4366.261 | 1276.607 | 22.62% | 5642.8678 | 4366.2608 | 1276.607 | 22.62% | Y | Y | Y | Y
High Efficiency PTHP | New | Hospitals | 5421.603 | 4205.169 | 1216.434 | 22.44% | 5421.6026 | 4205.169 | 1216.4337 | 22.44% | Y | Y | Y | Y
High Efficiency PTHP | New | Institutional | 1524.2 | 1195.723 | 328.4764 | 21.55% | 1524.1995 | 1195.7231 | 328.4764 | 21.55% | N | Y | Y | Y
High Efficiency PTHP | New | Lodging/Hospitality | 4249.399 | 3283.493 | 965.9068 | 22.73% | 4249.3994 | 3283.4925 | 965.9068 | 22.73% | Y | Y | Y | Y
High Efficiency PTHP | New | Miscellaneous | 1486.637 | 1155.374 | 331.2637 | 22.28% | 1486.6372 | 1155.3735 | 331.2637 | 22.28% | Y | Y | Y | Y
High Efficiency PTHP | New | Offices | 2860.626 | 2205.768 | 654.8582 | 22.89% | 2860.6262 | 2205.768 | 654.8582 | 22.89% | Y | Y | Y | Y
High Efficiency PTHP | New | Restaurants | 4846.625 | 3835.506 | 1011.119 | 20.86% | 4846.6254 | 3835.5061 | 1011.1193 | 20.86% | Y | Y | Y | Y
High Efficiency PTHP | New | Retail | 3650.705 | 2872.096 | 778.6096 | 21.33% | 3650.7053 | 2872.0957 | 778.6096 | 21.33% | Y | Y | Y | Y
High Efficiency PTHP | New | Schools K-12 | 3203.697 | 2524.036 | 679.6608 | 21.21% | 3203.697 | 2524.0362 | 679.6608 | 21.21% | Y | Y | Y | Y
High Efficiency PTHP | New | Warehouse | 725.3968 | 574.0627 | 151.3342 | 20.86% | 725.3968 | 574.0627 | 151.3342 | 20.86% | Y | Y | Y | Y
Variable Refrigerant Flow (VRF) HVAC Systems | Turnover | Assembly | 6364.814 | 4075.273 | 2289.54 | 35.97% | 6364.8136 | 4075.2733 | 2289.5403 | 35.97% | Y | Y | Y | Y
Variable Refrigerant Flow (VRF) HVAC Systems | Turnover | College and University | 6949.381 | 4444.281 | 2505.099 | 36.05% | 6949.3808 | 4444.2814 | 2505.0994 | 36.05% | Y | Y | Y | Y
Variable Refrigerant Flow (VRF) HVAC Systems | Turnover | Grocery | 4709.207 | 3071.561 | 1637.646 | 34.78% | 4709.207 | 3071.5607 | 1637.6463 | 34.78% | Y | Y | Y | Y
Variable Refrigerant Flow (VRF) HVAC Systems | Turnover | Healthcare | 13228.36 | 8440.537 | 4787.821 | 36.19% | 13228.3574 | 8440.5367 | 4787.8207 | 36.19% | Y | Y | Y | Y
Variable Refrigerant Flow (VRF) HVAC Systems | Turnover | Hospitals | 12835.92 | 8205.225 | 4630.691 | 36.08% | 12835.9164 | 8205.225 | 4630.6914 | 36.08% | Y | Y | Y | Y
Variable Refrigerant Flow (VRF) HVAC Systems | Turnover | Institutional | 3777.186 | 2434.476 | 1342.711 | 35.55% | 3777.1864 | 2434.4756 | 1342.7108 | 35.55% | Y | Y | Y | Y
Variable Refrigerant Flow (VRF) HVAC Systems | Turnover | Lodging/Hospitality | 9904.919 | 6313.184 | 3591.735 | 36.26% | 9904.9189 | 6313.1839 | 3591.735 | 36.26% | Y | Y | Y | Y
Variable Refrigerant Flow (VRF) HVAC Systems | Turnover | Miscellaneous | 3548.271 | 2271.578 | 1276.693 | 35.98% | 3548.2713 | 2271.5778 | 1276.6935 | 35.98% | Y | Y | Y | Y
Variable Refrigerant Flow (VRF) HVAC Systems | Turnover | Offices | 6610.095 | 4206.193 | 2403.901 | 36.37% | 6610.0948 | 4206.1934 | 2403.9014 | 36.37% | Y | Y | Y | Y
Variable Refrigerant Flow (VRF) HVAC Systems | Turnover | Restaurants | 12427.09 | 8056.605 | 4370.486 | 35.17% | 12427.0908 | 8056.6048 | 4370.486 | 35.17% | Y | Y | Y | Y
Variable Refrigerant Flow (VRF) HVAC Systems | Turnover | Retail | 9148.636 | 5907.981 | 3240.655 | 35.42% | 9148.6359 | 5907.9812 | 3240.6548 | 35.42% | Y | Y | Y | Y
Variable Refrigerant Flow (VRF) HVAC Systems | Turnover | Schools K-12 | 8073.526 | 5218.741 | 2854.785 | 35.36% | 8073.5264 | 5218.7411 | 2854.7853 | 35.36% | Y | Y | Y | Y
Variable Refrigerant Flow (VRF) HVAC Systems | Turnover | Warehouse | 1859.976 | 1205.841 | 654.1345 | 35.17% | 1859.9758 | 1205.8413 | 654.1345 | 35.17% | Y | Y | Y | Y
Variable Refrigerant Flow (VRF) HVAC Systems | New | Assembly | 6364.814 | 4075.273 | 2289.54 | 35.97% | 6364.8136 | 4075.2733 | 2289.5403 | 35.97% | Y | Y | Y | Y
Variable Refrigerant Flow (VRF) HVAC Systems | New | College and University | 6949.381 | 4444.281 | 2505.099 | 36.05% | 6949.3808 | 4444.2814 | 2505.0994 | 36.05% | Y | Y | Y | Y
Variable Refrigerant Flow (VRF) HVAC Systems | New | Grocery | 4709.207 | 3071.561 | 1637.646 | 34.78% | 4709.207 | 3071.5607 | 1637.6463 | 34.78% | Y | Y | Y | Y
Variable Refrigerant Flow (VRF) HVAC Systems | New | Healthcare | 13228.36 | 8440.537 | 4787.821 | 36.19% | 13228.3574 | 8440.5367 | 4787.8207 | 36.19% | Y | Y | Y | Y
Variable Refrigerant Flow (VRF) HVAC Systems | New | Hospitals | 12835.92 | 8205.225 | 4630.691 | 36.08% | 12835.9164 | 8205.225 | 4630.6914 | 36.08% | Y | Y | Y | Y
Variable Refrigerant Flow (VRF) HVAC Systems | New | Institutional | 3777.186 | 2434.476 | 1342.711 | 35.55% | 3777.1864 | 2434.4756 | 1342.7108 | 35.55% | Y | Y | Y | Y
Variable Refrigerant Flow (VRF) HVAC Systems | New | Lodging/Hospitality | 9904.919 | 6313.184 | 3591.735 | 36.26% | 9904.9189 | 6313.1839 | 3591.735 | 36.26% | Y | Y | Y | Y
Variable Refrigerant Flow (VRF) HVAC Systems | New | Miscellaneous | 3548.271 | 2271.578 | 1276.693 | 35.98% | 3548.2713 | 2271.5778 | 1276.6935 | 35.98% | Y | Y | Y | Y
Variable Refrigerant Flow (VRF) HVAC Systems | New | Offices | 6610.095 | 4206.193 | 2403.901 | 36.37% | 6610.0948 | 4206.1934 | 2403.9014 | 36.37% | Y | Y | Y | Y
Variable Refrigerant Flow (VRF) HVAC Systems | New | Restaurants | 12427.09 | 8056.605 | 4370.486 | 35.17% | 12427.0908 | 8056.6048 | 4370.486 | 35.17% | Y | Y | Y | Y
Variable Refrigerant Flow (VRF) HVAC Systems | New | Retail | 9148.636 | 5907.981 | 3240.655 | 35.42% | 9148.6359 | 5907.9812 | 3240.6548 | 35.42% | Y | Y | Y | Y
Variable Refrigerant Flow (VRF) HVAC Systems | New | Schools K-12 | 8073.526 | 5218.741 | 2854.785 | 35.36% | 8073.5264 | 5218.7411 | 2854.7853 | 35.36% | Y | Y | Y | Y
Variable Refrigerant Flow (VRF) HVAC Systems | New | Warehouse | 1859.976 | 1205.841 | 654.1345 | 35.17% | 1859.9758 | 1205.8413 | 654.1345 | 35.17% | Y | Y | Y | Y
CFL-23W | Turnover | Assembly | 86.28 | 66.148 | 20.132 | 23.33% | 86.28 | 66.148 | 20.132 | 23.33% | Y | Y | Y | Y
CFL-23W | Turnover | College and University | 132.24 | 101.384 | 30.856 | 23.33% | 132.24 | 101.384 | 30.856 | 23.33% | Y | Y | Y | Y
CFL-23W | Turnover | Grocery | 166.32 | 127.512 | 38.808 | 23.33% | 166.32 | 127.512 | 38.808 | 23.33% | Y | Y | Y | Y
CFL-23W | Turnover | Healthcare | 150.84 | 115.644 | 35.196 | 23.33% | 150.84 | 115.644 | 35.196 | 23.33% | Y | Y | Y | Y
CFL-23W | Turnover | Hospitals | 204.06 | 156.446 | 47.614 | 23.33% | 204.06 | 156.446 | 47.614 | 23.33% | Y | Y | Y | Y
CFL-23W | Turnover | Institutional | 98.97 | 75.877 | 23.093 | 23.33% | 98.97 | 75.877 | 23.093 | 23.33% | Y | Y | Y | Y
CFL-23W | Turnover | Lodging/Hospitality | 112.62 | 86.342 | 26.278 | 23.33% | 112.62 | 86.342 | 26.278 | 23.33% | Y | Y | Y | Y
CFL-23W | Turnover | Miscellaneous | 132.24 | 101.384 | 30.856 | 23.33% | 132.24 | 101.384 | 30.856 | 23.33% | Y | Y | Y | Y
CFL-23W | Turnover | Offices | 97.59 | 74.819 | 22.771 | 23.33% | 97.59 | 74.819 | 22.771 | 23.33% | Y | Y | Y | Y
CFL-23W | Turnover | Restaurants | 100.71 | 77.211 | 23.499 | 23.33% | 100.71 | 77.211 | 23.499 | 23.33% | Y | Y | Y | Y
CFL-23W | Turnover | Retail | 149.52 | 114.632 | 34.888 | 23.33% | 149.52 | 114.632 | 34.888 | 23.33% | Y | Y | Y | Y
CFL-23W | Turnover | Schools K-12 | 71.37 | 54.717 | 16.653 | 23.33% | 71.37 | 54.717 | 16.653 | 23.33% | Y | Y | Y | Y
CFL-23W | Turnover | Warehouse | 114.72 | 87.952 | 26.768 | 23.33% | 114.72 | 87.952 | 26.768 | 23.33% | Y | Y | Y | Y
CFL-23W | New | Assembly | 86.28 | 66.148 | 20.132 | 23.33% | 86.28 | 66.148 | 20.132 | 23.33% | Y | Y | Y | Y
CFL-23W | New | College and University | 132.24 | 101.384 | 30.856 | 23.33% | 132.24 | 101.384 | 30.856 | 23.33% | Y | Y | Y | Y
CFL-23W | New | Grocery | 166.32 | 127.512 | 38.808 | 23.33% | 166.32 | 127.512 | 38.808 | 23.33% | Y | Y | Y | Y
CFL-23W | New | Healthcare | 150.84 | 115.644 | 35.196 | 23.33% | 150.84 | 115.644 | 35.196 | 23.33% | Y | Y | Y | Y
CFL-23W | New | Hospitals | 204.06 | 156.446 | 47.614 | 23.33% | 204.06 | 156.446 | 47.614 | 23.33% | Y | Y | Y | Y
CFL-23W | New | Institutional | 98.97 | 75.877 | 23.093 | 23.33% | 98.97 | 75.877 | 23.093 | 23.33% | Y | Y | Y | Y
CFL-23W | New | Lodging/Hospitality | 112.62 | 86.342 | 26.278 | 23.33% | 112.62 | 86.342 | 26.278 | 23.33% | Y | Y | Y | Y
CFL-23W | New | Miscellaneous | 132.24 | 101.384 | 30.856 | 23.33% | 132.24 | 101.384 | 30.856 | 23.33% | Y | Y | Y | Y
CFL-23W | New | Offices | 97.59 | 74.819 | 22.771 | 23.33% | 97.59 | 74.819 | 22.771 | 23.33% | Y | Y | Y | Y
CFL-23W | New | Restaurants | 100.71 | 77.211 | 23.499 | 23.33% | 100.71 | 77.211 | 23.499 | 23.33% | Y | Y | Y | Y
CFL-23W | New | Retail | 149.52 | 114.632 | 34.888 | 23.33% | 149.52 | 114.632 | 34.888 | 23.33% | Y | Y | Y | Y
CFL-23W | New | Schools K-12 | 71.37 | 54.717 | 16.653 | 23.33% | 71.37 | 54.717 | 16.653 | 23.33% | Y | Y | Y | Y
CFL-23W | New | Warehouse | 114.72 | 87.952 | 26.768 | 23.33% | 114.72 | 87.952 | 26.768 | 23.33% | Y | Y | Y | Y
High Bay Fluorescent (T5) | Turnover | Assembly | 898.2707 | 322.112 | 576.1587 | 64.14% | 898.2707 | 322.112 | 576.1587 | 64.14% | Y | Y | Y | Y
High Bay Fluorescent (T5) | Turnover | College and University | 1376.765 | 493.696 | 883.0693 | 64.14% | 1376.7653 | 493.696 | 883.0693 | 64.14% | Y | Y | Y | Y
High Bay Fluorescent (T5) | Turnover | Grocery | 1731.576 | 620.928 | 1110.648 | 64.14% | 1731.576 | 620.928 | 1110.648 | 64.14% | Y | Y | Y | Y
High Bay Fluorescent (T5) | Turnover | Healthcare | 1570.412 | 563.136 | 1007.276 | 64.14% | 1570.412 | 563.136 | 1007.276 | 64.14% | Y | Y | Y | Y
High Bay Fluorescent (T5) | Turnover | Hospitals | 2124.491 | 761.824 | 1362.667 | 64.14% | 2124.4913 | 761.824 | 1362.6673 | 64.14% | Y | Y | Y | Y
High Bay Fluorescent (T5) | Turnover | Institutional | 1030.388 | 369.488 | 660.8997 | 64.14% | 1030.3877 | 369.488 | 660.8997 | 64.14% | Y | Y | Y | Y
High Bay Fluorescent (T5) | Turnover | Lodging/Hospitality | 1172.499 | 420.448 | 752.0513 | 64.14% | 1172.4993 | 420.448 | 752.0513 | 64.14% | Y | Y | Y | Y
High Bay Fluorescent (T5) | Turnover | Miscellaneous | 1376.765 | 493.696 | 883.0693 | 64.14% | 1376.7653 | 493.696 | 883.0693 | 64.14% | Y | Y | Y | Y
High Bay Fluorescent (T5) | Turnover | Offices | 1016.02 | 364.336 | 651.6843 | 64.14% | 1016.0203 | 364.336 | 651.6843 | 64.14% | Y | Y | Y | Y
High Bay Fluorescent (T5) | Turnover | Restaurants | 1048.503 | 375.984 | 672.519 | 64.14% | 1048.503 | 375.984 | 672.519 | 64.14% | Y | Y | Y | Y
High Bay Fluorescent (T5) | Turnover | Retail | 1556.669 | 558.208 | 998.4613 | 64.14% | 1556.6693 | 558.208 | 998.4613 | 64.14% | Y | Y | Y | Y
High Bay Fluorescent (T5) | Turnover | Schools K-12 | 743.041 | 266.448 | 476.593 | 64.14% | 743.041 | 266.448 | 476.593 | 64.14% | Y | Y | Y | Y
High Bay Fluorescent (T5) | Turnover | Warehouse | 1194.363 | 428.288 | 766.0747 | 64.14% | 1194.3627 | 428.288 | 766.0747 | 64.14% | Y | Y | Y | Y
High Bay Fluorescent (T5) | New | Assembly | 898.2707 | 322.112 | 576.1587 | 64.14% | 898.2707 | 322.112 | 576.1587 | 64.14% | Y | Y | Y | Y
High Bay Fluorescent (T5) | New | College and University | 1376.765 | 493.696 | 883.0693 | 64.14% | 1376.7653 | 493.696 | 883.0693 | 64.14% | Y | Y | Y | Y
High Bay Fluorescent (T5) | New | Grocery | 1731.576 | 620.928 | 1110.648 | 64.14% | 1731.576 | 620.928 | 1110.648 | 64.14% | Y | Y | Y | Y
High Bay Fluorescent (T5) | New | Healthcare | 1570.412 | 563.136 | 1007.276 | 64.14% | 1570.412 | 563.136 | 1007.276 | 64.14% | Y | Y | Y | Y
High Bay Fluorescent (T5) | New | Hospitals | 2124.491 | 761.824 | 1362.667 | 64.14% | 2124.4913 | 761.824 | 1362.6673 | 64.14% | Y | Y | Y | Y
High Bay Fluorescent (T5) | New | Institutional | 1030.388 | 369.488 | 660.8997 | 64.14% | 1030.3877 | 369.488 | 660.8997 | 64.14% | Y | Y | Y | Y
High Bay Fluorescent (T5) | New | Lodging/Hospitality | 1172.499 | 420.448 | 752.0513 | 64.14% | 1172.4993 | 420.448 | 752.0513 | 64.14% | Y | Y | Y | Y
High Bay Fluorescent (T5) | New | Miscellaneous | 1376.765 | 493.696 | 883.0693 | 64.14% | 1376.7653 | 493.696 | 883.0693 | 64.14% | Y | Y | Y | Y
High Bay Fluorescent (T5) | New | Offices | 1016.02 | 364.336 | 651.6843 | 64.14% | 1016.0203 | 364.336 | 651.6843 | 64.14% | Y | Y | Y | Y
High Bay Fluorescent (T5) | New | Restaurants | 1048.503 | 375.984 | 672.519 | 64.14% | 1048.503 | 375.984 | 672.519 | 64.14% | Y | Y | Y | Y
High Bay Fluorescent (T5) | New | Retail | 1556.669 | 558.208 | 998.4613 | 64.14% | 1556.6693 | 558.208 | 998.4613 | 64.14% | Y | Y | Y | Y
High Bay Fluorescent (T5) | New | Schools K-12 | 743.041 | 266.448 | 476.593 | 64.14% | 743.041 | 266.448 | 476.593 | 64.14% | Y | Y | Y | Y
High Bay Fluorescent (T5) | New | Warehouse | 1194.363 | 428.288 | 766.0747 | 64.14% | 1194.3627 | 428.288 | 766.0747 | 64.14% | Y | Y | Y | Y
High Bay LED | Turnover | Assembly | 898.2707 | 316.36 | 581.9107 | 64.78% | 898.2707 | 316.36 | 581.9107 | 64.78% | Y | Y | Y | Y
High Bay LED | Turnover | College and University | 1376.765 | 484.88 | 891.8853 | 64.78% | 1376.7653 | 484.88 | 891.8853 | 64.78% | Y | Y | Y | Y
High Bay LED | Turnover | Grocery | 1731.576 | 609.84 | 1121.736 | 64.78% | 1731.576 | 609.84 | 1121.736 | 64.78% | Y | Y | Y | Y
High Bay LED | Turnover | Healthcare | 1570.412 | 553.08 | 1017.332 | 64.78% | 1570.412 | 553.08 | 1017.332 | 64.78% | Y | Y | Y | Y
High Bay LED | Turnover | Hospitals | 2124.491 | 748.22 | 1376.271 | 64.78% | 2124.4913 | 748.22 | 1376.2713 | 64.78% | Y | Y | Y | Y
High Bay LED | Turnover | Institutional | 1030.388 | 362.89 | 667.4977 | 64.78% | 1030.3877 | 362.89 | 667.4977 | 64.78% | Y | Y | Y | Y
High Bay LED | Turnover | Lodging/Hospitality | 1172.499 | 412.94 | 759.5593 | 64.78% | 1172.4993 | 412.94 | 759.5593 | 64.78% | Y | Y | Y | Y
High Bay LED | Turnover | Miscellaneous | 1376.765 | 484.88 | 891.8853 | 64.78% | 1376.7653 | 484.88 | 891.8853 | 64.78% | Y | Y | Y | Y
High Bay LED | Turnover | Offices | 1016.02 | 357.83 | 658.1903 | 64.78% | 1016.0203 | 357.83 | 658.1903 | 64.78% | Y | Y | Y | Y
High Bay LED | Turnover | Restaurants | 1048.503 | 369.27 | 679.233 | 64.78% | 1048.503 | 369.27 | 679.233 | 64.78% | Y | Y | Y | Y
High Bay LED | Turnover | Retail | 1556.669 | 548.24 | 1008.429 | 64.78% | 1556.6693 | 548.24 | 1008.4293 | 64.78% | Y | Y | Y | Y
High Bay LED | Turnover | Schools K-12 | 743.041 | 261.69 | 481.351 | 64.78% | 743.041 | 261.69 | 481.351 | 64.78% | Y | Y | Y | Y
High Bay LED | Turnover | Warehouse | 1194.363 | 420.64 | 773.7227 | 64.78% | 1194.3627 | 420.64 | 773.7227 | 64.78% | Y | Y | Y | Y
High Bay LED | New | Assembly | 898.2707 | 316.36 | 581.9107 | 64.78% | 898.2707 | 316.36 | 581.9107 | 64.78% | Y | Y | Y | Y
High Bay LED | New | College and University | 1376.765 | 484.88 | 891.8853 | 64.78% | 1376.7653 | 484.88 | 891.8853 | 64.78% | Y | Y | Y | Y
High Bay LED | New | Grocery | 1731.576 | 609.84 | 1121.736 | 64.78% | 1731.576 | 609.84 | 1121.736 | 64.78% | Y | Y | Y | Y
High Bay LED | New | Healthcare | 1570.412 | 553.08 | 1017.332 | 64.78% | 1570.412 | 553.08 | 1017.332 | 64.78% | Y | Y | Y | Y
High Bay LED | New | Hospitals | 2124.491 | 748.22 | 1376.271 | 64.78% | 2124.4913 | 748.22 | 1376.2713 | 64.78% | Y | Y | Y | Y
High Bay LED | New | Institutional | 1030.388 | 362.89 | 667.4977 | 64.78% | 1030.3877 | 362.89 | 667.4977 | 64.78% | Y | Y | Y | Y
High Bay LED | New | Lodging/Hospitality | 1172.499 | 412.94 | 759.5593 | 64.78% | 1172.4993 | 412.94 | 759.5593 | 64.78% | Y | Y | Y | Y
High Bay LED | New | Miscellaneous | 1376.765 | 484.88 | 891.8853 | 64.78% | 1376.7653 | 484.88 | 891.8853 | 64.78% | Y | Y | Y | Y
High Bay LED | New | Offices | 1016.02 | 357.83 | 658.1903 | 64.78% | 1016.0203 | 357.83 | 658.1903 | 64.78% | Y | Y | Y | Y
High Bay LED | New | Restaurants | 1048.503 | 369.27 | 679.233 | 64.78% | 1048.503 | 369.27 | 679.233 | 64.78% | Y | Y | Y | Y
High Bay LED | New | Retail | 1556.669 | 548.24 | 1008.429 | 64.78% | 1556.6693 | 548.24 | 1008.4293 | 64.78% | Y | Y | Y | Y
High Bay LED | New | Schools K-12 | 743.041 | 261.69 | 481.351 | 64.78% | 743.041 | 261.69 | 481.351 | 64.78% | Y | Y | Y | Y
High Bay LED | New | Warehouse | 1194.363 | 420.64 | 773.7227 | 64.78% | 1194.3627 | 420.64 | 773.7227 | 64.78% | Y | Y | Y | Y
LED - 14W | Turnover | Assembly | 86.28 | 40.264 | 46.016 | 53.33% | 86.28 | 40.264 | 46.016 | 53.33% | Y | Y | Y | Y
LED - 14W | Turnover | College and University | 132.24 | 61.712 | 70.528 | 53.33% | 132.24 | 61.712 | 70.528 | 53.33% | Y | Y | Y | Y
LED - 14W | Turnover | Grocery | 166.32 | 77.616 | 88.704 | 53.33% | 166.32 | 77.616 | 88.704 | 53.33% | Y | Y | Y | Y
LED - 14W | Turnover | Healthcare | 150.84 | 70.392 | 80.448 | 53.33% | 150.84 | 70.392 | 80.448 | 53.33% | Y | Y | Y | Y
LED - 14W | Turnover | Hospitals | 204.06 | 95.228 | 108.832 | 53.33% | 204.06 | 95.228 | 108.832 | 53.33% | Y | Y | Y | Y
LED - 14W | Turnover | Institutional | 98.97 | 46.186 | 52.784 | 53.33% | 98.97 | 46.186 | 52.784 | 53.33% | Y | Y | Y | Y
LED - 14W | Turnover | Lodging/Hospitality | 112.62 | 52.556 | 60.064 | 53.33% | 112.62 | 52.556 | 60.064 | 53.33% | Y | Y | Y | Y
LED - 14W | Turnover | Miscellaneous | 132.24 | 61.712 | 70.528 | 53.33% | 132.24 | 61.712 | 70.528 | 53.33% | Y | Y | Y | Y
LED - 14W | Turnover | Offices | 97.59 | 45.542 | 52.048 | 53.33% | 97.59 | 45.542 | 52.048 | 53.33% | Y | Y | Y | Y
LED - 14W | Turnover | Restaurants | 100.71 | 46.998 | 53.712 | 53.33% | 100.71 | 46.998 | 53.712 | 53.33% | Y | Y | Y | Y
LED - 14W | Turnover | Retail | 149.52 | 69.776 | 79.744 | 53.33% | 149.52 | 69.776 | 79.744 | 53.33% | Y | Y | Y | Y
LED - 14W | Turnover | Schools K-12 | 71.37 | 33.306 | 38.064 | 53.33% | 71.37 | 33.306 | 38.064 | 53.33% | Y | Y | Y | Y
LED - 14W | Turnover | Warehouse | 114.72 | 53.536 | 61.184 | 53.33% | 114.72 | 53.536 | 61.184 | 53.33% | Y | Y | Y | Y
LED - 14W | New | Assembly | 86.28 | 40.264 | 46.016 | 53.33% | 86.28 | 40.264 | 46.016 | 53.33% | Y | Y | Y | Y
LED - 14W | New | College and University | 132.24 | 61.712 | 70.528 | 53.33% | 132.24 | 61.712 | 70.528 | 53.33% | Y | Y | Y | Y
LED - 14W | New | Grocery | 166.32 | 77.616 | 88.704 | 53.33% | 166.32 | 77.616 | 88.704 | 53.33% | Y | Y | Y | Y
LED - 14W | New | Healthcare | 150.84 | 70.392 | 80.448 | 53.33% | 150.84 | 70.392 | 80.448 | 53.33% | Y | Y | Y | Y
LED - 14W | New | Hospitals | 204.06 | 95.228 | 108.832 | 53.33% | 204.06 | 95.228 | 108.832 | 53.33% | Y | Y | Y | Y
LED - 14W | New | Institutional | 98.97 | 46.186 | 52.784 | 53.33% | 98.97 | 46.186 | 52.784 | 53.33% | Y | Y | Y | Y
LED - 14W | New | Lodging/Hospitality | 112.62 | 52.556 | 60.064 | 53.33% | 112.62 | 52.556 | 60.064 | 53.33% | Y | Y | Y | Y
LED - 14W | New | Miscellaneous | 132.24 | 61.712 | 70.528 | 53.33% | 132.24 | 61.712 | 70.528 | 53.33% | Y | Y | Y | Y
LED - 14W | New | Offices | 97.59 | 45.542 | 52.048 | 53.33% | 97.59 | 45.542 | 52.048 | 53.33% | Y | Y | Y | Y
LED - 14W | New | Restaurants | 100.71 | 46.998 | 53.712 | 53.33% | 100.71 | 46.998 | 53.712 | 53.33% | Y | Y | Y | Y
LED - 14W | New | Retail | 149.52 | 69.776 | 79.744 | 53.33% | 149.52 | 69.776 | 79.744 | 53.33% | Y | Y | Y | Y
LED - 14W | New | Schools K-12 | 71.37 | 33.306 | 38.064 | 53.33% | 71.37 | 33.306 | 38.064 | 53.33% | Y | Y | Y | Y
LED - 14W | New | Warehouse | 114.72 | 53.536 | 61.184 | 53.33% | 114.72 | 53.536 | 61.184 | 53.33% | Y | Y | Y | Y
LED Display Lighting (Interior) | Turnover | Assembly | 310.608 | 40.264 | 270.344 | 87.04% | 310.608 | 40.264 | 270.344 | 87.04% | Y | Y | Y | Y
LED Display Lighting (Interior) | Turnover | College and University | 476.064 | 61.712 | 414.352 | 87.04% | 476.064 | 61.712 | 414.352 | 87.04% | Y | Y | Y | Y
LED Display Lighting (Interior) | Turnover | Grocery | 598.752 | 77.616 | 521.136 | 87.04% | 598.752 | 77.616 | 521.136 | 87.04% | Y | Y | Y | Y
LED Display Lighting (Interior) | Turnover | Healthcare | 543.024 | 70.392 | 472.632 | 87.04% | 543.024 | 70.392 | 472.632 | 87.04% | Y | Y | Y | Y
LED Display Lighting (Interior) | Turnover | Hospitals | 734.616 | 95.228 | 639.388 | 87.04% | 734.616 | 95.228 | 639.388 | 87.04% | Y | Y | Y | Y
LED Display Lighting (Interior) | Turnover | Institutional | 356.292 | 46.186 | 310.106 | 87.04% | 356.292 | 46.186 | 310.106 | 87.04% | Y | Y | Y | Y
LED Display Lighting (Interior) | Turnover | Lodging/Hospitality | 405.432 | 52.556 | 352.876 | 87.04% | 405.432 | 52.556 | 352.876 | 87.04% | Y | Y | Y | Y
LED Display Lighting (Interior) | Turnover | Miscellaneous | 476.064 | 61.712 | 414.352 | 87.04% | 476.064 | 61.712 | 414.352 | 87.04% | Y | Y | Y | Y
LED Display Lighting (Interior) | Turnover | Offices | 351.324 | 45.542 | 305.782 | 87.04% | 351.324 | 45.542 | 305.782 | 87.04% | Y | Y | Y | Y
LED Display Lighting (Interior) | Turnover | Restaurants | 362.556 | 46.998 | 315.558 | 87.04% | 362.556 | 46.998 | 315.558 | 87.04% | Y | Y | Y | Y
LED Display Lighting (Interior) | Turnover | Retail | 538.272 | 69.776 | 468.496 | 87.04% | 538.272 | 69.776 | 468.496 | 87.04% | Y | Y | Y | Y
LED Display Lighting (Interior) | Turnover | Schools K-12 | 256.932 | 33.306 | 223.626 | 87.04% | 256.932 | 33.306 | 223.626 | 87.04% | Y | Y | Y | Y
LED Display Lighting (Interior) | Turnover | Warehouse | 412.992 | 53.536 | 359.456 | 87.04% | 412.992 | 53.536 | 359.456 | 87.04% | Y | Y | Y | Y
LED Display Lighting (Interior) | New | Assembly | 310.608 | 40.264 | 270.344 | 87.04% | 310.608 | 40.264 | 270.344 | 87.04% | Y | Y | Y | Y
LED Display Lighting (Interior) | New | College and University | 476.064 | 61.712 | 414.352 | 87.04% | 476.064 | 61.712 | 414.352 | 87.04% | Y | Y | Y | Y
LED Display Lighting (Interior) | New | Grocery | 598.752 | 77.616 | 521.136 | 87.04% | 598.752 | 77.616 | 521.136 | 87.04% | Y | Y | Y | Y
LED Display Lighting (Interior) | New | Healthcare | 543.024 | 70.392 | 472.632 | 87.04% | 543.024 | 70.392 | 472.632 | 87.04% | Y | Y | Y | Y
LED Display Lighting (Interior) | New | Hospitals | 734.616 | 95.228 | 639.388 | 87.04% | 734.616 | 95.228 | 639.388 | 87.04% | Y | Y | Y | Y
LED Display Lighting (Interior) | New | Institutional | 356.292 | 46.186 | 310.106 | 87.04% | 356.292 | 46.186 | 310.106 | 87.04% | Y | Y | Y | Y
LED Display Lighting (Interior) | New | Lodging/Hospitality | 405.432 | 52.556 | 352.876 | 87.04% | 405.432 | 52.556 | 352.876 | 87.04% | Y | Y | Y | Y
LED Display Lighting (Interior) | New | Miscellaneous | 476.064 | 61.712 | 414.352 | 87.04% | 476.064 | 61.712 | 414.352 | 87.04% | Y | Y | Y | Y
LED Display Lighting (Interior) | New | Offices | 351.324 | 45.542 | 305.782 | 87.04% | 351.324 | 45.542 | 305.782 | 87.04% | Y | Y | Y | Y
LED Display Lighting (Interior) | New | Restaurants | 362.556 | 46.998 | 315.558 | 87.04% | 362.556 | 46.998 | 315.558 | 87.04% | Y | Y | Y | Y
LED Display Lighting (Interior) | New | Retail | 538.272 | 69.776 | 468.496 | 87.04% | 538.272 | 69.776 | 468.496 | 87.04% | Y | Y | Y | Y
LED Display Lighting (Interior) | New | Schools K-12 | 256.932 | 33.306 | 223.626 | 87.04% | 256.932 | 33.306 | 223.626 | 87.04% | Y | Y | Y | Y
LED Display Lighting (Interior) | New | Warehouse | 412.992 | 53.536 | 359.456 | 87.04% | 412.992 | 53.536 | 359.456 | 87.04% | Y | Y | Y | Y
LED Linear - Fixture Replacement | Turnover | Assembly | 485.929 | 241.584 | 244.345 | 50.28% | 485.929 | 241.584 | 244.345 | 50.28% | Y | Y | Y | Y
LED Linear - Fixture Replacement | Turnover | College and University | 744.7757 | 370.272 | 374.5037 | 50.28% | 744.7757 | 370.272 | 374.5037 | 50.28% | Y | Y | Y | Y
LED Linear - Fixture Replacement | Turnover | Grocery | 936.7142 | 465.696 | 471.0182 | 50.28% | 936.7142 | 465.696 | 471.0182 | 50.28% | Y | Y | Y | Y
LED Linear - Fixture Replacement | Turnover | Healthcare | 849.5309 | 422.352 | 427.1789 | 50.28% | 849.5309 | 422.352 | 427.1789 | 50.28% | Y | Y | Y | Y
LED Linear - Fixture Replacement | Turnover | Hospitals | 1149.266 | 571.368 | 577.8979 | 50.28% | 1149.2659 | 571.368 | 577.8979 | 50.28% | Y | Y | Y | Y
LED Linear - Fixture Replacement | Turnover | Institutional | 557.399 | 277.116 | 280.283 | 50.28% | 557.399 | 277.116 | 280.283 | 50.28% | Y | Y | Y | Y
LED Linear - Fixture Replacement | Turnover | Lodging/Hospitality | 634.2758 | 315.336 | 318.9398 | 50.28% | 634.2758 | 315.336 | 318.9398 | 50.28% | Y | Y | Y | Y
LED Linear - Fixture Replacement | Turnover | Miscellaneous | 744.7757 | 370.272 | 374.5037 | 50.28% | 744.7757 | 370.272 | 374.5037 | 50.28% | Y | Y | Y | Y
LED Linear - Fixture Replacement | Turnover | Offices | 549.6269 | 273.252 | 276.3749 | 50.28% | 549.6269 | 273.252 | 276.3749 | 50.28% | Y | Y | Y | Y
LED Linear - Fixture Replacement | Turnover | Restaurants | 567.1987 | 281.988 | 285.2107 | 50.28% | 567.1987 | 281.988 | 285.2107 | 50.28% | Y | Y | Y | Y
LED Linear - Fixture Replacement | Turnover | Retail | 842.0966 | 418.656 | 423.4406 | 50.28% | 842.0966 | 418.656 | 423.4406 | 50.28% | Y | Y | Y | Y
LED Linear - Fixture Replacement | Turnover | Schools K-12 | 401.9558 | 199.836 | 202.1198 | 50.28% | 401.9558 | 199.836 | 202.1198 | 50.28% | Y | Y | Y | Y
LED Linear - Fixture Replacement | Turnover | Warehouse | 646.103 | 321.216 | 324.887 | 50.28% | 646.103 | 321.216 | 324.887 | 50.28% | Y | Y | Y | Y
LED Linear - Fixture Replacement | New | Assembly | 485.929 | 241.584 | 244.345 | 50.28% | 485.929 | 241.584 | 244.345 | 50.28% | Y | Y | Y | Y
LED Linear - Fixture Replacement | New | College and University | 744.7757 | 370.272 | 374.5037 | 50.28% | 744.7757 | 370.272 | 374.5037 | 50.28% | Y | Y | Y | Y
LED Linear - Fixture Replacement | New | Grocery | 936.7142 | 465.696 | 471.0182 | 50.28% | 936.7142 | 465.696 | 471.0182 | 50.28% | Y | Y | Y | Y
LED Linear - Fixture Replacement | New | Healthcare | 849.5309 | 422.352 | 427.1789 | 50.28% | 849.5309 | 422.352 | 427.1789 | 50.28% | Y | Y | Y | Y
LED Linear - Fixture Replacement | New | Hospitals | 1149.266 | 571.368 | 577.8979 | 50.28% | 1149.2659 | 571.368 | 577.8979 | 50.28% | Y | Y | Y | Y
LED Linear - Fixture Replacement | New | Institutional | 557.399 | 277.116 | 280.283 | 50.28% | 557.399 | 277.116 | 280.283 | 50.28% | Y | Y | Y | Y
LED Linear - Fixture Replacement | New | Lodging/Hospitality | 634.2758 | 315.336 | 318.9398 | 50.28% | 634.2758 | 315.336 | 318.9398 | 50.28% | Y | Y | Y | Y
LED Linear - Fixture Replacement | New | Miscellaneous | 744.7757 | 370.272 | 374.5037 | 50.28% | 744.7757 | 370.272 | 374.5037 | 50.28% | Y | Y | Y | Y
LED Linear - Fixture Replacement | New | Offices | 549.6269 | 273.252 | 276.3749 | 50.28% | 549.6269 | 273.252 | 276.3749 | 50.28% | Y | Y | Y | Y
LED Linear - Fixture Replacement | New | Restaurants | 567.1987 | 281.988 | 285.2107 | 50.28% | 567.1987 | 281.988 | 285.2107 | 50.28% | Y | Y | Y | Y
LED Linear - Fixture Replacement | New | Retail | 842.0966 | 418.656 | 423.4406 | 50.28% | 842.0966 | 418.656 | 423.4406 | 50.28% | Y | Y | Y | Y
LED Linear - Fixture Replacement | New | Schools K-12 | 401.9558 | 199.836 | 202.1198 | 50.28% | 401.9558 | 199.836 | 202.1198 | 50.28% | Y | Y | Y | Y
LED Linear - Fixture Replacement | New | Warehouse | 646.103 | 321.216 | 324.887 | 50.28% | 646.103 | 321.216 | 324.887 | 50.28% | Y | Y | Y | Y
LED Linear - Lamp Replacement | Turnover | Assembly | 80.9882 | 60.396 | 20.5922 | 25.43% | 80.9882 | 60.396 | 20.5922 | 25.43% | Y | Y | Y | Y
LED Linear - Lamp Replacement | Turnover | College and University | 124.1293 | 92.568 | 31.5613 | 25.43% | 124.1293 | 92.568 | 31.5613 | 25.43% | Y | Y | Y | Y
LED Linear - Lamp Replacement | Turnover | Grocery | 156.119 | 116.424 | 39.695 | 25.43% | 156.119 | 116.424 | 39.695 | 25.43% | Y | Y | Y | Y
LED Linear - Lamp Replacement | Turnover | Healthcare | 141.5885 | 105.588 | 36.0005 | 25.43% | 141.5885 | 105.588 | 36.0005 | 25.43% | Y | Y | Y | Y
LED Linear - Lamp Replacement | Turnover | Hospitals | 191.5443 | 142.842 | 48.7023 | 25.43% | 191.5443 | 142.842 | 48.7023 | 25.43% | Y | Y | Y | Y
LED Linear - Lamp Replacement | Turnover | Institutional | 92.8998 | 69.279 | 23.6208 | 25.43% | 92.8998 | 69.279 | 23.6208 | 25.43% | Y | Y | Y | Y
LED Linear - Lamp Replacement | Turnover | Lodging/Hospitality | 105.7126 | 78.834 | 26.8786 | 25.43% | 105.7126 | 78.834 | 26.8786 | 25.43% | Y | Y | Y | Y
LED Linear - Lamp Replacement | Turnover | Miscellaneous | 124.1293 | 92.568 | 31.5613 | 25.43% | 124.1293 | 92.568 | 31.5613 | 25.43% | Y | Y | Y | Y
LED Linear - Lamp Replacement | Turnover | Offices | 91.6045 | 68.313 | 23.2915 | 25.43% | 91.6045 | 68.313 | 23.2915 | 25.43% | Y | Y | Y | Y
LED Linear - Lamp Replacement | Turnover | Restaurants | 94.5331 | 70.497 | 24.0361 | 25.43% | 94.5331 | 70.497 | 24.0361 | 25.43% | Y | Y | Y | Y
LED Linear - Lamp Replacement | Turnover | Retail | 140.3494 | 104.664 | 35.6854 | 25.43% | 140.3494 | 104.664 | 35.6854 | 25.43% | Y | Y | Y | Y
LED Linear - Lamp Replacement | Turnover | Schools K-12 | 66.9926 | 49.959 | 17.0336 | 25.43% | 66.9926 | 49.959 | 17.0336 | 25.43% | Y | Y | Y | Y
LED Linear - Lamp Replacement | Turnover | Warehouse | 107.6838 | 80.304 | 27.3798 | 25.43% | 107.6838 | 80.304 | 27.3798 | 25.43% | Y | Y | Y | Y
LED Linear - Lamp Replacement | New | Assembly | 80.9882 | 60.396 | 20.5922 | 25.43% | 80.9882 | 60.396 | 20.5922 | 25.43% | Y | Y | Y | Y
LED Linear - Lamp Replacement | New | College and University | 124.1293 | 92.568 | 31.5613 | 25.43% | 124.1293 | 92.568 | 31.5613 | 25.43% | Y | Y | Y | Y
LED Linear - Lamp Replacement | New | Grocery | 156.119 | 116.424 | 39.695 | 25.43% | 156.119 | 116.424 | 39.695 | 25.43% | Y | Y | Y | Y
LED Linear - Lamp Replacement | New | Healthcare | 141.5885 | 105.588 | 36.0005 | 25.43% | 141.5885 | 105.588 | 36.0005 | 25.43% | Y | Y | Y | Y
LED Linear - Lamp Replacement | New | Hospitals | 191.5443 | 142.842 | 48.7023 | 25.43% | 191.5443 | 142.842 | 48.7023 | 25.43% | Y | Y | Y | Y
LED Linear - Lamp Replacement | New | Institutional | 92.8998 | 69.279 | 23.6208 | 25.43% | 92.8998 | 69.279 | 23.6208 | 25.43% | Y | Y | Y | Y
LED Linear - Lamp Replacement | New | Lodging/Hospitality | 105.7126 | 78.834 | 26.8786 | 25.43% | 105.7126 | 78.834 | 26.8786 | 25.43% | Y | Y | Y | Y
LED Linear - Lamp Replacement | New | Miscellaneous | 124.1293 | 92.568 | 31.5613 | 25.43% | 124.1293 | 92.568 | 31.5613 | 25.43% | Y | Y | Y | Y
LED Linear - Lamp Replacement | New | Offices | 91.6045 | 68.313 | 23.2915 | 25.43% | 91.6045 | 68.313 | 23.2915 | 25.43% | Y | Y | Y | Y
LED Linear - Lamp Replacement | New | Restaurants | 94.5331 | 70.497 | 24.0361 | 25.43% | 94.5331 | 70.497 | 24.0361 | 25.43% | Y | Y | Y | Y
LED Linear - Lamp Replacement | New | Retail | 140.3494 | 104.664 | 35.6854 | 25.43% | 140.3494 | 104.664 | 35.6854 | 25.43% | Y | Y | Y | Y
LED Linear - Lamp Replacement | New | Schools K-12 | 66.9926 | 49.959 | 17.0336 | 25.43% | 66.9926 | 49.959 | 17.0336 | 25.43% | Y | Y | Y | Y
LED Linear - Lamp Replacement | New | Warehouse | 107.6838 | 80.304 | 27.3798 | 25.43% | 107.6838 | 80.304 | 27.3798 | 25.43% | Y | Y | Y | Y
Premium T8 - Fixture Replacement | Turnover | Assembly | 242.9645 | 212.5939 | 30.3706 | 12.5% | 242.9645 | 212.5939 | 30.3706 | 12.5% | Y | Y | Y | Y
Premium T8 - Fixture Replacement | Turnover | College and University | 372.3878 | 325.8394 | 46.5485 | 12.5% | 372.3878 | 325.8394 | 46.5485 | 12.5% | Y | Y | Y | Y
Premium T8 - Fixture Replacement | Turnover | Grocery | 468.3571 | 409.8125 | 58.5446 | 12.5% | 468.3571 | 409.8125 | 58.5446 | 12.5% | Y | Y | Y | Y
Premium T8 - Fixture Replacement | Turnover | Healthcare | 424.7654 | 371.6698 | 53.0957 | 12.5% | 424.7654 | 371.6698 | 53.0957 | 12.5% | Y | Y | Y | Y
Premium T8 - Fixture Replacement | Turnover | Hospitals | 574.633 | 502.8038 | 71.8291 | 12.5% | 574.633 | 502.8038 | 71.8291 | 12.5% | Y | Y | Y | Y
Premium T8 - Fixture Replacement | Turnover | Institutional | 278.6995 | 243.8621 | 34.8374 | 12.5% | 278.6995 | 243.8621 | 34.8374 | 12.5% | Y | Y | Y | Y
Premium T8 - Fixture Replacement | Turnover | Lodging/Hospitality | 317.1379 | 277.4957 | 39.6422 | 12.5% | 317.1379 | 277.4957 | 39.6422 | 12.5% | Y | Y | Y | Y
Premium T8 - Fixture Replacement | Turnover | Miscellaneous | 372.3878 | 325.8394 | 46.5485 | 12.5% | 372.3878 | 325.8394 | 46.5485 | 12.5% | Y | Y | Y | Y
Premium T8 - Fixture Replacement | Turnover | Offices | 274.8134 | 240.4618 | 34.3517 | 12.5% | 274.8134 | 240.4618 | 34.3517 | 12.5% | Y | Y | Y | Y
Premium T8 - Fixture Replacement | Turnover | Restaurants | 283.5994 | 248.1494 | 35.4499 | 12.5% | 283.5994 | 248.1494 | 35.4499 | 12.5% | Y | Y | Y | Y
Premium T8 - Fixture Replacement | Turnover | Retail | 421.0483 | 368.4173 | 52.631 | 12.5% | 421.0483 | 368.4173 | 52.631 | 12.5% | Y | Y | Y | Y
Premium T8 - Fixture Replacement | Turnover | Schools K-12 | 200.9779 | 175.8557 | 25.1222 | 12.5% | 200.9779 | 175.8557 | 25.1222 | 12.5% | Y | Y | Y | Y
Premium T8 - Fixture Replacement | Turnover | Warehouse | 323.0515 | 282.6701 | 40.3814 | 12.5% | 323.0515 | 282.6701 | 40.3814 | 12.5% | Y | Y | Y | Y
Premium T8 - Fixture Replacement | New | Assembly | 242.9645 | 212.5939 | 30.3706 | 12.5% | 242.9645 | 212.5939 | 30.3706 | 12.5% | Y | Y | Y | Y
Premium T8 - Fixture Replacement | New | College and University | 372.3878 | 325.8394 | 46.5485 | 12.5% | 372.3878 | 325.8394 | 46.5485 | 12.5% | Y | Y | Y | Y
Premium T8 - Fixture Replacement | New | Grocery | 468.3571 | 409.8125 | 58.5446 | 12.5% | 468.3571 | 409.8125 | 58.5446 | 12.5% | Y | Y | Y | Y
Premium T8 - Fixture Replacement | New | Healthcare | 424.7654 | 371.6698 | 53.0957 | 12.5% | 424.7654 | 371.6698 | 53.0957 | 12.5% | Y | Y | Y | Y
Premium T8 - Fixture Replacement | New | Hospitals | 574.633 | 502.8038 | 71.8291 | 12.5% | 574.633 | 502.8038 | 71.8291 | 12.5% | Y | Y | Y | Y
Premium T8 - Fixture Replacement | New | Institutional | 278.6995 | 243.8621 | 34.8374 | 12.5% | 278.6995 | 243.8621 | 34.8374 | 12.5% | Y | Y | Y | Y
Premium T8 - Fixture Replacement | New | Lodging/Hospitality | 317.1379 | 277.4957 | 39.6422 | 12.5% | 317.1379 | 277.4957 | 39.6422 | 12.5% | Y | Y | Y | Y
Premium T8 - Fixture Replacement | New | Miscellaneous | 372.3878 | 325.8394 | 46.5485 | 12.5% | 372.3878 | 325.8394 | 46.5485 | 12.5% | Y | Y | Y | Y
Premium T8 - Fixture Replacement | New | Offices | 274.8134 | 240.4618 | 34.3517 | 12.5% | 274.8134 | 240.4618 | 34.3517 | 12.5% | Y | Y | Y | Y
Premium T8 - Fixture Replacement | New | Restaurants | 283.5994 | 248.1494 | 35.4499 | 12.5% | 283.5994 | 248.1494 | 35.4499 | 12.5% | Y | Y | Y | Y
Premium T8 - Fixture Replacement | New | Retail | 421.0483 | 368.4173 | 52.631 | 12.5% | 421.0483 | 368.4173 | 52.631 | 12.5% | Y | Y | Y | Y
Premium T8 - Fixture Replacement | New | Schools K-12 | 200.9779 | 175.8557 | 25.1222 | 12.5% | 200.9779 | 175.8557 | 25.1222 | 12.5% | Y | Y | Y | Y
Premium T8 - Fixture Replacement | New | Warehouse | 323.0515 | 282.6701 | 40.3814 | 12.5% | 323.0515 | 282.6701 | 40.3814 | 12.5% | Y | Y | Y | Y
Premium T8 - Lamp Replacement | Turnover | Assembly | 80.9882 | 70.8646 | 10.1235 | 12.5% | 80.9882 | 70.8646 | 10.1235 | 12.5% | Y | Y | Y | Y
Premium T8 - Lamp Replacement | Turnover | College and University | 124.1293 | 108.6131 | 15.5162 | 12.5% | 124.1293 | 108.6131 | 15.5162 | 12.5% | Y | Y | Y | Y
Premium T8 - Lamp Replacement | Turnover | Grocery | 156.119 | 136.6042 | 19.5149 | 12.5% | 156.119 | 136.6042 | 19.5149 | 12.5% | Y | Y | Y | Y
Premium T8 - Lamp Replacement | Turnover | Healthcare | 141.5885 | 123.8899 | 17.6986 | 12.5% | 141.5885 | 123.8899 | 17.6986 | 12.5% | Y | Y | Y | Y
Premium T8 - Lamp Replacement | Turnover | Hospitals | 191.5443 | 167.6013 | 23.943 | 12.5% | 191.5443 | 167.6013 | 23.943 | 12.5% | Y | Y | Y | Y
Premium T8 - Lamp Replacement | Turnover | Institutional | 92.8998 | 81.2874 | 11.6125 | 12.5% | 92.8998 | 81.2874 | 11.6125 | 12.5% | Y | Y | Y | Y
Premium T8 - Lamp Replacement | Turnover | Lodging/Hospitality | 105.7126 | 92.4986 | 13.2141 | 12.5% | 105.7126 | 92.4986 | 13.2141 | 12.5% | Y | Y | Y | Y
Premium T8 - Lamp Replacement | Turnover | Miscellaneous | 124.1293 | 108.6131 | 15.5162 | 12.5% | 124.1293 | 108.6131 | 15.5162 | 12.5% | Y | Y | Y | Y
Premium T8 - Lamp Replacement | Turnover | Offices | 91.6045 | 80.1539 | 11.4506 | 12.5% | 91.6045 | 80.1539 | 11.4506 | 12.5% | Y | Y | Y | Y
Premium T8 - Lamp Replacement | Turnover | Restaurants | 94.5331 | 82.7165 | 11.8166 | 12.5% | 94.5331 | 82.7165 | 11.8166 | 12.5% | Y | Y | Y | Y
Premium T8 - Lamp Replacement | Turnover | Retail | 140.3494 | 122.8058 | 17.5437 | 12.5% | 140.3494 | 122.8058 | 17.5437 | 12.5% | Y | Y | Y | Y
Premium T8 - Lamp Replacement | Turnover | Schools K-12 | 66.9926 | 58.6186 | 8.3741 | 12.5% | 66.9926 | 58.6186 | 8.3741 | 12.5% | Y | Y | Y | Y
Premium T8 - Lamp Replacement | Turnover | Warehouse | 107.6838 | 94.2234 | 13.4605 | 12.5% | 107.6838 | 94.2234 | 13.4605 | 12.5% | Y | Y | Y | Y
Premium T8 - Lamp Replacement | New | Assembly | 80.9882 | 70.8646 | 10.1235 | 12.5% | 80.9882 | 70.8646 | 10.1235 | 12.5% | Y | Y | Y | Y
Premium T8 - Lamp Replacement | New | College and University | 124.1293 | 108.6131 | 15.5162 | 12.5% | 124.1293 | 108.6131 | 15.5162 | 12.5% | Y | Y | Y | Y
Premium T8 - Lamp Replacement | New | Grocery | 156.119 | 136.6042 | 19.5149 | 12.5% | 156.119 | 136.6042 | 19.5149 | 12.5% | Y | Y | Y | Y
Premium T8 - Lamp Replacement | New | Healthcare | 141.5885 | 123.8899 | 17.6986 | 12.5% | 141.5885 | 123.8899 | 17.6986 | 12.5% | Y | Y | Y | Y
Premium T8 - Lamp Replacement | New | Hospitals | 191.5443 | 167.6013 | 23.943 | 12.5% | 191.5443 | 167.6013 | 23.943 | 12.5% | Y | Y | Y | Y
Premium T8 - Lamp Replacement | New | Institutional | 92.8998 | 81.2874 | 11.6125 | 12.5% | 92.8998 | 81.2874 | 11.6125 | 12.5% | Y | Y | Y | Y
Premium T8 - Lamp Replacement | New | Lodging/Hospitality | 105.7126 | 92.4986 | 13.2141 | 12.5% | 105.7126 | 92.4986 | 13.2141 | 12.5% | Y | Y | Y | Y
Premium T8 - Lamp Replacement | New | Miscellaneous | 124.1293 | 108.6131 | 15.5162 | 12.5% | 124.1293 | 108.6131 | 15.5162 | 12.5% | Y | Y | Y | Y
Premium T8 - Lamp Replacement | New | Offices | 91.6045 | 80.1539 | 11.4506 | 12.5% | 91.6045 | 80.1539 | 11.4506 | 12.5% | Y | Y | Y | Y
Premium T8 - Lamp Replacement | New | Restaurants | 94.5331 | 82.7165 | 11.8166 | 12.5% | 94.5331 | 82.7165 | 11.8166 | 12.5% | Y | Y | Y | Y
Premium T8 - Lamp Replacement | New | Retail | 140.3494 | 122.8058 | 17.5437 | 12.5% | 140.3494 | 122.8058 | 17.5437 | 12.5% | Y | Y | Y | Y
Premium T8 - Lamp Replacement | New | Schools K-12 | 66.9926 | 58.6186 | 8.3741 | 12.5% | 66.9926 | 58.6186 | 8.3741 | 12.5% | Y | Y | Y | Y
Premium T8 - Lamp Replacement | New | Warehouse | 107.6838 | 94.2234 | 13.4605 | 12.5% | 107.6838 | 94.2234 | 13.4605 | 12.5% | Y | Y | Y | Y
Efficient Battery Charger | Turnover | Assembly | 8124.9 | 7013.694 | 1111.206 | 13.68% | 8124.9 | 7013.694 | 1111.206 | 13.68% | Y | Y | Y | Y
Efficient Battery Charger | Turnover | College and University | 8124.9 | 7013.694 | 1111.206 | 13.68% | 8124.9 | 7013.694 | 1111.206 | 13.68% | Y | Y | Y | Y
Efficient Battery Charger | Turnover | Grocery | 8124.9 | 7013.694 | 1111.206 | 13.68% | 8124.9 | 7013.694 | 1111.206 | 13.68% | Y | Y | Y | Y
Efficient Battery Charger | Turnover | Healthcare | 8124.9 | 7013.694 | 1111.206 | 13.68% | 8124.9 | 7013.694 | 1111.206 | 13.68% | Y | Y | Y | Y
Efficient Battery Charger | Turnover | Hospitals | 8124.9 | 7013.694 | 1111.206 | 13.68% | 8124.9 | 7013.694 | 1111.206 | 13.68% | Y | Y | Y | Y
Efficient Battery Charger | Turnover | Institutional | 8124.9 | 7013.694 | 1111.206 | 13.68% | 8124.9 | 7013.694 | 1111.206 | 13.68% | Y | Y | Y | Y
Efficient Battery Charger | Turnover | Lodging/Hospitality | 8124.9 | 7013.694 | 1111.206 | 13.68% | 8124.9 | 7013.694 | 1111.206 | 13.68% | Y | Y | Y | Y
Efficient Battery Charger | Turnover | Miscellaneous | 8124.9 | 7013.694 | 1111.206 | 13.68% | 8124.9 | 7013.694 | 1111.206 | 13.68% | Y | Y | Y | Y
Efficient Battery Charger | Turnover | Offices | 8124.9 | 7013.694 | 1111.206 | 13.68% | 8124.9 | 7013.694 | 1111.206 | 13.68% | Y | Y | Y | Y
Efficient Battery Charger | Turnover | Restaurants | 8124.9 | 7013.694 | 1111.206 | 13.68% | 8124.9 | 7013.694 | 1111.206 | 13.68% | Y | Y | Y | Y
Efficient Battery Charger | Turnover | Retail | 8124.9 | 7013.694 | 1111.206 | 13.68% | 8124.9 | 7013.694 | 1111.206 | 13.68% | Y | Y | Y | Y
Efficient Battery Charger | Turnover | Schools K-12 | 8124.9 | 7013.694 | 1111.206 | 13.68% | 8124.9 | 7013.694 | 1111.206 | 13.68% | Y | Y | Y | Y
Efficient Battery Charger | Turnover | Warehouse | 8124.9 | 7013.694 | 1111.206 | 13.68% | 8124.9 | 7013.694 | 1111.206 | 13.68% | Y | Y | Y | Y
Efficient Battery Charger | New | Assembly | 8124.9 | 7013.694 | 1111.206 | 13.68% | 8124.9 | 7013.694 | 1111.206 | 13.68% | Y | Y | Y | Y
Efficient Battery Charger | New | College and University | 8124.9 | 7013.694 | 1111.206 | 13.68% | 8124.9 | 7013.694 | 1111.206 | 13.68% | Y | Y | Y | Y
Efficient Battery Charger | New | Grocery | 8124.9 | 7013.694 | 1111.206 | 13.68% | 8124.9 | 7013.694 | 1111.206 | 13.68% | Y | Y | Y | Y
Efficient Battery Charger | New | Healthcare | 8124.9 | 7013.694 | 1111.206 | 13.68% | 8124.9 | 7013.694 | 1111.206 | 13.68% | Y | Y | Y | Y
Efficient Battery Charger | New | Hospitals | 8124.9 | 7013.694 | 1111.206 | 13.68% | 8124.9 | 7013.694 | 1111.206 | 13.68% | Y | Y | Y | Y
Efficient Battery Charger | New | Institutional | 8124.9 | 7013.694 | 1111.206 | 13.68% | 8124.9 | 7013.694 | 1111.206 | 13.68% | Y | Y | Y | Y
Efficient Battery Charger | New | Lodging/Hospitality | 8124.9 | 7013.694 | 1111.206 | 13.68% | 8124.9 | 7013.694 | 1111.206 | 13.68% | Y | Y | Y | Y
Efficient Battery Charger | New | Miscellaneous | 8124.9 | 7013.694 | 1111.206 | 13.68% | 8124.9 | 7013.694 | 1111.206 | 13.68% | Y | Y | Y | Y
Efficient Battery Charger | New | Offices | 8124.9 | 7013.694 | 1111.206 | 13.68% | 8124.9 | 7013.694 | 1111.206 | 13.68% | Y | Y | Y | Y
Efficient Battery Charger | New | Restaurants | 8124.9 | 7013.694 | 1111.206 | 13.68% | 8124.9 | 7013.694 | 1111.206 | 13.68% | Y | Y | Y | Y
Efficient Battery Charger | New | Retail | 8124.9 | 7013.694 | 1111.206 | 13.68% | 8124.9 | 7013.694 | 1111.206 | 13.68% | Y | Y | Y | Y
Efficient Battery Charger | New | Schools K-12 | 8124.9 | 7013.694 | 1111.206 | 13.68% | 8124.9 | 7013.694 | 1111.206 | 13.68% | Y | Y | Y | Y
Efficient Battery Charger | New | Warehouse | 8124.9 | 7013.694 | 1111.206 | 13.68% | 8124.9 | 7013.694 | 1111.206 | 13.68% | Y | Y | Y | Y
ENERGY STAR Commercial Clothes Washer | Turnover | Assembly | 3887.25 | 2827.091 | 1060.159 | 27.27% | 3887.25 | 2827.0909 | 1060.1591 | 27.27% | Y | Y | Y | Y
ENERGY STAR Commercial Clothes Washer | Turnover | College and University | 3887.25 | 2827.091 | 1060.159 | 27.27% | 3887.25 | 2827.0909 | 1060.1591 | 27.27% | Y | Y | Y | Y
ENERGY STAR Commercial Clothes Washer | Turnover | Grocery | 3887.25 | 2827.091 | 1060.159 | 27.27% | 3887.25 | 2827.0909 | 1060.1591 | 27.27% | Y | Y | Y | Y
ENERGY STAR Commercial Clothes Washer | Turnover | Healthcare | 3887.25 | 2827.091 | 1060.159 | 27.27% | 3887.25 | 2827.0909 | 1060.1591 | 27.27% | Y | Y | Y | Y
ENERGY STAR Commercial Clothes Washer | Turnover | Hospitals | 3887.25 | 2827.091 | 1060.159 | 27.27% | 3887.25 | 2827.0909 | 1060.1591 | 27.27% | Y | Y | Y | Y
ENERGY STAR Commercial Clothes Washer | Turnover | Institutional | 3887.25 | 2827.091 | 1060.159 | 27.27% | 3887.25 | 2827.0909 | 1060.1591 | 27.27% | Y | Y | Y | Y
ENERGY STAR Commercial Clothes Washer | Turnover | Lodging/Hospitality | 3887.25 | 2827.091 | 1060.159 | 27.27% | 3887.25 | 2827.0909 | 1060.1591 | 27.27% | Y | Y | Y | Y
ENERGY STAR Commercial Clothes Washer | Turnover | Miscellaneous | 3887.25 | 2827.091 | 1060.159 | 27.27% | 3887.25 | 2827.0909 | 1060.1591 | 27.27% | Y | Y | Y | Y
ENERGY STAR Commercial Clothes Washer | Turnover | Offices | 3887.25 | 2827.091 | 1060.159 | 27.27% | 3887.25 | 2827.0909 | 1060.1591 | 27.27% | Y | Y | Y | Y
ENERGY STAR Commercial Clothes Washer | Turnover | Restaurants | 3887.25 | 2827.091 | 1060.159 | 27.27% | 3887.25 | 2827.0909 | 1060.1591 | 27.27% | Y | Y | Y | Y
ENERGY STAR Commercial Clothes Washer | Turnover | Retail | 3887.25 | 2827.091 | 1060.159 | 27.27% | 3887.25 | 2827.0909 | 1060.1591 | 27.27% | Y | Y | Y | Y
ENERGY STAR Commercial Clothes Washer | Turnover | Schools K-12 | 3887.25 | 2827.091 | 1060.159 | 27.27% | 3887.25 | 2827.0909 | 1060.1591 | 27.27% | Y | Y | Y | Y
ENERGY STAR Commercial Clothes Washer | Turnover | Warehouse | 3887.25 | 2827.091 | 1060.159 | 27.27% | 3887.25 | 2827.0909 | 1060.1591 | 27.27% | Y | Y | Y | Y
ENERGY STAR Commercial Clothes Washer | New | Assembly | 3887.25 | 2827.091 | 1060.159 | 27.27% | 3887.25 | 2827.0909 | 1060.1591 | 27.27% | Y | Y | Y | Y
ENERGY STAR Commercial Clothes Washer | New | College and University | 3887.25 | 2827.091 | 1060.159 | 27.27% | 3887.25 | 2827.0909 | 1060.1591 | 27.27% | Y | Y | Y | Y
ENERGY STAR Commercial Clothes Washer | New | Grocery | 3887.25 | 2827.091 | 1060.159 | 27.27% | 3887.25 | 2827.0909 | 1060.1591 | 27.27% | Y | Y | Y | Y
ENERGY STAR Commercial Clothes Washer | New | Healthcare | 3887.25 | 2827.091 | 1060.159 | 27.27% | 3887.25 | 2827.0909 | 1060.1591 | 27.27% | Y | Y | Y | Y
ENERGY STAR Commercial Clothes Washer | New | Hospitals | 3887.25 | 2827.091 | 1060.159 | 27.27% | 3887.25 | 2827.0909 | 1060.1591 | 27.27% | Y | Y | Y | Y
ENERGY STAR Commercial Clothes Washer | New | Institutional | 3887.25 | 2827.091 | 1060.159 | 27.27% | 3887.25 | 2827.0909 | 1060.1591 | 27.27% | Y | Y | Y | Y
ENERGY STAR Commercial Clothes Washer | New | Lodging/Hospitality | 3887.25 | 2827.091 | 1060.159 | 27.27% | 3887.25 | 2827.0909 | 1060.1591 | 27.27% | Y | Y | Y | Y
ENERGY STAR Commercial Clothes Washer | New | Miscellaneous | 3887.25 | 2827.091 | 1060.159 | 27.27% | 3887.25 | 2827.0909 | 1060.1591 | 27.27% | Y | Y | Y | Y
ENERGY STAR Commercial Clothes Washer | New | Offices | 3887.25 | 2827.091 | 1060.159 | 27.27% | 3887.25 | 2827.0909 | 1060.1591 | 27.27% | Y | Y | Y | Y
ENERGY STAR Commercial Clothes Washer | New | Restaurants | 3887.25 | 2827.091 | 1060.159 | 27.27% | 3887.25 | 2827.0909 | 1060.1591 | 27.27% | Y | Y | Y | Y
ENERGY STAR Commercial Clothes Washer | New | Retail | 3887.25 | 2827.091 | 1060.159 | 27.27% | 3887.25 | 2827.0909 | 1060.1591 | 27.27% | Y | Y | Y | Y
ENERGY STAR Commercial Clothes Washer | New | Schools K-12 | 3887.25 | 2827.091 | 1060.159 | 27.27% | 3887.25 | 2827.0909 | 1060.1591 | 27.27% | Y | Y | Y | Y
ENERGY STAR Commercial Clothes Washer | New | Warehouse | 3887.25 | 2827.091 | 1060.159 | 27.27% | 3887.25 | 2827.0909 | 1060.1591 | 27.27% | Y | Y | Y | Y
ENERGY STAR Water Cooler | Turnover | Assembly | 799.35 | 251.85 | 547.5 | 68.49% | 799.35 | 251.85 | 547.5 | 68.49% | Y | Y | Y | Y
ENERGY STAR Water Cooler | Turnover | College and University | 799.35 | 251.85 | 547.5 | 68.49% | 799.35 | 251.85 | 547.5 | 68.49% | Y | Y | Y | Y
ENERGY STAR Water Cooler | Turnover | Grocery | 799.35 | 251.85 | 547.5 | 68.49% | 799.35 | 251.85 | 547.5 | 68.49% | Y | Y | Y | Y
ENERGY STAR Water Cooler | Turnover | Healthcare | 799.35 | 251.85 | 547.5 | 68.49% | 799.35 | 251.85 | 547.5 | 68.49% | Y | Y | Y | Y
ENERGY STAR Water Cooler | Turnover | Hospitals | 799.35 | 251.85 | 547.5 | 68.49% | 799.35 | 251.85 | 547.5 | 68.49% | Y | Y | Y | Y
ENERGY STAR Water Cooler | Turnover | Institutional | 799.35 | 251.85 | 547.5 | 68.49% | 799.35 | 251.85 | 547.5 | 68.49% | Y | Y | Y | Y
ENERGY STAR Water Cooler | Turnover | Lodging/Hospitality | 799.35 | 251.85 | 547.5 | 68.49% | 799.35 | 251.85 | 547.5 | 68.49% | Y | Y | Y | Y
ENERGY STAR Water Cooler | Turnover | Miscellaneous | 799.35 | 251.85 | 547.5 | 68.49% | 799.35 | 251.85 | 547.5 | 68.49% | Y | Y | Y | Y
ENERGY STAR Water Cooler | Turnover | Offices | 799.35 | 251.85 | 547.5 | 68.49% | 799.35 | 251.85 | 547.5 | 68.49% | Y | Y | Y | Y
ENERGY STAR Water Cooler | Turnover | Restaurants | 799.35 | 251.85 | 547.5 | 68.49% | 799.35 | 251.85 | 547.5 | 68.49% | Y | Y | Y | Y
ENERGY STAR Water Cooler | Turnover | Retail | 799.35 | 251.85 | 547.5 | 68.49% | 799.35 | 251.85 | 547.5 | 68.49% | Y | Y | Y | Y
ENERGY STAR Water Cooler | Turnover | Schools K-12 | 799.35 | 251.85 | 547.5 | 68.49% | 799.35 | 251.85 | 547.5 | 68.49% | Y | Y | Y | Y
ENERGY STAR Water Cooler | Turnover | Warehouse | 799.35 | 251.85 | 547.5 | 68.49% | 799.35 | 251.85 | 547.5 | 68.49% | Y | Y | Y | Y
ENERGY STAR Water Cooler | New | Assembly | 799.35 | 251.85 | 547.5 | 68.49% | 799.35 | 251.85 | 547.5 | 68.49% | Y | Y | Y | Y
ENERGY STAR Water Cooler | New | College and University | 799.35 | 251.85 | 547.5 | 68.49% | 799.35 | 251.85 | 547.5 | 68.49% | Y | Y | Y | Y
ENERGY STAR Water Cooler | New | Grocery | 799.35 | 251.85 | 547.5 | 68.49% | 799.35 | 251.85 | 547.5 | 68.49% | Y | Y | Y | Y
ENERGY STAR Water Cooler | New | Healthcare | 799.35 | 251.85 | 547.5 | 68.49% | 799.35 | 251.85 | 547.5 | 68.49% | Y | Y | Y | Y
ENERGY STAR Water Cooler | New | Hospitals | 799.35 | 251.85 | 547.5 | 68.49% | 799.35 | 251.85 | 547.5 | 68.49% | Y | Y | Y | Y
ENERGY STAR Water Cooler | New | Institutional | 799.35 | 251.85 | 547.5 | 68.49% | 799.35 | 251.85 | 547.5 | 68.49% | Y | Y | Y | Y
ENERGY STAR Water Cooler | New | Lodging/Hospitality | 799.35 | 251.85 | 547.5 | 68.49% | 799.35 | 251.85 | 547.5 | 68.49% | Y | Y | Y | Y
ENERGY STAR Water Cooler | New | Miscellaneous | 799.35 | 251.85 | 547.5 | 68.49% | 799.35 | 251.85 | 547.5 | 68.49% | Y | Y | Y | Y
ENERGY STAR Water Cooler | New | Offices | 799.35 | 251.85 | 547.5 | 68.49% | 799.35 | 251.85 | 547.5 | 68.49% | Y | Y | Y | Y
ENERGY STAR Water Cooler | New | Restaurants | 799.35 | 251.85 | 547.5 | 68.49% | 799.35 | 251.85 | 547.5 | 68.49% | Y | Y | Y | Y
ENERGY STAR Water Cooler | New | Retail | 799.35 | 251.85 | 547.5 | 68.49% | 799.35 | 251.85 | 547.5 | 68.49% | Y | Y | Y | Y
ENERGY STAR Water Cooler | New | Schools K-12 | 799.35 | 251.85 | 547.5 | 68.49% | 799.35 | 251.85 | 547.5 | 68.49% | Y | Y | Y | Y
ENERGY STAR Water Cooler | New | Warehouse | 799.35 | 251.85 | 547.5 | 68.49% | 799.35 | 251.85 | 547.5 | 68.49% | Y | Y | Y | Y
Heat Pump Pool Heater | Turnover | Assembly | 11764.71 | 2352.941 | 9411.765 | 80% | 11764.7059 | 2352.9412 | 9411.7647 | 80% | Y | Y | Y | N
Heat Pump Pool Heater | Turnover | College and University | 11764.71 | 2352.941 | 9411.765 | 80% | 11764.7059 | 2352.9412 | 9411.7647 | 80% | Y | Y | Y | N
Heat Pump Pool Heater | Turnover | Grocery | 11764.71 | 2352.941 | 9411.765 | 80% | 11764.7059 | 2352.9412 | 9411.7647 | 80% | Y | Y | Y | N
Heat Pump Pool Heater | Turnover | Healthcare | 11764.71 | 2352.941 | 9411.765 | 80% | 11764.7059 | 2352.9412 | 9411.7647 | 80% | Y | Y | Y | N
Heat Pump Pool Heater | Turnover | Hospitals | 11764.71 | 2352.941 | 9411.765 | 80% | 11764.7059 | 2352.9412 | 9411.7647 | 80% | Y | Y | Y | N
Heat Pump Pool Heater | Turnover | Institutional | 11764.71 | 2352.941 | 9411.765 | 80% | 11764.7059 | 2352.9412 | 9411.7647 | 80% | Y | Y | Y | N
Heat Pump Pool Heater | Turnover | Lodging/Hospitality | 11764.71 | 2352.941 | 9411.765 | 80% | 11764.7059 | 2352.9412 | 9411.7647 | 80% | Y | Y | Y | N
Heat Pump Pool Heater | Turnover | Miscellaneous | 11764.71 | 2352.941 | 9411.765 | 80% | 11764.7059 | 2352.9412 | 9411.7647 | 80% | Y | Y | Y | N
Heat Pump Pool Heater | Turnover | Offices | 11764.71 | 2352.941 | 9411.765 | 80% | 11764.7059 | 2352.9412 | 9411.7647 | 80% | Y | Y | Y | N
Heat Pump Pool Heater | Turnover | Restaurants | 11764.71 | 2352.941 | 9411.765 | 80% | 11764.7059 | 2352.9412 | 9411.7647 | 80% | Y | Y | Y | N
Heat Pump Pool Heater | Turnover | Retail | 11764.71 | 2352.941 | 9411.765 | 80% | 11764.7059 | 2352.9412 | 9411.7647 | 80% | Y | Y | Y | N
Heat Pump Pool Heater | Turnover | Schools K-12 | 11764.71 | 2352.941 | 9411.765 | 80% | 11764.7059 | 2352.9412 | 9411.7647 | 80% | Y | Y | Y | N
Heat Pump Pool Heater | Turnover | Warehouse | 11764.71 | 2352.941 | 9411.765 | 80% | 11764.7059 | 2352.9412 | 9411.7647 | 80% | Y | Y | Y | N
Heat Pump Pool Heater | New | Assembly | 11764.71 | 2352.941 | 9411.765 | 80% | 11764.7059 | 2352.9412 | 9411.7647 | 80% | Y | Y | Y | N
Heat Pump Pool Heater | New | College and University | 11764.71 | 2352.941 | 9411.765 | 80% | 11764.7059 | 2352.9412 | 9411.7647 | 80% | Y | Y | Y | N
Heat Pump Pool Heater | New | Grocery | 11764.71 | 2352.941 | 9411.765 | 80% | 11764.7059 | 2352.9412 | 9411.7647 | 80% | Y | Y | Y | N
Heat Pump Pool Heater | New | Healthcare | 11764.71 | 2352.941 | 9411.765 | 80% | 11764.7059 | 2352.9412 | 9411.7647 | 80% | Y | Y | Y | N
Heat Pump Pool Heater | New | Hospitals | 11764.71 | 2352.941 | 9411.765 | 80% | 11764.7059 | 2352.9412 | 9411.7647 | 80% | Y | Y | Y | N
Heat Pump Pool Heater | New | Institutional | 11764.71 | 2352.941 | 9411.765 | 80% | 11764.7059 | 2352.9412 | 9411.7647 | 80% | Y | Y | Y | N
Heat Pump Pool Heater | New | Lodging/Hospitality | 11764.71 | 2352.941 | 9411.765 | 80% | 11764.7059 | 2352.9412 | 9411.7647 | 80% | Y | Y | Y | N
Heat Pump Pool Heater | New | Miscellaneous | 11764.71 | 2352.941 | 9411.765 | 80% | 11764.7059 | 2352.9412 | 9411.7647 | 80% | Y | Y | Y | N
Heat Pump Pool Heater | New | Offices | 11764.71 | 2352.941 | 9411.765 | 80% | 11764.7059 | 2352.9412 | 9411.7647 | 80% | Y | Y | Y | N
Heat Pump Pool Heater | New | Restaurants | 11764.71 | 2352.941 | 9411.765 | 80% | 11764.7059 | 2352.9412 | 9411.7647 | 80% | Y | Y | Y | N
Heat Pump Pool Heater | New | Retail | 11764.71 | 2352.941 | 9411.765 | 80% | 11764.7059 | 2352.9412 | 9411.7647 | 80% | Y | Y | Y | N
Heat Pump Pool Heater | New | Schools K-12 | 11764.71 | 2352.941 | 9411.765 | 80% | 11764.7059 | 2352.9412 | 9411.7647 | 80% | Y | Y | Y | N
Heat Pump Pool Heater | New | Warehouse | 11764.71 | 2352.941 | 9411.765 | 80% | 11764.7059 | 2352.9412 | 9411.7647 | 80% | Y | Y | Y | N
Solar Pool Heater | Turnover | Assembly | 11764.71 | 1633.987 | 10130.72 | 86.11% | 11764.7059 | 1633.9869 | 10130.719 | 86.11% | Y | Y | Y | Y
Solar Pool Heater | Turnover | College and University | 11764.71 | 1633.987 | 10130.72 | 86.11% | 11764.7059 | 1633.9869 | 10130.719 | 86.11% | Y | Y | Y | Y
Solar Pool Heater | Turnover | Grocery | 11764.71 | 1633.987 | 10130.72 | 86.11% | 11764.7059 | 1633.9869 | 10130.719 | 86.11% | Y | Y | Y | Y
Solar Pool Heater | Turnover | Healthcare | 11764.71 | 1633.987 | 10130.72 | 86.11% | 11764.7059 | 1633.9869 | 10130.719 | 86.11% | Y | Y | Y | Y
Solar Pool Heater | Turnover | Hospitals | 11764.71 | 1633.987 | 10130.72 | 86.11% | 11764.7059 | 1633.9869 | 10130.719 | 86.11% | Y | Y | Y | Y
Solar Pool Heater | Turnover | Institutional | 11764.71 | 1633.987 | 10130.72 | 86.11% | 11764.7059 | 1633.9869 | 10130.719 | 86.11% | Y | Y | Y | Y
Solar Pool Heater | Turnover | Lodging/Hospitality | 11764.71 | 1633.987 | 10130.72 | 86.11% | 11764.7059 | 1633.9869 | 10130.719 | 86.11% | Y | Y | Y | Y
Solar Pool Heater | Turnover | Miscellaneous | 11764.71 | 1633.987 | 10130.72 | 86.11% | 11764.7059 | 1633.9869 | 10130.719 | 86.11% | Y | Y | Y | Y
Solar Pool Heater | Turnover | Offices | 11764.71 | 1633.987 | 10130.72 | 86.11% | 11764.7059 | 1633.9869 | 10130.719 | 86.11% | Y | Y | Y | Y
Solar Pool Heater | Turnover | Restaurants | 11764.71 | 1633.987 | 10130.72 | 86.11% | 11764.7059 | 1633.9869 | 10130.719 | 86.11% | Y | Y | Y | Y
Solar Pool Heater | Turnover | Retail | 11764.71 | 1633.987 | 10130.72 | 86.11% | 11764.7059 | 1633.9869 | 10130.719 | 86.11% | Y | Y | Y | Y
Solar Pool Heater | Turnover | Schools K-12 | 11764.71 | 1633.987 | 10130.72 | 86.11% | 11764.7059 | 1633.9869 | 10130.719 | 86.11% | Y | Y | Y | Y
Solar Pool Heater | Turnover | Warehouse | 11764.71 | 1633.987 | 10130.72 | 86.11% | 11764.7059 | 1633.9869 | 10130.719 | 86.11% | Y | Y | Y | Y
Solar Pool Heater | New | Assembly | 11764.71 | 1633.987 | 10130.72 | 86.11% | 11764.7059 | 1633.9869 | 10130.719 | 86.11% | Y | Y | Y | Y
Solar Pool Heater | New | College and University | 11764.71 | 1633.987 | 10130.72 | 86.11% | 11764.7059 | 1633.9869 | 10130.719 | 86.11% | Y | Y | Y | Y
Solar Pool Heater | New | Grocery | 11764.71 | 1633.987 | 10130.72 | 86.11% | 11764.7059 | 1633.9869 | 10130.719 | 86.11% | Y | Y | Y | Y
Solar Pool Heater | New | Healthcare | 11764.71 | 1633.987 | 10130.72 | 86.11% | 11764.7059 | 1633.9869 | 10130.719 | 86.11% | Y | Y | Y | Y
Solar Pool Heater | New | Hospitals | 11764.71 | 1633.987 | 10130.72 | 86.11% | 11764.7059 | 1633.9869 | 10130.719 | 86.11% | Y | Y | Y | Y
Solar Pool Heater | New | Institutional | 11764.71 | 1633.987 | 10130.72 | 86.11% | 11764.7059 | 1633.9869 | 10130.719 | 86.11% | Y | Y | Y | Y
Solar Pool Heater | New | Lodging/Hospitality | 11764.71 | 1633.987 | 10130.72 | 86.11% | 11764.7059 | 1633.9869 | 10130.719 | 86.11% | Y | Y | Y | Y
Solar Pool Heater | New | Miscellaneous | 11764.71 | 1633.987 | 10130.72 | 86.11% | 11764.7059 | 1633.9869 | 10130.719 | 86.11% | Y | Y | Y | Y
Solar Pool Heater | New | Offices | 11764.71 | 1633.987 | 10130.72 | 86.11% | 11764.7059 | 1633.9869 | 10130.719 | 86.11% | Y | Y | Y | Y
Solar Pool Heater | New | Restaurants | 11764.71 | 1633.987 | 10130.72 | 86.11% | 11764.7059 | 1633.9869 | 10130.719 | 86.11% | Y | Y | Y | Y
Solar Pool Heater | New | Retail | 11764.71 | 1633.987 | 10130.72 | 86.11% | 11764.7059 | 1633.9869 | 10130.719 | 86.11% | Y | Y | Y | Y
Solar Pool Heater | New | Schools K-12 | 11764.71 | 1633.987 | 10130.72 | 86.11% | 11764.7059 | 1633.9869 | 10130.719 | 86.11% | Y | Y | Y | Y
Solar Pool Heater | New | Warehouse | 11764.71 | 1633.987 | 10130.72 | 86.11% | 11764.7059 | 1633.9869 | 10130.719 | 86.11% | Y | Y | Y | Y
Solar Powered Pool Pump | Turnover | Assembly | 5018.75 | 953.5625 | 4065.188 | 81% | 5018.75 | 953.5625 | 4065.1875 | 81% | Y | Y | Y | Y
Solar Powered Pool Pump | Turnover | College and University | 5018.75 | 953.5625 | 4065.188 | 81% | 5018.75 | 953.5625 | 4065.1875 | 81% | Y | Y | Y | Y
Solar Powered Pool Pump | Turnover | Grocery | 5018.75 | 953.5625 | 4065.188 | 81% | 5018.75 | 953.5625 | 4065.1875 | 81% | Y | Y | Y | Y
Solar Powered Pool Pump | Turnover | Healthcare | 5018.75 | 953.5625 | 4065.188 | 81% | 5018.75 | 953.5625 | 4065.1875 | 81% | Y | Y | Y | Y
Solar Powered Pool Pump | Turnover | Hospitals | 5018.75 | 953.5625 | 4065.188 | 81% | 5018.75 | 953.5625 | 4065.1875 | 81% | Y | Y | Y | Y
Solar Powered Pool Pump | Turnover | Institutional | 5018.75 | 953.5625 | 4065.188 | 81% | 5018.75 | 953.5625 | 4065.1875 | 81% | Y | Y | Y | Y
Solar Powered Pool Pump | Turnover | Lodging/Hospitality | 5018.75 | 953.5625 | 4065.188 | 81% | 5018.75 | 953.5625 | 4065.1875 | 81% | Y | Y | Y | Y
Solar Powered Pool Pump | Turnover | Miscellaneous | 5018.75 | 953.5625 | 4065.188 | 81% | 5018.75 | 953.5625 | 4065.1875 | 81% | Y | Y | Y | Y
Solar Powered Pool Pump | Turnover | Offices | 5018.75 | 953.5625 | 4065.188 | 81% | 5018.75 | 953.5625 | 4065.1875 | 81% | Y | Y | Y | Y
Solar Powered Pool Pump | Turnover | Restaurants | 5018.75 | 953.5625 | 4065.188 | 81% | 5018.75 | 953.5625 | 4065.1875 | 81% | Y | Y | Y | Y
Solar Powered Pool Pump | Turnover | Retail | 5018.75 | 953.5625 | 4065.188 | 81% | 5018.75 | 953.5625 | 4065.1875 | 81% | Y | Y | Y | Y
Solar Powered Pool Pump | Turnover | Schools K-12 | 5018.75 | 953.5625 | 4065.188 | 81% | 5018.75 | 953.5625 | 4065.1875 | 81% | Y | Y | Y | Y
Solar Powered Pool Pump | New | Assembly | 5018.75 | 953.5625 | 4065.188 | 81% | 5018.75 | 953.5625 | 4065.1875 | 81% | Y | Y | Y | Y
Solar Powered Pool Pump | New | College and University | 5018.75 | 953.5625 | 4065.188 | 81% | 5018.75 | 953.5625 | 4065.1875 | 81% | Y | Y | Y | Y
Solar Powered Pool Pump | New | Grocery | 5018.75 | 953.5625 | 4065.188 | 81% | 5018.75 | 953.5625 | 4065.1875 | 81% | Y | Y | Y | Y
Solar Powered Pool Pump | New | Healthcare | 5018.75 | 953.5625 | 4065.188 | 81% | 5018.75 | 953.5625 | 4065.1875 | 81% | Y | Y | Y | Y
Solar Powered Pool Pump | New | Hospitals | 5018.75 | 953.5625 | 4065.188 | 81% | 5018.75 | 953.5625 | 4065.1875 | 81% | Y | Y | Y | Y
Solar Powered Pool Pump | New | Institutional | 5018.75 | 953.5625 | 4065.188 | 81% | 5018.75 | 953.5625 | 4065.1875 | 81% | Y | Y | Y | Y
Solar Powered Pool Pump | New | Lodging/Hospitality | 5018.75 | 953.5625 | 4065.188 | 81% | 5018.75 | 953.5625 | 4065.1875 | 81% | Y | Y | Y | Y
Solar Powered Pool Pump | New | Miscellaneous | 5018.75 | 953.5625 | 4065.188 | 81% | 5018.75 | 953.5625 | 4065.1875 | 81% | Y | Y | Y | Y
Solar Powered Pool Pump | New | Offices | 5018.75 | 953.5625 | 4065.188 | 81% | 5018.75 | 953.5625 | 4065.1875 | 81% | Y | Y | Y | Y
Solar Powered Pool Pump | New | Restaurants | 5018.75 | 953.5625 | 4065.188 | 81% | 5018.75 | 953.5625 | 4065.1875 | 81% | Y | Y | Y | Y
Solar Powered Pool Pump | New | Retail | 5018.75 | 953.5625 | 4065.188 | 81% | 5018.75 | 953.5625 | 4065.1875 | 81% | Y | Y | Y | Y
Solar Powered Pool Pump | New | Schools K-12 | 5018.75 | 953.5625 | 4065.188 | 81% | 5018.75 | 953.5625 | 4065.1875 | 81% | Y | Y | Y | Y
Two Speed Pool Pump | Turnover | Assembly | 5018.75 | 1917.909 | 3100.841 | 61.79% | 5018.75 | 1917.9091 | 3100.8409 | 61.79% | Y | Y | Y | Y
Two Speed Pool Pump | Turnover | College and University | 5018.75 | 1917.909 | 3100.841 | 61.79% | 5018.75 | 1917.9091 | 3100.8409 | 61.79% | Y | Y | Y | Y
Two Speed Pool Pump | Turnover | Grocery | 5018.75 | 1917.909 | 3100.841 | 61.79% | 5018.75 | 1917.9091 | 3100.8409 | 61.79% | Y | Y | Y | Y
Two Speed Pool Pump | Turnover | Healthcare | 5018.75 | 1917.909 | 3100.841 | 61.79% | 5018.75 | 1917.9091 | 3100.8409 | 61.79% | Y | Y | Y | Y
Two Speed Pool Pump | Turnover | Hospitals | 5018.75 | 1917.909 | 3100.841 | 61.79% | 5018.75 | 1917.9091 | 3100.8409 | 61.79% | Y | Y | Y | Y
Two Speed Pool Pump | Turnover | Institutional | 5018.75 | 1917.909 | 3100.841 | 61.79% | 5018.75 | 1917.9091 | 3100.8409 | 61.79% | Y | Y | Y | Y
Two Speed Pool Pump | Turnover | Lodging/Hospitality | 5018.75 | 1917.909 | 3100.841 | 61.79% | 5018.75 | 1917.9091 | 3100.8409 | 61.79% | Y | Y | Y | Y
Two Speed Pool Pump | Turnover | Miscellaneous | 5018.75 | 1917.909 | 3100.841 | 61.79% | 5018.75 | 1917.9091 | 3100.8409 | 61.79% | Y | Y | Y | Y
Two Speed Pool Pump | Turnover | Offices | 5018.75 | 1917.909 | 3100.841 | 61.79% | 5018.75 | 1917.9091 | 3100.8409 | 61.79% | Y | Y | Y | Y
Two Speed Pool Pump | Turnover | Restaurants | 5018.75 | 1917.909 | 3100.841 | 61.79% | 5018.75 | 1917.9091 | 3100.8409 | 61.79% | Y | Y | Y | Y
Two Speed Pool Pump | Turnover | Retail | 5018.75 | 1917.909 | 3100.841 | 61.79% | 5018.75 | 1917.9091 | 3100.8409 | 61.79% | Y | Y | Y | Y
Two Speed Pool Pump | Turnover | Schools K-12 | 5018.75 | 1917.909 | 3100.841 | 61.79% | 5018.75 | 1917.9091 | 3100.8409 | 61.79% | Y | Y | Y | Y
Two Speed Pool Pump | Turnover | Warehouse | 5018.75 | 1917.909 | 3100.841 | 61.79% | 5018.75 | 1917.9091 | 3100.8409 | 61.79% | Y | Y | Y | Y
Two Speed Pool Pump | New | Assembly | 5018.75 | 1917.909 | 3100.841 | 61.79% | 5018.75 | 1917.9091 | 3100.8409 | 61.79% | Y | Y | Y | Y
Two Speed Pool Pump | New | College and University | 5018.75 | 1917.909 | 3100.841 | 61.79% | 5018.75 | 1917.9091 | 3100.8409 | 61.79% | Y | Y | Y | Y
Two Speed Pool Pump | New | Grocery | 5018.75 | 1917.909 | 3100.841 | 61.79% | 5018.75 | 1917.9091 | 3100.8409 | 61.79% | Y | Y | Y | Y
Two Speed Pool Pump | New | Healthcare | 5018.75 | 1917.909 | 3100.841 | 61.79% | 5018.75 | 1917.9091 | 3100.8409 | 61.79% | Y | Y | Y | Y
Two Speed Pool Pump | New | Hospitals | 5018.75 | 1917.909 | 3100.841 | 61.79% | 5018.75 | 1917.9091 | 3100.8409 | 61.79% | Y | Y | Y | Y
Two Speed Pool Pump | New | Institutional | 5018.75 | 1917.909 | 3100.841 | 61.79% | 5018.75 | 1917.9091 | 3100.8409 | 61.79% | Y | Y | Y | Y
Two Speed Pool Pump | New | Lodging/Hospitality | 5018.75 | 1917.909 | 3100.841 | 61.79% | 5018.75 | 1917.9091 | 3100.8409 | 61.79% | Y | Y | Y | Y
Two Speed Pool Pump | New | Miscellaneous | 5018.75 | 1917.909 | 3100.841 | 61.79% | 5018.75 | 1917.9091 | 3100.8409 | 61.79% | Y | Y | Y | Y
Two Speed Pool Pump | New | Offices | 5018.75 | 1917.909 | 3100.841 | 61.79% | 5018.75 | 1917.9091 | 3100.8409 | 61.79% | Y | Y | Y | Y
Two Speed Pool Pump | New | Restaurants | 5018.75 | 1917.909 | 3100.841 | 61.79% | 5018.75 | 1917.9091 | 3100.8409 | 61.79% | Y | Y | Y | Y
Two Speed Pool Pump | New | Retail | 5018.75 | 1917.909 | 3100.841 | 61.79% | 5018.75 | 1917.9091 | 3100.8409 | 61.79% | Y | Y | Y | Y
Two Speed Pool Pump | New | Schools K-12 | 5018.75 | 1917.909 | 3100.841 | 61.79% | 5018.75 | 1917.9091 | 3100.8409 | 61.79% | Y | Y | Y | Y
Two Speed Pool Pump | New | Warehouse | 5018.75 | 1917.909 | 3100.841 | 61.79% | 5018.75 | 1917.9091 | 3100.8409 | 61.79% | Y | Y | Y | Y
Variable Speed Pool Pump | Turnover | Assembly | 5018.75 | 1788.5 | 3230.25 | 64.36% | 5018.75 | 1788.5 | 3230.25 | 64.36% | Y | Y | Y | Y
Variable Speed Pool Pump | Turnover | College and University | 5018.75 | 1788.5 | 3230.25 | 64.36% | 5018.75 | 1788.5 | 3230.25 | 64.36% | Y | Y | Y | Y
Variable Speed Pool Pump | Turnover | Grocery | 5018.75 | 1788.5 | 3230.25 | 64.36% | 5018.75 | 1788.5 | 3230.25 | 64.36% | Y | Y | Y | Y
Variable Speed Pool Pump | Turnover | Healthcare | 5018.75 | 1788.5 | 3230.25 | 64.36% | 5018.75 | 1788.5 | 3230.25 | 64.36% | Y | Y | Y | Y
Variable Speed Pool Pump | Turnover | Hospitals | 5018.75 | 1788.5 | 3230.25 | 64.36% | 5018.75 | 1788.5 | 3230.25 | 64.36% | Y | Y | Y | Y
Variable Speed Pool Pump | Turnover | Institutional | 5018.75 | 1788.5 | 3230.25 | 64.36% | 5018.75 | 1788.5 | 3230.25 | 64.36% | Y | Y | Y | Y
Variable Speed Pool Pump | Turnover | Lodging/Hospitality | 5018.75 | 1788.5 | 3230.25 | 64.36% | 5018.75 | 1788.5 | 3230.25 | 64.36% | Y | Y | Y | Y
Variable Speed Pool Pump | Turnover | Miscellaneous | 5018.75 | 1788.5 | 3230.25 | 64.36% | 5018.75 | 1788.5 | 3230.25 | 64.36% | Y | Y | Y | Y
Variable Speed Pool Pump | Turnover | Offices | 5018.75 | 1788.5 | 3230.25 | 64.36% | 5018.75 | 1788.5 | 3230.25 | 64.36% | Y | Y | Y | Y
Variable Speed Pool Pump | Turnover | Restaurants | 5018.75 | 1788.5 | 3230.25 | 64.36% | 5018.75 | 1788.5 | 3230.25 | 64.36% | Y | Y | Y | Y
Variable Speed Pool Pump | Turnover | Retail | 5018.75 | 1788.5 | 3230.25 | 64.36% | 5018.75 | 1788.5 | 3230.25 | 64.36% | Y | Y | Y | Y
Variable Speed Pool Pump | Turnover | Schools K-12 | 5018.75 | 1788.5 | 3230.25 | 64.36% | 5018.75 | 1788.5 | 3230.25 | 64.36% | Y | Y | Y | Y
Variable Speed Pool Pump | New | Assembly | 5018.75 | 1788.5 | 3230.25 | 64.36% | 5018.75 | 1788.5 | 3230.25 | 64.36% | Y | Y | Y | Y
Variable Speed Pool Pump | New | College and University | 5018.75 | 1788.5 | 3230.25 | 64.36% | 5018.75 | 1788.5 | 3230.25 | 64.36% | Y | Y | Y | Y
Variable Speed Pool Pump | New | Grocery | 5018.75 | 1788.5 | 3230.25 | 64.36% | 5018.75 | 1788.5 | 3230.25 | 64.36% | Y | Y | Y | Y
Variable Speed Pool Pump | New | Healthcare | 5018.75 | 1788.5 | 3230.25 | 64.36% | 5018.75 | 1788.5 | 3230.25 | 64.36% | Y | Y | Y | Y
Variable Speed Pool Pump | New | Hospitals | 5018.75 | 1788.5 | 3230.25 | 64.36% | 5018.75 | 1788.5 | 3230.25 | 64.36% | Y | Y | Y | Y
Variable Speed Pool Pump | New | Institutional | 5018.75 | 1788.5 | 3230.25 | 64.36% | 5018.75 | 1788.5 | 3230.25 | 64.36% | Y | Y | Y | Y
Variable Speed Pool Pump | New | Lodging/Hospitality | 5018.75 | 1788.5 | 3230.25 | 64.36% | 5018.75 | 1788.5 | 3230.25 | 64.36% | Y | Y | Y | Y
Variable Speed Pool Pump | New | Miscellaneous | 5018.75 | 1788.5 | 3230.25 | 64.36% | 5018.75 | 1788.5 | 3230.25 | 64.36% | Y | Y | Y | Y
Variable Speed Pool Pump | New | Offices | 5018.75 | 1788.5 | 3230.25 | 64.36% | 5018.75 | 1788.5 | 3230.25 | 64.36% | Y | Y | Y | Y
Variable Speed Pool Pump | New | Restaurants | 5018.75 | 1788.5 | 3230.25 | 64.36% | 5018.75 | 1788.5 | 3230.25 | 64.36% | Y | Y | Y | Y
Variable Speed Pool Pump | New | Retail | 5018.75 | 1788.5 | 3230.25 | 64.36% | 5018.75 | 1788.5 | 3230.25 | 64.36% | Y | Y | Y | Y
Variable Speed Pool Pump | New | Schools K-12 | 5018.75 | 1788.5 | 3230.25 | 64.36% | 5018.75 | 1788.5 | 3230.25 | 64.36% | Y | Y | Y | Y
ENERGY STAR Imaging Equipment | Turnover | Assembly | 937.8 | 521 | 416.8 | 44.44% | 937.8 | 521 | 416.8 | 44.44% | Y | Y | Y | Y
ENERGY STAR Imaging Equipment | Turnover | College and University | 937.8 | 521 | 416.8 | 44.44% | 937.8 | 521 | 416.8 | 44.44% | Y | Y | Y | Y
ENERGY STAR Imaging Equipment | Turnover | Grocery | 937.8 | 521 | 416.8 | 44.44% | 937.8 | 521 | 416.8 | 44.44% | Y | Y | Y | Y
ENERGY STAR Imaging Equipment | Turnover | Healthcare | 937.8 | 521 | 416.8 | 44.44% | 937.8 | 521 | 416.8 | 44.44% | Y | Y | Y | Y
ENERGY STAR Imaging Equipment | Turnover | Hospitals | 937.8 | 521 | 416.8 | 44.44% | 937.8 | 521 | 416.8 | 44.44% | Y | Y | Y | Y
ENERGY STAR Imaging Equipment | Turnover | Institutional | 937.8 | 521 | 416.8 | 44.44% | 937.8 | 521 | 416.8 | 44.44% | Y | Y | Y | Y
ENERGY STAR Imaging Equipment | Turnover | Lodging/Hospitality | 937.8 | 521 | 416.8 | 44.44% | 937.8 | 521 | 416.8 | 44.44% | Y | Y | Y | Y
ENERGY STAR Imaging Equipment | Turnover | Miscellaneous | 937.8 | 521 | 416.8 | 44.44% | 937.8 | 521 | 416.8 | 44.44% | Y | Y | Y | Y
ENERGY STAR Imaging Equipment | Turnover | Offices | 937.8 | 521 | 416.8 | 44.44% | 937.8 | 521 | 416.8 | 44.44% | Y | Y | Y | Y
ENERGY STAR Imaging Equipment | Turnover | Restaurants | 937.8 | 521 | 416.8 | 44.44% | 937.8 | 521 | 416.8 | 44.44% | Y | Y | Y | Y
ENERGY STAR Imaging Equipment | Turnover | Retail | 937.8 | 521 | 416.8 | 44.44% | 937.8 | 521 | 416.8 | 44.44% | Y | Y | Y | Y
ENERGY STAR Imaging Equipment | Turnover | Schools K-12 | 937.8 | 521 | 416.8 | 44.44% | 937.8 | 521 | 416.8 | 44.44% | Y | Y | Y | Y
ENERGY STAR Imaging Equipment | Turnover | Warehouse | 937.8 | 521 | 416.8 | 44.44% | 937.8 | 521 | 416.8 | 44.44% | Y | Y | Y | Y
ENERGY STAR Imaging Equipment | New | Assembly | 937.8 | 521 | 416.8 | 44.44% | 937.8 | 521 | 416.8 | 44.44% | Y | Y | Y | Y
ENERGY STAR Imaging Equipment | New | College and University | 937.8 | 521 | 416.8 | 44.44% | 937.8 | 521 | 416.8 | 44.44% | Y | Y | Y | Y
ENERGY STAR Imaging Equipment | New | Grocery | 937.8 | 521 | 416.8 | 44.44% | 937.8 | 521 | 416.8 | 44.44% | Y | Y | Y | Y
ENERGY STAR Imaging Equipment | New | Healthcare | 937.8 | 521 | 416.8 | 44.44% | 937.8 | 521 | 416.8 | 44.44% | Y | Y | Y | Y
ENERGY STAR Imaging Equipment | New | Hospitals | 937.8 | 521 | 416.8 | 44.44% | 937.8 | 521 | 416.8 | 44.44% | Y | Y | Y | Y
ENERGY STAR Imaging Equipment | New | Institutional | 937.8 | 521 | 416.8 | 44.44% | 937.8 | 521 | 416.8 | 44.44% | Y | Y | Y | Y
ENERGY STAR Imaging Equipment | New | Lodging/Hospitality | 937.8 | 521 | 416.8 | 44.44% | 937.8 | 521 | 416.8 | 44.44% | Y | Y | Y | Y
ENERGY STAR Imaging Equipment | New | Miscellaneous | 937.8 | 521 | 416.8 | 44.44% | 937.8 | 521 | 416.8 | 44.44% | Y | Y | Y | Y
ENERGY STAR Imaging Equipment | New | Offices | 937.8 | 521 | 416.8 | 44.44% | 937.8 | 521 | 416.8 | 44.44% | Y | Y | Y | Y
ENERGY STAR Imaging Equipment | New | Restaurants | 937.8 | 521 | 416.8 | 44.44% | 937.8 | 521 | 416.8 | 44.44% | Y | Y | Y | Y
ENERGY STAR Imaging Equipment | New | Retail | 937.8 | 521 | 416.8 | 44.44% | 937.8 | 521 | 416.8 | 44.44% | Y | Y | Y | Y
ENERGY STAR Imaging Equipment | New | Schools K-12 | 937.8 | 521 | 416.8 | 44.44% | 937.8 | 521 | 416.8 | 44.44% | Y | Y | Y | Y
ENERGY STAR Imaging Equipment | New | Warehouse | 937.8 | 521 | 416.8 | 44.44% | 937.8 | 521 | 416.8 | 44.44% | Y | Y | Y | Y
Energy Star PCs | Turnover | Assembly | 284.9901 | 161.4747 | 123.5154 | 43.34% | 284.9901 | 161.4747 | 123.5154 | 43.34% | Y | Y | Y | Y
Energy Star PCs | Turnover | College and University | 284.9901 | 161.4747 | 123.5154 | 43.34% | 284.9901 | 161.4747 | 123.5154 | 43.34% | Y | Y | Y | Y
Energy Star PCs | Turnover | Grocery | 284.9901 | 161.4747 | 123.5154 | 43.34% | 284.9901 | 161.4747 | 123.5154 | 43.34% | Y | Y | Y | Y
Energy Star PCs | Turnover | Healthcare | 284.9901 | 161.4747 | 123.5154 | 43.34% | 284.9901 | 161.4747 | 123.5154 | 43.34% | Y | Y | Y | Y
Energy Star PCs | Turnover | Hospitals | 284.9901 | 161.4747 | 123.5154 | 43.34% | 284.9901 | 161.4747 | 123.5154 | 43.34% | Y | Y | Y | Y
Energy Star PCs | Turnover | Institutional | 284.9901 | 161.4747 | 123.5154 | 43.34% | 284.9901 | 161.4747 | 123.5154 | 43.34% | Y | Y | Y | Y
Energy Star PCs | Turnover | Lodging/Hospitality | 284.9901 | 161.4747 | 123.5154 | 43.34% | 284.9901 | 161.4747 | 123.5154 | 43.34% | Y | Y | Y | Y
Energy Star PCs | Turnover | Miscellaneous | 284.9901 | 161.4747 | 123.5154 | 43.34% | 284.9901 | 161.4747 | 123.5154 | 43.34% | Y | Y | Y | Y
Energy Star PCs | Turnover | Offices | 284.9901 | 161.4747 | 123.5154 | 43.34% | 284.9901 | 161.4747 | 123.5154 | 43.34% | Y | Y | Y | Y
Energy Star PCs | Turnover | Restaurants | 284.9901 | 161.4747 | 123.5154 | 43.34% | 284.9901 | 161.4747 | 123.5154 | 43.34% | Y | Y | Y | Y
Energy Star PCs | Turnover | Retail | 284.9901 | 161.4747 | 123.5154 | 43.34% | 284.9901 | 161.4747 | 123.5154 | 43.34% | Y | Y | Y | Y
Energy Star PCs | Turnover | Schools K-12 | 284.9901 | 161.4747 | 123.5154 | 43.34% | 284.9901 | 161.4747 | 123.5154 | 43.34% | Y | Y | Y | Y
Energy Star PCs | Turnover | Warehouse | 284.9901 | 161.4747 | 123.5154 | 43.34% | 284.9901 | 161.4747 | 123.5154 | 43.34% | Y | Y | Y | Y
Energy Star PCs | New | Assembly | 284.9901 | 161.4747 | 123.5154 | 43.34% | 284.9901 | 161.4747 | 123.5154 | 43.34% | Y | Y | Y | Y
Energy Star PCs | New | College and University | 284.9901 | 161.4747 | 123.5154 | 43.34% | 284.9901 | 161.4747 | 123.5154 | 43.34% | Y | Y | Y | Y
Energy Star PCs | New | Grocery | 284.9901 | 161.4747 | 123.5154 | 43.34% | 284.9901 | 161.4747 | 123.5154 | 43.34% | Y | Y | Y | Y
Energy Star PCs | New | Healthcare | 284.9901 | 161.4747 | 123.5154 | 43.34% | 284.9901 | 161.4747 | 123.5154 | 43.34% | Y | Y | Y | Y
Energy Star PCs | New | Hospitals | 284.9901 | 161.4747 | 123.5154 | 43.34% | 284.9901 | 161.4747 | 123.5154 | 43.34% | Y | Y | Y | Y
Energy Star PCs | New | Institutional | 284.9901 | 161.4747 | 123.5154 | 43.34% | 284.9901 | 161.4747 | 123.5154 | 43.34% | Y | Y | Y | Y
Energy Star PCs | New | Lodging/Hospitality | 284.9901 | 161.4747 | 123.5154 | 43.34% | 284.9901 | 161.4747 | 123.5154 | 43.34% | Y | Y | Y | Y
Energy Star PCs | New | Miscellaneous | 284.9901 | 161.4747 | 123.5154 | 43.34% | 284.9901 | 161.4747 | 123.5154 | 43.34% | Y | Y | Y | Y
Energy Star PCs | New | Offices | 284.9901 | 161.4747 | 123.5154 | 43.34% | 284.9901 | 161.4747 | 123.5154 | 43.34% | Y | Y | Y | Y
Energy Star PCs | New | Restaurants | 284.9901 | 161.4747 | 123.5154 | 43.34% | 284.9901 | 161.4747 | 123.5154 | 43.34% | Y | Y | Y | Y
Energy Star PCs | New | Retail | 284.9901 | 161.4747 | 123.5154 | 43.34% | 284.9901 | 161.4747 | 123.5154 | 43.34% | Y | Y | Y | Y
Energy Star PCs | New | Schools K-12 | 284.9901 | 161.4747 | 123.5154 | 43.34% | 284.9901 | 161.4747 | 123.5154 | 43.34% | Y | Y | Y | Y
Energy Star PCs | New | Warehouse | 284.9901 | 161.4747 | 123.5154 | 43.34% | 284.9901 | 161.4747 | 123.5154 | 43.34% | Y | Y | Y | Y
Energy Star Servers | Turnover | Assembly | 4925.699 | 3788.999 | 1136.7 | 23.08% | 4925.6988 | 3788.9991 | 1136.6997 | 23.08% | Y | Y | N | Y
Energy Star Servers | Turnover | College and University | 4925.699 | 3788.999 | 1136.7 | 23.08% | 4925.6988 | 3788.9991 | 1136.6997 | 23.08% | Y | Y | N | Y
Energy Star Servers | Turnover | Grocery | 4925.699 | 3788.999 | 1136.7 | 23.08% | 4925.6988 | 3788.9991 | 1136.6997 | 23.08% | Y | Y | N | Y
Energy Star Servers | Turnover | Healthcare | 4925.699 | 3788.999 | 1136.7 | 23.08% | 4925.6988 | 3788.9991 | 1136.6997 | 23.08% | Y | Y | N | Y
Energy Star Servers | Turnover | Hospitals | 4925.699 | 3788.999 | 1136.7 | 23.08% | 4925.6988 | 3788.9991 | 1136.6997 | 23.08% | Y | Y | N | Y
Energy Star Servers | Turnover | Institutional | 4925.699 | 3788.999 | 1136.7 | 23.08% | 4925.6988 | 3788.9991 | 1136.6997 | 23.08% | Y | Y | N | Y
Energy Star Servers | Turnover | Lodging/Hospitality | 4925.699 | 3788.999 | 1136.7 | 23.08% | 4925.6988 | 3788.9991 | 1136.6997 | 23.08% | Y | Y | N | Y
Energy Star Servers | Turnover | Miscellaneous | 4925.699 | 3788.999 | 1136.7 | 23.08% | 4925.6988 | 3788.9991 | 1136.6997 | 23.08% | Y | Y | N | Y
Energy Star Servers | Turnover | Offices | 4925.699 | 3788.999 | 1136.7 | 23.08% | 4925.6988 | 3788.9991 | 1136.6997 | 23.08% | Y | Y | N | Y
Energy Star Servers | Turnover | Restaurants | 4925.699 | 3788.999 | 1136.7 | 23.08% | 4925.6988 | 3788.9991 | 1136.6997 | 23.08% | Y | Y | N | Y
Energy Star Servers | Turnover | Retail | 4925.699 | 3788.999 | 1136.7 | 23.08% | 4925.6988 | 3788.9991 | 1136.6997 | 23.08% | Y | Y | N | Y
Energy Star Servers | Turnover | Schools K-12 | 4925.699 | 3788.999 | 1136.7 | 23.08% | 4925.6988 | 3788.9991 | 1136.6997 | 23.08% | Y | Y | N | Y
Energy Star Servers | Turnover | Warehouse | 4925.699 | 3788.999 | 1136.7 | 23.08% | 4925.6988 | 3788.9991 | 1136.6997 | 23.08% | Y | Y | N | Y
Energy Star Servers | New | Assembly | 4925.699 | 3788.999 | 1136.7 | 23.08% | 4925.6988 | 3788.9991 | 1136.6997 | 23.08% | Y | Y | N | Y
Energy Star Servers | New | College and University | 4925.699 | 3788.999 | 1136.7 | 23.08% | 4925.6988 | 3788.9991 | 1136.6997 | 23.08% | Y | Y | N | Y
Energy Star Servers | New | Grocery | 4925.699 | 3788.999 | 1136.7 | 23.08% | 4925.6988 | 3788.9991 | 1136.6997 | 23.08% | Y | Y | N | Y
Energy Star Servers | New | Healthcare | 4925.699 | 3788.999 | 1136.7 | 23.08% | 4925.6988 | 3788.9991 | 1136.6997 | 23.08% | Y | Y | N | Y
Energy Star Servers | New | Hospitals | 4925.699 | 3788.999 | 1136.7 | 23.08% | 4925.6988 | 3788.9991 | 1136.6997 | 23.08% | Y | Y | N | Y
Energy Star Servers | New | Institutional | 4925.699 | 3788.999 | 1136.7 | 23.08% | 4925.6988 | 3788.9991 | 1136.6997 | 23.08% | Y | Y | N | Y
Energy Star Servers | New | Lodging/Hospitality | 4925.699 | 3788.999 | 1136.7 | 23.08% | 4925.6988 | 3788.9991 | 1136.6997 | 23.08% | Y | Y | N | Y
Energy Star Servers | New | Miscellaneous | 4925.699 | 3788.999 | 1136.7 | 23.08% | 4925.6988 | 3788.9991 | 1136.6997 | 23.08% | Y | Y | N | Y
Energy Star Servers | New | Offices | 4925.699 | 3788.999 | 1136.7 | 23.08% | 4925.6988 | 3788.9991 | 1136.6997 | 23.08% | Y | Y | N | Y
Energy Star Servers | New | Restaurants | 4925.699 | 3788.999 | 1136.7 | 23.08% | 4925.6988 | 3788.9991 | 1136.6997 | 23.08% | Y | Y | N | Y
Energy Star Servers | New | Retail | 4925.699 | 3788.999 | 1136.7 | 23.08% | 4925.6988 | 3788.9991 | 1136.6997 | 23.08% | Y | Y | N | Y
Energy Star Servers | New | Schools K-12 | 4925.699 | 3788.999 | 1136.7 | 23.08% | 4925.6988 | 3788.9991 | 1136.6997 | 23.08% | Y | Y | N | Y
Energy Star Servers | New | Warehouse | 4925.699 | 3788.999 | 1136.7 | 23.08% | 4925.6988 | 3788.9991 | 1136.6997 | 23.08% | Y | Y | N | Y
Energy Star Uninterruptable Power Supply | Turnover | Assembly | 284.9901 | 279.638 | 5.3521 | 1.878% | 284.9901 | 279.638 | 5.3521 | 1.878% | Y | Y | Y | Y
Energy Star Uninterruptable Power Supply | Turnover | College and University | 284.9901 | 279.638 | 5.3521 | 1.878% | 284.9901 | 279.638 | 5.3521 | 1.878% | Y | Y | Y | Y
Energy Star Uninterruptable Power Supply | Turnover | Grocery | 284.9901 | 279.638 | 5.3521 | 1.878% | 284.9901 | 279.638 | 5.3521 | 1.878% | Y | Y | Y | Y
Energy Star Uninterruptable Power Supply | Turnover | Healthcare | 284.9901 | 279.638 | 5.3521 | 1.878% | 284.9901 | 279.638 | 5.3521 | 1.878% | Y | Y | Y | Y
Energy Star Uninterruptable Power Supply | Turnover | Hospitals | 284.9901 | 279.638 | 5.3521 | 1.878% | 284.9901 | 279.638 | 5.3521 | 1.878% | Y | Y | Y | Y
Energy Star Uninterruptable Power Supply | Turnover | Institutional | 284.9901 | 279.638 | 5.3521 | 1.878% | 284.9901 | 279.638 | 5.3521 | 1.878% | Y | Y | Y | Y
Energy Star Uninterruptable Power Supply | Turnover | Lodging/Hospitality | 284.9901 | 279.638 | 5.3521 | 1.878% | 284.9901 | 279.638 | 5.3521 | 1.878% | Y | Y | Y | Y
Energy Star Uninterruptable Power Supply | Turnover | Miscellaneous | 284.9901 | 279.638 | 5.3521 | 1.878% | 284.9901 | 279.638 | 5.3521 | 1.878% | Y | Y | Y | Y
Energy Star Uninterruptable Power Supply | Turnover | Offices | 284.9901 | 279.638 | 5.3521 | 1.878% | 284.9901 | 279.638 | 5.3521 | 1.878% | Y | Y | Y | Y
Energy Star Uninterruptable Power Supply | Turnover | Restaurants | 284.9901 | 279.638 | 5.3521 | 1.878% | 284.9901 | 279.638 | 5.3521 | 1.878% | Y | Y | Y | Y
Energy Star Uninterruptable Power Supply | Turnover | Retail | 284.9901 | 279.638 | 5.3521 | 1.878% | 284.9901 | 279.638 | 5.3521 | 1.878% | Y | Y | Y | Y
Energy Star Uninterruptable Power Supply | Turnover | Schools K-12 | 284.9901 | 279.638 | 5.3521 | 1.878% | 284.9901 | 279.638 | 5.3521 | 1.878% | Y | Y | Y | Y
Energy Star Uninterruptable Power Supply | Turnover | Warehouse | 284.9901 | 279.638 | 5.3521 | 1.878% | 284.9901 | 279.638 | 5.3521 | 1.878% | Y | Y | Y | Y
Energy Star Uninterruptable Power Supply | New | Assembly | 284.9901 | 279.638 | 5.3521 | 1.878% | 284.9901 | 279.638 | 5.3521 | 1.878% | Y | Y | Y | Y
Energy Star Uninterruptable Power Supply | New | College and University | 284.9901 | 279.638 | 5.3521 | 1.878% | 284.9901 | 279.638 | 5.3521 | 1.878% | Y | Y | Y | Y
Energy Star Uninterruptable Power Supply | New | Grocery | 284.9901 | 279.638 | 5.3521 | 1.878% | 284.9901 | 279.638 | 5.3521 | 1.878% | Y | Y | Y | Y
Energy Star Uninterruptable Power Supply | New | Healthcare | 284.9901 | 279.638 | 5.3521 | 1.878% | 284.9901 | 279.638 | 5.3521 | 1.878% | Y | Y | Y | Y
Energy Star Uninterruptable Power Supply | New | Hospitals | 284.9901 | 279.638 | 5.3521 | 1.878% | 284.9901 | 279.638 | 5.3521 | 1.878% | Y | Y | Y | Y
Energy Star Uninterruptable Power Supply | New | Institutional | 284.9901 | 279.638 | 5.3521 | 1.878% | 284.9901 | 279.638 | 5.3521 | 1.878% | Y | Y | Y | Y
Energy Star Uninterruptable Power Supply | New | Lodging/Hospitality | 284.9901 | 279.638 | 5.3521 | 1.878% | 284.9901 | 279.638 | 5.3521 | 1.878% | Y | Y | Y | Y
Energy Star Uninterruptable Power Supply | New | Miscellaneous | 284.9901 | 279.638 | 5.3521 | 1.878% | 284.9901 | 279.638 | 5.3521 | 1.878% | Y | Y | Y | Y
Energy Star Uninterruptable Power Supply | New | Offices | 284.9901 | 279.638 | 5.3521 | 1.878% | 284.9901 | 279.638 | 5.3521 | 1.878% | Y | Y | Y | Y
Energy Star Uninterruptable Power Supply | New | Restaurants | 284.9901 | 279.638 | 5.3521 | 1.878% | 284.9901 | 279.638 | 5.3521 | 1.878% | Y | Y | Y | Y
Energy Star Uninterruptable Power Supply | New | Retail | 284.9901 | 279.638 | 5.3521 | 1.878% | 284.9901 | 279.638 | 5.3521 | 1.878% | Y | Y | Y | Y
Energy Star Uninterruptable Power Supply | New | Schools K-12 | 284.9901 | 279.638 | 5.3521 | 1.878% | 284.9901 | 279.638 | 5.3521 | 1.878% | Y | Y | Y | Y
Energy Star Uninterruptable Power Supply | New | Warehouse | 284.9901 | 279.638 | 5.3521 | 1.878% | 284.9901 | 279.638 | 5.3521 | 1.878% | Y | Y | Y | Y
Server Virtualization | Turnover | Assembly | 24528 | 3504 | 21024 | 85.71% | 24528 | 3504 | 21024 | 85.71% | Y | Y | Y | Y
Server Virtualization | Turnover | College and University | 24528 | 3504 | 21024 | 85.71% | 24528 | 3504 | 21024 | 85.71% | Y | Y | Y | Y
Server Virtualization | Turnover | Grocery | 24528 | 3504 | 21024 | 85.71% | 24528 | 3504 | 21024 | 85.71% | Y | Y | Y | Y
Server Virtualization | Turnover | Healthcare | 24528 | 3504 | 21024 | 85.71% | 24528 | 3504 | 21024 | 85.71% | Y | Y | Y | Y
Server Virtualization | Turnover | Hospitals | 24528 | 3504 | 21024 | 85.71% | 24528 | 3504 | 21024 | 85.71% | Y | Y | Y | Y
Server Virtualization | Turnover | Institutional | 24528 | 3504 | 21024 | 85.71% | 24528 | 3504 | 21024 | 85.71% | Y | Y | Y | Y
Server Virtualization | Turnover | Lodging/Hospitality | 24528 | 3504 | 21024 | 85.71% | 24528 | 3504 | 21024 | 85.71% | Y | Y | Y | Y
Server Virtualization | Turnover | Miscellaneous | 24528 | 3504 | 21024 | 85.71% | 24528 | 3504 | 21024 | 85.71% | Y | Y | Y | Y
Server Virtualization | Turnover | Offices | 24528 | 3504 | 21024 | 85.71% | 24528 | 3504 | 21024 | 85.71% | Y | Y | Y | Y
Server Virtualization | Turnover | Restaurants | 24528 | 3504 | 21024 | 85.71% | 24528 | 3504 | 21024 | 85.71% | Y | Y | Y | Y
Server Virtualization | Turnover | Retail | 24528 | 3504 | 21024 | 85.71% | 24528 | 3504 | 21024 | 85.71% | Y | Y | Y | Y
Server Virtualization | Turnover | Schools K-12 | 24528 | 3504 | 21024 | 85.71% | 24528 | 3504 | 21024 | 85.71% | Y | Y | Y | Y
Server Virtualization | Turnover | Warehouse | 24528 | 3504 | 21024 | 85.71% | 24528 | 3504 | 21024 | 85.71% | Y | Y | Y | Y
Server Virtualization | New | Assembly | 24528 | 3504 | 21024 | 85.71% | 24528 | 3504 | 21024 | 85.71% | Y | Y | Y | Y
Server Virtualization | New | College and University | 24528 | 3504 | 21024 | 85.71% | 24528 | 3504 | 21024 | 85.71% | Y | Y | Y | Y
Server Virtualization | New | Grocery | 24528 | 3504 | 21024 | 85.71% | 24528 | 3504 | 21024 | 85.71% | Y | Y | Y | Y
Server Virtualization | New | Healthcare | 24528 | 3504 | 21024 | 85.71% | 24528 | 3504 | 21024 | 85.71% | Y | Y | Y | Y
Server Virtualization | New | Hospitals | 24528 | 3504 | 21024 | 85.71% | 24528 | 3504 | 21024 | 85.71% | Y | Y | Y | Y
Server Virtualization | New | Institutional | 24528 | 3504 | 21024 | 85.71% | 24528 | 3504 | 21024 | 85.71% | Y | Y | Y | Y
Server Virtualization | New | Lodging/Hospitality | 24528 | 3504 | 21024 | 85.71% | 24528 | 3504 | 21024 | 85.71% | Y | Y | Y | Y
Server Virtualization | New | Miscellaneous | 24528 | 3504 | 21024 | 85.71% | 24528 | 3504 | 21024 | 85.71% | Y | Y | Y | Y
Server Virtualization | New | Offices | 24528 | 3504 | 21024 | 85.71% | 24528 | 3504 | 21024 | 85.71% | Y | Y | Y | Y
Server Virtualization | New | Restaurants | 24528 | 3504 | 21024 | 85.71% | 24528 | 3504 | 21024 | 85.71% | Y | Y | Y | Y
Server Virtualization | New | Retail | 24528 | 3504 | 21024 | 85.71% | 24528 | 3504 | 21024 | 85.71% | Y | Y | Y | Y
Server Virtualization | New | Schools K-12 | 24528 | 3504 | 21024 | 85.71% | 24528 | 3504 | 21024 | 85.71% | Y | Y | Y | Y
Server Virtualization | New | Warehouse | 24528 | 3504 | 21024 | 85.71% | 24528 | 3504 | 21024 | 85.71% | Y | Y | Y | Y
Energy Star Commercial Glass Door Freezer | Turnover | Assembly | 10820.55 | 6430.57 | 4389.982 | 40.57% | 10820.5523 | 6430.57 | 4389.9823 | 40.57% | Y | Y | Y | Y
Energy Star Commercial Glass Door Freezer | Turnover | College and University | 10820.55 | 6430.57 | 4389.982 | 40.57% | 10820.5523 | 6430.57 | 4389.9823 | 40.57% | Y | Y | Y | Y
Energy Star Commercial Glass Door Freezer | Turnover | Grocery | 10820.55 | 6430.57 | 4389.982 | 40.57% | 10820.5523 | 6430.57 | 4389.9823 | 40.57% | Y | Y | Y | Y
Energy Star Commercial Glass Door Freezer | Turnover | Healthcare | 10820.55 | 6430.57 | 4389.982 | 40.57% | 10820.5523 | 6430.57 | 4389.9823 | 40.57% | Y | Y | Y | Y
Energy Star Commercial Glass Door Freezer | Turnover | Hospitals | 10820.55 | 6430.57 | 4389.982 | 40.57% | 10820.5523 | 6430.57 | 4389.9823 | 40.57% | Y | Y | Y | Y
Energy Star Commercial Glass Door Freezer | Turnover | Institutional | 10820.55 | 6430.57 | 4389.982 | 40.57% | 10820.5523 | 6430.57 | 4389.9823 | 40.57% | Y | Y | Y | Y
Energy Star Commercial Glass Door Freezer | Turnover | Lodging/Hospitality | 10820.55 | 6430.57 | 4389.982 | 40.57% | 10820.5523 | 6430.57 | 4389.9823 | 40.57% | Y | Y | Y | Y
Energy Star Commercial Glass Door Freezer | Turnover | Miscellaneous | 10820.55 | 6430.57 | 4389.982 | 40.57% | 10820.5523 | 6430.57 | 4389.9823 | 40.57% | Y | Y | Y | Y
Energy Star Commercial Glass Door Freezer | Turnover | Offices | 10820.55 | 6430.57 | 4389.982 | 40.57% | 10820.5523 | 6430.57 | 4389.9823 | 40.57% | Y | Y | Y | Y
Energy Star Commercial Glass Door Freezer | Turnover | Restaurants | 10820.55 | 6430.57 | 4389.982 | 40.57% | 10820.5523 | 6430.57 | 4389.9823 | 40.57% | Y | Y | Y | Y
Energy Star Commercial Glass Door Freezer | Turnover | Retail | 10820.55 | 6430.57 | 4389.982 | 40.57% | 10820.5523 | 6430.57 | 4389.9823 | 40.57% | Y | Y | Y | Y
Energy Star Commercial Glass Door Freezer | Turnover | Schools K-12 | 10820.55 | 6430.57 | 4389.982 | 40.57% | 10820.5523 | 6430.57 | 4389.9823 | 40.57% | Y | Y | Y | Y
Energy Star Commercial Glass Door Freezer | Turnover | Warehouse | 10820.55 | 6430.57 | 4389.982 | 40.57% | 10820.5523 | 6430.57 | 4389.9823 | 40.57% | Y | Y | Y | Y
Energy Star Commercial Glass Door Freezer | New | Assembly | 10820.55 | 6430.57 | 4389.982 | 40.57% | 10820.5523 | 6430.57 | 4389.9823 | 40.57% | Y | Y | Y | Y
Energy Star Commercial Glass Door Freezer | New | College and University | 10820.55 | 6430.57 | 4389.982 | 40.57% | 10820.5523 | 6430.57 | 4389.9823 | 40.57% | Y | Y | Y | Y
Energy Star Commercial Glass Door Freezer | New | Grocery | 10820.55 | 6430.57 | 4389.982 | 40.57% | 10820.5523 | 6430.57 | 4389.9823 | 40.57% | Y | Y | Y | Y
Energy Star Commercial Glass Door Freezer | New | Healthcare | 10820.55 | 6430.57 | 4389.982 | 40.57% | 10820.5523 | 6430.57 | 4389.9823 | 40.57% | Y | Y | Y | Y
Energy Star Commercial Glass Door Freezer | New | Hospitals | 10820.55 | 6430.57 | 4389.982 | 40.57% | 10820.5523 | 6430.57 | 4389.9823 | 40.57% | Y | Y | Y | Y
Energy Star Commercial Glass Door Freezer | New | Institutional | 10820.55 | 6430.57 | 4389.982 | 40.57% | 10820.5523 | 6430.57 | 4389.9823 | 40.57% | Y | Y | Y | Y
Energy Star Commercial Glass Door Freezer | New | Lodging/Hospitality | 10820.55 | 6430.57 | 4389.982 | 40.57% | 10820.5523 | 6430.57 | 4389.9823 | 40.57% | Y | Y | Y | Y
Energy Star Commercial Glass Door Freezer | New | Miscellaneous | 10820.55 | 6430.57 | 4389.982 | 40.57% | 10820.5523 | 6430.57 | 4389.9823 | 40.57% | Y | Y | Y | Y
Energy Star Commercial Glass Door Freezer | New | Offices | 10820.55 | 6430.57 | 4389.982 | 40.57% | 10820.5523 | 6430.57 | 4389.9823 | 40.57% | Y | Y | Y | Y
Energy Star Commercial Glass Door Freezer | New | Restaurants | 10820.55 | 6430.57 | 4389.982 | 40.57% | 10820.5523 | 6430.57 | 4389.9823 | 40.57% | Y | Y | Y | Y
Energy Star Commercial Glass Door Freezer | New | Retail | 10820.55 | 6430.57 | 4389.982 | 40.57% | 10820.5523 | 6430.57 | 4389.9823 | 40.57% | Y | Y | Y | Y
Energy Star Commercial Glass Door Freezer | New | Schools K-12 | 10820.55 | 6430.57 | 4389.982 | 40.57% | 10820.5523 | 6430.57 | 4389.9823 | 40.57% | Y | Y | Y | Y
Energy Star Commercial Glass Door Freezer | New | Warehouse | 10820.55 | 6430.57 | 4389.982 | 40.57% | 10820.5523 | 6430.57 | 4389.9823 | 40.57% | Y | Y | Y | Y
Energy Star Commercial Glass Door Refrigerator | Turnover | Assembly | 2436.183 | 1513.316 | 922.8665 | 37.88% | 2436.1825 | 1513.3161 | 922.8665 | 37.88% | Y | Y | Y | Y
Energy Star Commercial Glass Door Refrigerator | Turnover | College and University | 2436.183 | 1513.316 | 922.8665 | 37.88% | 2436.1825 | 1513.3161 | 922.8665 | 37.88% | Y | Y | Y | Y
Energy Star Commercial Glass Door Refrigerator | Turnover | Grocery | 2436.183 | 1513.316 | 922.8665 | 37.88% | 2436.1825 | 1513.3161 | 922.8665 | 37.88% | Y | Y | Y | Y
Energy Star Commercial Glass Door Refrigerator | Turnover | Healthcare | 2436.183 | 1513.316 | 922.8665 | 37.88% | 2436.1825 | 1513.3161 | 922.8665 | 37.88% | Y | Y | Y | Y
Energy Star Commercial Glass Door Refrigerator | Turnover | Hospitals | 2436.183 | 1513.316 | 922.8665 | 37.88% | 2436.1825 | 1513.3161 | 922.8665 | 37.88% | Y | Y | Y | Y
Energy Star Commercial Glass Door Refrigerator | Turnover | Institutional | 2436.183 | 1513.316 | 922.8665 | 37.88% | 2436.1825 | 1513.3161 | 922.8665 | 37.88% | Y | Y | Y | Y
Energy Star Commercial Glass Door Refrigerator | Turnover | Lodging/Hospitality | 2436.183 | 1513.316 | 922.8665 | 37.88% | 2436.1825 | 1513.3161 | 922.8665 | 37.88% | Y | Y | Y | Y
Energy Star Commercial Glass Door Refrigerator | Turnover | Miscellaneous | 2436.183 | 1513.316 | 922.8665 | 37.88% | 2436.1825 | 1513.3161 | 922.8665 | 37.88% | Y | Y | Y | Y
Energy Star Commercial Glass Door Refrigerator | Turnover | Offices | 2436.183 | 1513.316 | 922.8665 | 37.88% | 2436.1825 | 1513.3161 | 922.8665 | 37.88% | Y | Y | Y | Y
Energy Star Commercial Glass Door Refrigerator | Turnover | Restaurants | 2436.183 | 1513.316 | 922.8665 | 37.88% | 2436.1825 | 1513.3161 | 922.8665 | 37.88% | Y | Y | Y | Y
Energy Star Commercial Glass Door Refrigerator | Turnover | Retail | 2436.183 | 1513.316 | 922.8665 | 37.88% | 2436.1825 | 1513.3161 | 922.8665 | 37.88% | Y | Y | Y | Y
Energy Star Commercial Glass Door Refrigerator | Turnover | Schools K-12 | 2436.183 | 1513.316 | 922.8665 | 37.88% | 2436.1825 | 1513.3161 | 922.8665 | 37.88% | Y | Y | Y | Y
Energy Star Commercial Glass Door Refrigerator | Turnover | Warehouse | 2436.183 | 1513.316 | 922.8665 | 37.88% | 2436.1825 | 1513.3161 | 922.8665 | 37.88% | Y | Y | Y | Y
Energy Star Commercial Glass Door Refrigerator | New | Assembly | 2436.183 | 1513.316 | 922.8665 | 37.88% | 2436.1825 | 1513.3161 | 922.8665 | 37.88% | Y | Y | Y | Y
Energy Star Commercial Glass Door Refrigerator | New | College and University | 2436.183 | 1513.316 | 922.8665 | 37.88% | 2436.1825 | 1513.3161 | 922.8665 | 37.88% | Y | Y | Y | Y
Energy Star Commercial Glass Door Refrigerator | New | Grocery | 2436.183 | 1513.316 | 922.8665 | 37.88% | 2436.1825 | 1513.3161 | 922.8665 | 37.88% | Y | Y | Y | Y
Energy Star Commercial Glass Door Refrigerator | New | Healthcare | 2436.183 | 1513.316 | 922.8665 | 37.88% | 2436.1825 | 1513.3161 | 922.8665 | 37.88% | Y | Y | Y | Y
Energy Star Commercial Glass Door Refrigerator | New | Hospitals | 2436.183 | 1513.316 | 922.8665 | 37.88% | 2436.1825 | 1513.3161 | 922.8665 | 37.88% | Y | Y | Y | Y
Energy Star Commercial Glass Door Refrigerator | New | Institutional | 2436.183 | 1513.316 | 922.8665 | 37.88% | 2436.1825 | 1513.3161 | 922.8665 | 37.88% | Y | Y | Y | Y
Energy Star Commercial Glass Door Refrigerator | New | Lodging/Hospitality | 2436.183 | 1513.316 | 922.8665 | 37.88% | 2436.1825 | 1513.3161 | 922.8665 | 37.88% | Y | Y | Y | Y
Energy Star Commercial Glass Door Refrigerator | New | Miscellaneous | 2436.183 | 1513.316 | 922.8665 | 37.88% | 2436.1825 | 1513.3161 | 922.8665 | 37.88% | Y | Y | Y | Y
Energy Star Commercial Glass Door Refrigerator | New | Offices | 2436.183 | 1513.316 | 922.8665 | 37.88% | 2436.1825 | 1513.3161 | 922.8665 | 37.88% | Y | Y | Y | Y
Energy Star Commercial Glass Door Refrigerator | New | Restaurants | 2436.183 | 1513.316 | 922.8665 | 37.88% | 2436.1825 | 1513.3161 | 922.8665 | 37.88% | Y | Y | Y | Y
Energy Star Commercial Glass Door Refrigerator | New | Retail | 2436.183 | 1513.316 | 922.8665 | 37.88% | 2436.1825 | 1513.3161 | 922.8665 | 37.88% | Y | Y | Y | Y
Energy Star Commercial Glass Door Refrigerator | New | Schools K-12 | 2436.183 | 1513.316 | 922.8665 | 37.88% | 2436.1825 | 1513.3161 | 922.8665 | 37.88% | Y | Y | Y | Y
Energy Star Commercial Glass Door Refrigerator | New | Warehouse | 2436.183 | 1513.316 | 922.8665 | 37.88% | 2436.1825 | 1513.3161 | 922.8665 | 37.88% | Y | Y | Y | Y
Energy Star Commercial Solid Door Freezer | Turnover | Assembly | 6015.147 | 3482.1 | 2533.047 | 42.11% | 6015.1469 | 3482.1 | 2533.0469 | 42.11% | Y | Y | Y | Y
Energy Star Commercial Solid Door Freezer | Turnover | College and University | 6015.147 | 3482.1 | 2533.047 | 42.11% | 6015.1469 | 3482.1 | 2533.0469 | 42.11% | Y | Y | Y | Y
Energy Star Commercial Solid Door Freezer | Turnover | Grocery | 6015.147 | 3482.1 | 2533.047 | 42.11% | 6015.1469 | 3482.1 | 2533.0469 | 42.11% | Y | Y | Y | Y
Energy Star Commercial Solid Door Freezer | Turnover | Healthcare | 6015.147 | 3482.1 | 2533.047 | 42.11% | 6015.1469 | 3482.1 | 2533.0469 | 42.11% | Y | Y | Y | Y
Energy Star Commercial Solid Door Freezer | Turnover | Hospitals | 6015.147 | 3482.1 | 2533.047 | 42.11% | 6015.1469 | 3482.1 | 2533.0469 | 42.11% | Y | Y | Y | Y
Energy Star Commercial Solid Door Freezer | Turnover | Institutional | 6015.147 | 3482.1 | 2533.047 | 42.11% | 6015.1469 | 3482.1 | 2533.0469 | 42.11% | Y | Y | Y | Y
Energy Star Commercial Solid Door Freezer | Turnover | Lodging/Hospitality | 6015.147 | 3482.1 | 2533.047 | 42.11% | 6015.1469 | 3482.1 | 2533.0469 | 42.11% | Y | Y | Y | Y
Energy Star Commercial Solid Door Freezer | Turnover | Miscellaneous | 6015.147 | 3482.1 | 2533.047 | 42.11% | 6015.1469 | 3482.1 | 2533.0469 | 42.11% | Y | Y | Y | Y
Energy Star Commercial Solid Door Freezer | Turnover | Offices | 6015.147 | 3482.1 | 2533.047 | 42.11% | 6015.1469 | 3482.1 | 2533.0469 | 42.11% | Y | Y | Y | Y
Energy Star Commercial Solid Door Freezer | Turnover | Restaurants | 6015.147 | 3482.1 | 2533.047 | 42.11% | 6015.1469 | 3482.1 | 2533.0469 | 42.11% | Y | Y | Y | Y
Energy Star Commercial Solid Door Freezer | Turnover | Retail | 6015.147 | 3482.1 | 2533.047 | 42.11% | 6015.1469 | 3482.1 | 2533.0469 | 42.11% | Y | Y | Y | Y
Energy Star Commercial Solid Door Freezer | Turnover | Schools K-12 | 6015.147 | 3482.1 | 2533.047 | 42.11% | 6015.1469 | 3482.1 | 2533.0469 | 42.11% | Y | Y | Y | Y