Energy Star Commercial Solid Door Freezer | Turnover | Warehouse | 6015.147 | 3482.1 | 2533.047 | 42.11% | 6015.1469 | 3482.1 | 2533.0469 | 42.11% | Y | Y | Y | Y
Energy Star Commercial Solid Door Freezer | New | Assembly | 6015.147 | 3482.1 | 2533.047 | 42.11% | 6015.1469 | 3482.1 | 2533.0469 | 42.11% | Y | Y | Y | Y
Energy Star Commercial Solid Door Freezer | New | College and University | 6015.147 | 3482.1 | 2533.047 | 42.11% | 6015.1469 | 3482.1 | 2533.0469 | 42.11% | Y | Y | Y | Y
Energy Star Commercial Solid Door Freezer | New | Grocery | 6015.147 | 3482.1 | 2533.047 | 42.11% | 6015.1469 | 3482.1 | 2533.0469 | 42.11% | Y | Y | Y | Y
Energy Star Commercial Solid Door Freezer | New | Healthcare | 6015.147 | 3482.1 | 2533.047 | 42.11% | 6015.1469 | 3482.1 | 2533.0469 | 42.11% | Y | Y | Y | Y
Energy Star Commercial Solid Door Freezer | New | Hospitals | 6015.147 | 3482.1 | 2533.047 | 42.11% | 6015.1469 | 3482.1 | 2533.0469 | 42.11% | Y | Y | Y | Y
Energy Star Commercial Solid Door Freezer | New | Institutional | 6015.147 | 3482.1 | 2533.047 | 42.11% | 6015.1469 | 3482.1 | 2533.0469 | 42.11% | Y | Y | Y | Y
Energy Star Commercial Solid Door Freezer | New | Lodging/Hospitality | 6015.147 | 3482.1 | 2533.047 | 42.11% | 6015.1469 | 3482.1 | 2533.0469 | 42.11% | Y | Y | Y | Y
Energy Star Commercial Solid Door Freezer | New | Miscellaneous | 6015.147 | 3482.1 | 2533.047 | 42.11% | 6015.1469 | 3482.1 | 2533.0469 | 42.11% | Y | Y | Y | Y
Energy Star Commercial Solid Door Freezer | New | Offices | 6015.147 | 3482.1 | 2533.047 | 42.11% | 6015.1469 | 3482.1 | 2533.0469 | 42.11% | Y | Y | Y | Y
Energy Star Commercial Solid Door Freezer | New | Restaurants | 6015.147 | 3482.1 | 2533.047 | 42.11% | 6015.1469 | 3482.1 | 2533.0469 | 42.11% | Y | Y | Y | Y
Energy Star Commercial Solid Door Freezer | New | Retail | 6015.147 | 3482.1 | 2533.047 | 42.11% | 6015.1469 | 3482.1 | 2533.0469 | 42.11% | Y | Y | Y | Y
Energy Star Commercial Solid Door Freezer | New | Schools K-12 | 6015.147 | 3482.1 | 2533.047 | 42.11% | 6015.1469 | 3482.1 | 2533.0469 | 42.11% | Y | Y | Y | Y
Energy Star Commercial Solid Door Freezer | New | Warehouse | 6015.147 | 3482.1 | 2533.047 | 42.11% | 6015.1469 | 3482.1 | 2533.0469 | 42.11% | Y | Y | Y | Y
Energy Star Commercial Solid Door Refrigerator | Turnover | Assembly | 1690.489 | 840.5646 | 849.9239 | 50.28% | 1690.4885 | 840.5646 | 849.9239 | 50.28% | Y | Y | Y | Y
Energy Star Commercial Solid Door Refrigerator | Turnover | College and University | 1690.489 | 840.5646 | 849.9239 | 50.28% | 1690.4885 | 840.5646 | 849.9239 | 50.28% | Y | Y | Y | Y
Energy Star Commercial Solid Door Refrigerator | Turnover | Grocery | 1690.489 | 840.5646 | 849.9239 | 50.28% | 1690.4885 | 840.5646 | 849.9239 | 50.28% | Y | Y | Y | Y
Energy Star Commercial Solid Door Refrigerator | Turnover | Healthcare | 1690.489 | 840.5646 | 849.9239 | 50.28% | 1690.4885 | 840.5646 | 849.9239 | 50.28% | Y | Y | Y | Y
Energy Star Commercial Solid Door Refrigerator | Turnover | Hospitals | 1690.489 | 840.5646 | 849.9239 | 50.28% | 1690.4885 | 840.5646 | 849.9239 | 50.28% | Y | Y | Y | Y
Energy Star Commercial Solid Door Refrigerator | Turnover | Institutional | 1690.489 | 840.5646 | 849.9239 | 50.28% | 1690.4885 | 840.5646 | 849.9239 | 50.28% | Y | Y | Y | Y
Energy Star Commercial Solid Door Refrigerator | Turnover | Lodging/Hospitality | 1690.489 | 840.5646 | 849.9239 | 50.28% | 1690.4885 | 840.5646 | 849.9239 | 50.28% | Y | Y | Y | Y
Energy Star Commercial Solid Door Refrigerator | Turnover | Miscellaneous | 1690.489 | 840.5646 | 849.9239 | 50.28% | 1690.4885 | 840.5646 | 849.9239 | 50.28% | Y | Y | Y | Y
Energy Star Commercial Solid Door Refrigerator | Turnover | Offices | 1690.489 | 840.5646 | 849.9239 | 50.28% | 1690.4885 | 840.5646 | 849.9239 | 50.28% | Y | Y | Y | Y
Energy Star Commercial Solid Door Refrigerator | Turnover | Restaurants | 1690.489 | 840.5646 | 849.9239 | 50.28% | 1690.4885 | 840.5646 | 849.9239 | 50.28% | Y | Y | Y | Y
Energy Star Commercial Solid Door Refrigerator | Turnover | Retail | 1690.489 | 840.5646 | 849.9239 | 50.28% | 1690.4885 | 840.5646 | 849.9239 | 50.28% | Y | Y | Y | Y
Energy Star Commercial Solid Door Refrigerator | Turnover | Schools K-12 | 1690.489 | 840.5646 | 849.9239 | 50.28% | 1690.4885 | 840.5646 | 849.9239 | 50.28% | Y | Y | Y | Y
Energy Star Commercial Solid Door Refrigerator | Turnover | Warehouse | 1690.489 | 840.5646 | 849.9239 | 50.28% | 1690.4885 | 840.5646 | 849.9239 | 50.28% | Y | Y | Y | Y
Energy Star Commercial Solid Door Refrigerator | New | Assembly | 1690.489 | 840.5646 | 849.9239 | 50.28% | 1690.4885 | 840.5646 | 849.9239 | 50.28% | Y | Y | Y | Y
Energy Star Commercial Solid Door Refrigerator | New | College and University | 1690.489 | 840.5646 | 849.9239 | 50.28% | 1690.4885 | 840.5646 | 849.9239 | 50.28% | Y | Y | Y | Y
Energy Star Commercial Solid Door Refrigerator | New | Grocery | 1690.489 | 840.5646 | 849.9239 | 50.28% | 1690.4885 | 840.5646 | 849.9239 | 50.28% | Y | Y | Y | Y
Energy Star Commercial Solid Door Refrigerator | New | Healthcare | 1690.489 | 840.5646 | 849.9239 | 50.28% | 1690.4885 | 840.5646 | 849.9239 | 50.28% | Y | Y | Y | Y
Energy Star Commercial Solid Door Refrigerator | New | Hospitals | 1690.489 | 840.5646 | 849.9239 | 50.28% | 1690.4885 | 840.5646 | 849.9239 | 50.28% | Y | Y | Y | Y
Energy Star Commercial Solid Door Refrigerator | New | Institutional | 1690.489 | 840.5646 | 849.9239 | 50.28% | 1690.4885 | 840.5646 | 849.9239 | 50.28% | Y | Y | Y | Y
Energy Star Commercial Solid Door Refrigerator | New | Lodging/Hospitality | 1690.489 | 840.5646 | 849.9239 | 50.28% | 1690.4885 | 840.5646 | 849.9239 | 50.28% | Y | Y | Y | Y
Energy Star Commercial Solid Door Refrigerator | New | Miscellaneous | 1690.489 | 840.5646 | 849.9239 | 50.28% | 1690.4885 | 840.5646 | 849.9239 | 50.28% | Y | Y | Y | Y
Energy Star Commercial Solid Door Refrigerator | New | Offices | 1690.489 | 840.5646 | 849.9239 | 50.28% | 1690.4885 | 840.5646 | 849.9239 | 50.28% | Y | Y | Y | Y
Energy Star Commercial Solid Door Refrigerator | New | Restaurants | 1690.489 | 840.5646 | 849.9239 | 50.28% | 1690.4885 | 840.5646 | 849.9239 | 50.28% | Y | Y | Y | Y
Energy Star Commercial Solid Door Refrigerator | New | Retail | 1690.489 | 840.5646 | 849.9239 | 50.28% | 1690.4885 | 840.5646 | 849.9239 | 50.28% | Y | Y | Y | Y
Energy Star Commercial Solid Door Refrigerator | New | Schools K-12 | 1690.489 | 840.5646 | 849.9239 | 50.28% | 1690.4885 | 840.5646 | 849.9239 | 50.28% | Y | Y | Y | Y
Energy Star Commercial Solid Door Refrigerator | New | Warehouse | 1690.489 | 840.5646 | 849.9239 | 50.28% | 1690.4885 | 840.5646 | 849.9239 | 50.28% | Y | Y | Y | Y
Energy Star Ice Maker | Turnover | Assembly | 2088.509 | 1850.648 | 237.861 | 11.39% | 2088.5085 | 1850.6475 | 237.861 | 11.39% | Y | Y | Y | Y
Energy Star Ice Maker | Turnover | College and University | 2088.509 | 1850.648 | 237.861 | 11.39% | 2088.5085 | 1850.6475 | 237.861 | 11.39% | Y | Y | Y | Y
Energy Star Ice Maker | Turnover | Grocery | 2088.509 | 1850.648 | 237.861 | 11.39% | 2088.5085 | 1850.6475 | 237.861 | 11.39% | Y | Y | Y | Y
Energy Star Ice Maker | Turnover | Healthcare | 2088.509 | 1850.648 | 237.861 | 11.39% | 2088.5085 | 1850.6475 | 237.861 | 11.39% | Y | Y | Y | Y
Energy Star Ice Maker | Turnover | Hospitals | 2088.509 | 1850.648 | 237.861 | 11.39% | 2088.5085 | 1850.6475 | 237.861 | 11.39% | Y | Y | Y | Y
Energy Star Ice Maker | Turnover | Institutional | 2088.509 | 1850.648 | 237.861 | 11.39% | 2088.5085 | 1850.6475 | 237.861 | 11.39% | Y | Y | Y | Y
Energy Star Ice Maker | Turnover | Lodging/Hospitality | 2088.509 | 1850.648 | 237.861 | 11.39% | 2088.5085 | 1850.6475 | 237.861 | 11.39% | Y | Y | Y | Y
Energy Star Ice Maker | Turnover | Miscellaneous | 2088.509 | 1850.648 | 237.861 | 11.39% | 2088.5085 | 1850.6475 | 237.861 | 11.39% | Y | Y | Y | Y
Energy Star Ice Maker | Turnover | Offices | 2088.509 | 1850.648 | 237.861 | 11.39% | 2088.5085 | 1850.6475 | 237.861 | 11.39% | Y | Y | Y | Y
Energy Star Ice Maker | Turnover | Restaurants | 2088.509 | 1850.648 | 237.861 | 11.39% | 2088.5085 | 1850.6475 | 237.861 | 11.39% | Y | Y | Y | Y
Energy Star Ice Maker | Turnover | Retail | 2088.509 | 1850.648 | 237.861 | 11.39% | 2088.5085 | 1850.6475 | 237.861 | 11.39% | Y | Y | Y | Y
Energy Star Ice Maker | Turnover | Schools K-12 | 2088.509 | 1850.648 | 237.861 | 11.39% | 2088.5085 | 1850.6475 | 237.861 | 11.39% | Y | Y | Y | Y
Energy Star Ice Maker | Turnover | Warehouse | 2088.509 | 1850.648 | 237.861 | 11.39% | 2088.5085 | 1850.6475 | 237.861 | 11.39% | Y | Y | Y | Y
Energy Star Ice Maker | New | Assembly | 2088.509 | 1850.648 | 237.861 | 11.39% | 2088.5085 | 1850.6475 | 237.861 | 11.39% | Y | Y | Y | Y
Energy Star Ice Maker | New | College and University | 2088.509 | 1850.648 | 237.861 | 11.39% | 2088.5085 | 1850.6475 | 237.861 | 11.39% | Y | Y | Y | Y
Energy Star Ice Maker | New | Grocery | 2088.509 | 1850.648 | 237.861 | 11.39% | 2088.5085 | 1850.6475 | 237.861 | 11.39% | Y | Y | Y | Y
Energy Star Ice Maker | New | Healthcare | 2088.509 | 1850.648 | 237.861 | 11.39% | 2088.5085 | 1850.6475 | 237.861 | 11.39% | Y | Y | Y | Y
Energy Star Ice Maker | New | Hospitals | 2088.509 | 1850.648 | 237.861 | 11.39% | 2088.5085 | 1850.6475 | 237.861 | 11.39% | Y | Y | Y | Y
Energy Star Ice Maker | New | Institutional | 2088.509 | 1850.648 | 237.861 | 11.39% | 2088.5085 | 1850.6475 | 237.861 | 11.39% | Y | Y | Y | Y
Energy Star Ice Maker | New | Lodging/Hospitality | 2088.509 | 1850.648 | 237.861 | 11.39% | 2088.5085 | 1850.6475 | 237.861 | 11.39% | Y | Y | Y | Y
Energy Star Ice Maker | New | Miscellaneous | 2088.509 | 1850.648 | 237.861 | 11.39% | 2088.5085 | 1850.6475 | 237.861 | 11.39% | Y | Y | Y | Y
Energy Star Ice Maker | New | Offices | 2088.509 | 1850.648 | 237.861 | 11.39% | 2088.5085 | 1850.6475 | 237.861 | 11.39% | Y | Y | Y | Y
Energy Star Ice Maker | New | Restaurants | 2088.509 | 1850.648 | 237.861 | 11.39% | 2088.5085 | 1850.6475 | 237.861 | 11.39% | Y | Y | Y | Y
Energy Star Ice Maker | New | Retail | 2088.509 | 1850.648 | 237.861 | 11.39% | 2088.5085 | 1850.6475 | 237.861 | 11.39% | Y | Y | Y | Y
Energy Star Ice Maker | New | Schools K-12 | 2088.509 | 1850.648 | 237.861 | 11.39% | 2088.5085 | 1850.6475 | 237.861 | 11.39% | Y | Y | Y | Y
Energy Star Ice Maker | New | Warehouse | 2088.509 | 1850.648 | 237.861 | 11.39% | 2088.5085 | 1850.6475 | 237.861 | 11.39% | Y | Y | Y | Y
Energy Star Refrigerator | Turnover | Assembly | 607.13 | 473.63 | 133.5 | 21.99% | 607.13 | 473.63 | 133.5 | 21.99% | Y | Y | Y | Y
Energy Star Refrigerator | Turnover | College and University | 607.13 | 473.63 | 133.5 | 21.99% | 607.13 | 473.63 | 133.5 | 21.99% | Y | Y | Y | Y
Energy Star Refrigerator | Turnover | Grocery | 607.13 | 473.63 | 133.5 | 21.99% | 607.13 | 473.63 | 133.5 | 21.99% | Y | Y | Y | Y
Energy Star Refrigerator | Turnover | Healthcare | 607.13 | 473.63 | 133.5 | 21.99% | 607.13 | 473.63 | 133.5 | 21.99% | Y | Y | Y | Y
Energy Star Refrigerator | Turnover | Hospitals | 607.13 | 473.63 | 133.5 | 21.99% | 607.13 | 473.63 | 133.5 | 21.99% | Y | Y | Y | Y
Energy Star Refrigerator | Turnover | Institutional | 607.13 | 473.63 | 133.5 | 21.99% | 607.13 | 473.63 | 133.5 | 21.99% | Y | Y | Y | Y
Energy Star Refrigerator | Turnover | Lodging/Hospitality | 607.13 | 473.63 | 133.5 | 21.99% | 607.13 | 473.63 | 133.5 | 21.99% | Y | Y | Y | Y
Energy Star Refrigerator | Turnover | Miscellaneous | 607.13 | 473.63 | 133.5 | 21.99% | 607.13 | 473.63 | 133.5 | 21.99% | Y | Y | Y | Y
Energy Star Refrigerator | Turnover | Offices | 607.13 | 473.63 | 133.5 | 21.99% | 607.13 | 473.63 | 133.5 | 21.99% | Y | Y | Y | Y
Energy Star Refrigerator | Turnover | Restaurants | 607.13 | 473.63 | 133.5 | 21.99% | 607.13 | 473.63 | 133.5 | 21.99% | Y | Y | Y | Y
Energy Star Refrigerator | Turnover | Retail | 607.13 | 473.63 | 133.5 | 21.99% | 607.13 | 473.63 | 133.5 | 21.99% | Y | Y | Y | Y
Energy Star Refrigerator | Turnover | Schools K-12 | 607.13 | 473.63 | 133.5 | 21.99% | 607.13 | 473.63 | 133.5 | 21.99% | Y | Y | Y | Y
Energy Star Refrigerator | Turnover | Warehouse | 607.13 | 473.63 | 133.5 | 21.99% | 607.13 | 473.63 | 133.5 | 21.99% | Y | Y | Y | Y
Energy Star Refrigerator | New | Assembly | 607.13 | 473.63 | 133.5 | 21.99% | 607.13 | 473.63 | 133.5 | 21.99% | Y | Y | Y | Y
Energy Star Refrigerator | New | College and University | 607.13 | 473.63 | 133.5 | 21.99% | 607.13 | 473.63 | 133.5 | 21.99% | Y | Y | Y | Y
Energy Star Refrigerator | New | Grocery | 607.13 | 473.63 | 133.5 | 21.99% | 607.13 | 473.63 | 133.5 | 21.99% | Y | Y | Y | Y
Energy Star Refrigerator | New | Healthcare | 607.13 | 473.63 | 133.5 | 21.99% | 607.13 | 473.63 | 133.5 | 21.99% | Y | Y | Y | Y
Energy Star Refrigerator | New | Hospitals | 607.13 | 473.63 | 133.5 | 21.99% | 607.13 | 473.63 | 133.5 | 21.99% | Y | Y | Y | Y
Energy Star Refrigerator | New | Institutional | 607.13 | 473.63 | 133.5 | 21.99% | 607.13 | 473.63 | 133.5 | 21.99% | Y | Y | Y | Y
Energy Star Refrigerator | New | Lodging/Hospitality | 607.13 | 473.63 | 133.5 | 21.99% | 607.13 | 473.63 | 133.5 | 21.99% | Y | Y | Y | Y
Energy Star Refrigerator | New | Miscellaneous | 607.13 | 473.63 | 133.5 | 21.99% | 607.13 | 473.63 | 133.5 | 21.99% | Y | Y | Y | Y
Energy Star Refrigerator | New | Offices | 607.13 | 473.63 | 133.5 | 21.99% | 607.13 | 473.63 | 133.5 | 21.99% | Y | Y | Y | Y
Energy Star Refrigerator | New | Restaurants | 607.13 | 473.63 | 133.5 | 21.99% | 607.13 | 473.63 | 133.5 | 21.99% | Y | Y | Y | Y
Energy Star Refrigerator | New | Retail | 607.13 | 473.63 | 133.5 | 21.99% | 607.13 | 473.63 | 133.5 | 21.99% | Y | Y | Y | Y
Energy Star Refrigerator | New | Schools K-12 | 607.13 | 473.63 | 133.5 | 21.99% | 607.13 | 473.63 | 133.5 | 21.99% | Y | Y | Y | Y
Energy Star Refrigerator | New | Warehouse | 607.13 | 473.63 | 133.5 | 21.99% | 607.13 | 473.63 | 133.5 | 21.99% | Y | Y | Y | Y
Energy Star Vending Machine | Turnover | Assembly | 1460.365 | 934.6336 | 525.7314 | 36% | 1460.365 | 934.6336 | 525.7314 | 36% | Y | Y | Y | Y
Energy Star Vending Machine | Turnover | College and University | 1460.365 | 934.6336 | 525.7314 | 36% | 1460.365 | 934.6336 | 525.7314 | 36% | Y | Y | Y | Y
Energy Star Vending Machine | Turnover | Grocery | 1460.365 | 934.6336 | 525.7314 | 36% | 1460.365 | 934.6336 | 525.7314 | 36% | Y | Y | Y | Y
Energy Star Vending Machine | Turnover | Healthcare | 1460.365 | 934.6336 | 525.7314 | 36% | 1460.365 | 934.6336 | 525.7314 | 36% | Y | Y | Y | Y
Energy Star Vending Machine | Turnover | Hospitals | 1460.365 | 934.6336 | 525.7314 | 36% | 1460.365 | 934.6336 | 525.7314 | 36% | Y | Y | Y | Y
Energy Star Vending Machine | Turnover | Institutional | 1460.365 | 934.6336 | 525.7314 | 36% | 1460.365 | 934.6336 | 525.7314 | 36% | Y | Y | Y | Y
Energy Star Vending Machine | Turnover | Lodging/Hospitality | 1460.365 | 934.6336 | 525.7314 | 36% | 1460.365 | 934.6336 | 525.7314 | 36% | Y | Y | Y | Y
Energy Star Vending Machine | Turnover | Miscellaneous | 1460.365 | 934.6336 | 525.7314 | 36% | 1460.365 | 934.6336 | 525.7314 | 36% | Y | Y | Y | Y
Energy Star Vending Machine | Turnover | Offices | 1460.365 | 934.6336 | 525.7314 | 36% | 1460.365 | 934.6336 | 525.7314 | 36% | Y | Y | Y | Y
Energy Star Vending Machine | Turnover | Restaurants | 1460.365 | 934.6336 | 525.7314 | 36% | 1460.365 | 934.6336 | 525.7314 | 36% | Y | Y | Y | Y
Energy Star Vending Machine | Turnover | Retail | 1460.365 | 934.6336 | 525.7314 | 36% | 1460.365 | 934.6336 | 525.7314 | 36% | Y | Y | Y | Y
Energy Star Vending Machine | Turnover | Schools K-12 | 1460.365 | 934.6336 | 525.7314 | 36% | 1460.365 | 934.6336 | 525.7314 | 36% | Y | Y | Y | Y
Energy Star Vending Machine | Turnover | Warehouse | 1460.365 | 934.6336 | 525.7314 | 36% | 1460.365 | 934.6336 | 525.7314 | 36% | Y | Y | Y | Y
Energy Star Vending Machine | New | Assembly | 1460.365 | 934.6336 | 525.7314 | 36% | 1460.365 | 934.6336 | 525.7314 | 36% | Y | Y | Y | Y
Energy Star Vending Machine | New | College and University | 1460.365 | 934.6336 | 525.7314 | 36% | 1460.365 | 934.6336 | 525.7314 | 36% | Y | Y | Y | Y
Energy Star Vending Machine | New | Grocery | 1460.365 | 934.6336 | 525.7314 | 36% | 1460.365 | 934.6336 | 525.7314 | 36% | Y | Y | Y | Y
Energy Star Vending Machine | New | Healthcare | 1460.365 | 934.6336 | 525.7314 | 36% | 1460.365 | 934.6336 | 525.7314 | 36% | Y | Y | Y | Y
Energy Star Vending Machine | New | Hospitals | 1460.365 | 934.6336 | 525.7314 | 36% | 1460.365 | 934.6336 | 525.7314 | 36% | Y | Y | Y | Y
Energy Star Vending Machine | New | Institutional | 1460.365 | 934.6336 | 525.7314 | 36% | 1460.365 | 934.6336 | 525.7314 | 36% | Y | Y | Y | Y
Energy Star Vending Machine | New | Lodging/Hospitality | 1460.365 | 934.6336 | 525.7314 | 36% | 1460.365 | 934.6336 | 525.7314 | 36% | Y | Y | Y | Y
Energy Star Vending Machine | New | Miscellaneous | 1460.365 | 934.6336 | 525.7314 | 36% | 1460.365 | 934.6336 | 525.7314 | 36% | Y | Y | Y | Y
Energy Star Vending Machine | New | Offices | 1460.365 | 934.6336 | 525.7314 | 36% | 1460.365 | 934.6336 | 525.7314 | 36% | Y | Y | Y | Y
Energy Star Vending Machine | New | Restaurants | 1460.365 | 934.6336 | 525.7314 | 36% | 1460.365 | 934.6336 | 525.7314 | 36% | Y | Y | Y | Y
Energy Star Vending Machine | New | Retail | 1460.365 | 934.6336 | 525.7314 | 36% | 1460.365 | 934.6336 | 525.7314 | 36% | Y | Y | Y | Y
Energy Star Vending Machine | New | Schools K-12 | 1460.365 | 934.6336 | 525.7314 | 36% | 1460.365 | 934.6336 | 525.7314 | 36% | Y | Y | Y | Y
Energy Star Vending Machine | New | Warehouse | 1460.365 | 934.6336 | 525.7314 | 36% | 1460.365 | 934.6336 | 525.7314 | 36% | Y | Y | Y | Y
Refrigerated Display Case LED Lighting | Turnover | Assembly | 2434.55 | 2273.56 | 160.9897 | 6.613% | 2434.55 | 2273.5603 | 160.9897 | 6.613% | Y | Y | Y | Y
Refrigerated Display Case LED Lighting | Turnover | College and University | 2434.55 | 2273.56 | 160.9897 | 6.613% | 2434.55 | 2273.5603 | 160.9897 | 6.613% | Y | Y | Y | Y
Refrigerated Display Case LED Lighting | Turnover | Grocery | 2434.55 | 2273.56 | 160.9897 | 6.613% | 2434.55 | 2273.5603 | 160.9897 | 6.613% | Y | Y | Y | Y
Refrigerated Display Case LED Lighting | Turnover | Healthcare | 2434.55 | 2273.56 | 160.9897 | 6.613% | 2434.55 | 2273.5603 | 160.9897 | 6.613% | Y | Y | Y | Y
Refrigerated Display Case LED Lighting | Turnover | Hospitals | 2434.55 | 2273.56 | 160.9897 | 6.613% | 2434.55 | 2273.5603 | 160.9897 | 6.613% | Y | Y | Y | Y
Refrigerated Display Case LED Lighting | Turnover | Institutional | 2434.55 | 2273.56 | 160.9897 | 6.613% | 2434.55 | 2273.5603 | 160.9897 | 6.613% | Y | Y | Y | Y
Refrigerated Display Case LED Lighting | Turnover | Lodging/Hospitality | 2434.55 | 2273.56 | 160.9897 | 6.613% | 2434.55 | 2273.5603 | 160.9897 | 6.613% | Y | Y | Y | Y
Refrigerated Display Case LED Lighting | Turnover | Miscellaneous | 2434.55 | 2273.56 | 160.9897 | 6.613% | 2434.55 | 2273.5603 | 160.9897 | 6.613% | Y | Y | Y | Y
Refrigerated Display Case LED Lighting | Turnover | Offices | 2434.55 | 2273.56 | 160.9897 | 6.613% | 2434.55 | 2273.5603 | 160.9897 | 6.613% | Y | Y | Y | Y
Refrigerated Display Case LED Lighting | Turnover | Restaurants | 2434.55 | 2273.56 | 160.9897 | 6.613% | 2434.55 | 2273.5603 | 160.9897 | 6.613% | Y | Y | Y | Y
Refrigerated Display Case LED Lighting | Turnover | Retail | 2434.55 | 2273.56 | 160.9897 | 6.613% | 2434.55 | 2273.5603 | 160.9897 | 6.613% | Y | Y | Y | Y
Refrigerated Display Case LED Lighting | Turnover | Schools K-12 | 2434.55 | 2273.56 | 160.9897 | 6.613% | 2434.55 | 2273.5603 | 160.9897 | 6.613% | Y | Y | Y | Y
Refrigerated Display Case LED Lighting | Turnover | Warehouse | 2434.55 | 2273.56 | 160.9897 | 6.613% | 2434.55 | 2273.5603 | 160.9897 | 6.613% | Y | Y | Y | Y
Refrigerated Display Case LED Lighting | New | Assembly | 2434.55 | 2434.55 | 0 | 0% | 2434.55 | 2434.55 | 0 | 0% | Y | Y | Y | Y
Refrigerated Display Case LED Lighting | New | College and University | 2434.55 | 2434.55 | 0 | 0% | 2434.55 | 2434.55 | 0 | 0% | Y | Y | Y | Y
Refrigerated Display Case LED Lighting | New | Grocery | 2434.55 | 2434.55 | 0 | 0% | 2434.55 | 2434.55 | 0 | 0% | Y | Y | Y | Y
Refrigerated Display Case LED Lighting | New | Healthcare | 2434.55 | 2434.55 | 0 | 0% | 2434.55 | 2434.55 | 0 | 0% | Y | Y | Y | Y
Refrigerated Display Case LED Lighting | New | Hospitals | 2434.55 | 2434.55 | 0 | 0% | 2434.55 | 2434.55 | 0 | 0% | Y | Y | Y | Y
Refrigerated Display Case LED Lighting | New | Institutional | 2434.55 | 2434.55 | 0 | 0% | 2434.55 | 2434.55 | 0 | 0% | Y | Y | Y | Y
Refrigerated Display Case LED Lighting | New | Lodging/Hospitality | 2434.55 | 2434.55 | 0 | 0% | 2434.55 | 2434.55 | 0 | 0% | Y | Y | Y | Y
Refrigerated Display Case LED Lighting | New | Miscellaneous | 2434.55 | 2434.55 | 0 | 0% | 2434.55 | 2434.55 | 0 | 0% | Y | Y | Y | Y
Refrigerated Display Case LED Lighting | New | Offices | 2434.55 | 2434.55 | 0 | 0% | 2434.55 | 2434.55 | 0 | 0% | Y | Y | Y | Y
Refrigerated Display Case LED Lighting | New | Restaurants | 2434.55 | 2434.55 | 0 | 0% | 2434.55 | 2434.55 | 0 | 0% | Y | Y | Y | Y
Refrigerated Display Case LED Lighting | New | Retail | 2434.55 | 2434.55 | 0 | 0% | 2434.55 | 2434.55 | 0 | 0% | Y | Y | Y | Y
Refrigerated Display Case LED Lighting | New | Schools K-12 | 2434.55 | 2434.55 | 0 | 0% | 2434.55 | 2434.55 | 0 | 0% | Y | Y | Y | Y
Refrigerated Display Case LED Lighting | New | Warehouse | 2434.55 | 2434.55 | 0 | 0% | 2434.55 | 2434.55 | 0 | 0% | Y | Y | Y | Y
10HP Open Drip-Proof(ODP) Motor | Turnover | Assembly | 20689.91 | 20466.72 | 223.1921 | 1.079% | 20689.9073 | 20466.7152 | 223.1921 | 1.079% | Y | Y | Y | Y
10HP Open Drip-Proof(ODP) Motor | Turnover | College and University | 20689.91 | 20466.72 | 223.1921 | 1.079% | 20689.9073 | 20466.7152 | 223.1921 | 1.079% | Y | Y | Y | Y
10HP Open Drip-Proof(ODP) Motor | Turnover | Grocery | 20689.91 | 20466.72 | 223.1921 | 1.079% | 20689.9073 | 20466.7152 | 223.1921 | 1.079% | Y | Y | Y | Y
10HP Open Drip-Proof(ODP) Motor | Turnover | Healthcare | 20689.91 | 20466.72 | 223.1921 | 1.079% | 20689.9073 | 20466.7152 | 223.1921 | 1.079% | Y | Y | Y | Y
10HP Open Drip-Proof(ODP) Motor | Turnover | Hospitals | 20689.91 | 20466.72 | 223.1921 | 1.079% | 20689.9073 | 20466.7152 | 223.1921 | 1.079% | Y | Y | Y | Y
10HP Open Drip-Proof(ODP) Motor | Turnover | Institutional | 20689.91 | 20466.72 | 223.1921 | 1.079% | 20689.9073 | 20466.7152 | 223.1921 | 1.079% | Y | Y | Y | Y
10HP Open Drip-Proof(ODP) Motor | Turnover | Lodging/Hospitality | 20689.91 | 20466.72 | 223.1921 | 1.079% | 20689.9073 | 20466.7152 | 223.1921 | 1.079% | Y | Y | Y | Y
10HP Open Drip-Proof(ODP) Motor | Turnover | Miscellaneous | 20689.91 | 20466.72 | 223.1921 | 1.079% | 20689.9073 | 20466.7152 | 223.1921 | 1.079% | Y | Y | Y | Y
10HP Open Drip-Proof(ODP) Motor | Turnover | Offices | 20689.91 | 20466.72 | 223.1921 | 1.079% | 20689.9073 | 20466.7152 | 223.1921 | 1.079% | Y | Y | Y | Y
10HP Open Drip-Proof(ODP) Motor | Turnover | Restaurants | 20689.91 | 20466.72 | 223.1921 | 1.079% | 20689.9073 | 20466.7152 | 223.1921 | 1.079% | Y | Y | Y | Y
10HP Open Drip-Proof(ODP) Motor | Turnover | Retail | 20689.91 | 20466.72 | 223.1921 | 1.079% | 20689.9073 | 20466.7152 | 223.1921 | 1.079% | Y | Y | Y | Y
10HP Open Drip-Proof(ODP) Motor | Turnover | Schools K-12 | 20689.91 | 20466.72 | 223.1921 | 1.079% | 20689.9073 | 20466.7152 | 223.1921 | 1.079% | Y | Y | Y | Y
10HP Open Drip-Proof(ODP) Motor | Turnover | Warehouse | 20689.91 | 20466.72 | 223.1921 | 1.079% | 20689.9073 | 20466.7152 | 223.1921 | 1.079% | Y | Y | Y | Y
10HP Open Drip-Proof(ODP) Motor | New | Assembly | 20689.91 | 20466.72 | 223.1921 | 1.079% | 20689.9073 | 20466.7152 | 223.1921 | 1.079% | Y | Y | Y | Y
10HP Open Drip-Proof(ODP) Motor | New | College and University | 20689.91 | 20466.72 | 223.1921 | 1.079% | 20689.9073 | 20466.7152 | 223.1921 | 1.079% | Y | Y | Y | Y
10HP Open Drip-Proof(ODP) Motor | New | Grocery | 20689.91 | 20466.72 | 223.1921 | 1.079% | 20689.9073 | 20466.7152 | 223.1921 | 1.079% | Y | Y | Y | Y
10HP Open Drip-Proof(ODP) Motor | New | Healthcare | 20689.91 | 20466.72 | 223.1921 | 1.079% | 20689.9073 | 20466.7152 | 223.1921 | 1.079% | Y | Y | Y | Y
10HP Open Drip-Proof(ODP) Motor | New | Hospitals | 20689.91 | 20466.72 | 223.1921 | 1.079% | 20689.9073 | 20466.7152 | 223.1921 | 1.079% | Y | Y | Y | Y
10HP Open Drip-Proof(ODP) Motor | New | Institutional | 20689.91 | 20466.72 | 223.1921 | 1.079% | 20689.9073 | 20466.7152 | 223.1921 | 1.079% | Y | Y | Y | Y
10HP Open Drip-Proof(ODP) Motor | New | Lodging/Hospitality | 20689.91 | 20466.72 | 223.1921 | 1.079% | 20689.9073 | 20466.7152 | 223.1921 | 1.079% | Y | Y | Y | Y
10HP Open Drip-Proof(ODP) Motor | New | Miscellaneous | 20689.91 | 20466.72 | 223.1921 | 1.079% | 20689.9073 | 20466.7152 | 223.1921 | 1.079% | Y | Y | Y | Y
10HP Open Drip-Proof(ODP) Motor | New | Offices | 20689.91 | 20466.72 | 223.1921 | 1.079% | 20689.9073 | 20466.7152 | 223.1921 | 1.079% | Y | Y | Y | Y
10HP Open Drip-Proof(ODP) Motor | New | Restaurants | 20689.91 | 20466.72 | 223.1921 | 1.079% | 20689.9073 | 20466.7152 | 223.1921 | 1.079% | Y | Y | Y | Y
10HP Open Drip-Proof(ODP) Motor | New | Retail | 20689.91 | 20466.72 | 223.1921 | 1.079% | 20689.9073 | 20466.7152 | 223.1921 | 1.079% | Y | Y | Y | Y
10HP Open Drip-Proof(ODP) Motor | New | Schools K-12 | 20689.91 | 20466.72 | 223.1921 | 1.079% | 20689.9073 | 20466.7152 | 223.1921 | 1.079% | Y | Y | Y | Y
10HP Open Drip-Proof(ODP) Motor | New | Warehouse | 20689.91 | 20466.72 | 223.1921 | 1.079% | 20689.9073 | 20466.7152 | 223.1921 | 1.079% | Y | Y | Y | Y
High Speed Fans | Turnover | Assembly | 4629.178 | 4120.616 | 508.5618 | 10.99% | 4629.1782 | 4120.6164 | 508.5618 | 10.99% | Y | Y | Y | Y
High Speed Fans | Turnover | College and University | 4629.178 | 4120.616 | 508.5618 | 10.99% | 4629.1782 | 4120.6164 | 508.5618 | 10.99% | Y | Y | Y | Y
High Speed Fans | Turnover | Grocery | 4629.178 | 4120.616 | 508.5618 | 10.99% | 4629.1782 | 4120.6164 | 508.5618 | 10.99% | Y | Y | Y | Y
High Speed Fans | Turnover | Healthcare | 4629.178 | 4120.616 | 508.5618 | 10.99% | 4629.1782 | 4120.6164 | 508.5618 | 10.99% | Y | Y | Y | Y
High Speed Fans | Turnover | Hospitals | 4629.178 | 4120.616 | 508.5618 | 10.99% | 4629.1782 | 4120.6164 | 508.5618 | 10.99% | Y | Y | Y | Y
High Speed Fans | Turnover | Institutional | 4629.178 | 4120.616 | 508.5618 | 10.99% | 4629.1782 | 4120.6164 | 508.5618 | 10.99% | Y | Y | Y | Y
High Speed Fans | Turnover | Lodging/Hospitality | 4629.178 | 4120.616 | 508.5618 | 10.99% | 4629.1782 | 4120.6164 | 508.5618 | 10.99% | Y | Y | Y | Y
High Speed Fans | Turnover | Miscellaneous | 4629.178 | 4120.616 | 508.5618 | 10.99% | 4629.1782 | 4120.6164 | 508.5618 | 10.99% | Y | Y | Y | Y
High Speed Fans | Turnover | Offices | 4629.178 | 4120.616 | 508.5618 | 10.99% | 4629.1782 | 4120.6164 | 508.5618 | 10.99% | Y | Y | Y | Y
High Speed Fans | Turnover | Restaurants | 4629.178 | 4120.616 | 508.5618 | 10.99% | 4629.1782 | 4120.6164 | 508.5618 | 10.99% | Y | Y | Y | Y
High Speed Fans | Turnover | Retail | 4629.178 | 4120.616 | 508.5618 | 10.99% | 4629.1782 | 4120.6164 | 508.5618 | 10.99% | Y | Y | Y | Y
High Speed Fans | Turnover | Schools K-12 | 4629.178 | 4120.616 | 508.5618 | 10.99% | 4629.1782 | 4120.6164 | 508.5618 | 10.99% | Y | Y | Y | Y
High Speed Fans | Turnover | Warehouse | 4629.178 | 4120.616 | 508.5618 | 10.99% | 4629.1782 | 4120.6164 | 508.5618 | 10.99% | Y | Y | Y | Y
High Speed Fans | New | Assembly | 4629.178 | 4120.616 | 508.5618 | 10.99% | 4629.1782 | 4120.6164 | 508.5618 | 10.99% | Y | Y | Y | Y
High Speed Fans | New | College and University | 4629.178 | 4120.616 | 508.5618 | 10.99% | 4629.1782 | 4120.6164 | 508.5618 | 10.99% | Y | Y | Y | Y
High Speed Fans | New | Grocery | 4629.178 | 4120.616 | 508.5618 | 10.99% | 4629.1782 | 4120.6164 | 508.5618 | 10.99% | Y | Y | Y | Y
High Speed Fans | New | Healthcare | 4629.178 | 4120.616 | 508.5618 | 10.99% | 4629.1782 | 4120.6164 | 508.5618 | 10.99% | Y | Y | Y | Y
High Speed Fans | New | Hospitals | 4629.178 | 4120.616 | 508.5618 | 10.99% | 4629.1782 | 4120.6164 | 508.5618 | 10.99% | Y | Y | Y | Y
High Speed Fans | New | Institutional | 4629.178 | 4120.616 | 508.5618 | 10.99% | 4629.1782 | 4120.6164 | 508.5618 | 10.99% | Y | Y | Y | Y
High Speed Fans | New | Lodging/Hospitality | 4629.178 | 4120.616 | 508.5618 | 10.99% | 4629.1782 | 4120.6164 | 508.5618 | 10.99% | Y | Y | Y | Y
High Speed Fans | New | Miscellaneous | 4629.178 | 4120.616 | 508.5618 | 10.99% | 4629.1782 | 4120.6164 | 508.5618 | 10.99% | Y | Y | Y | Y
High Speed Fans | New | Offices | 4629.178 | 4120.616 | 508.5618 | 10.99% | 4629.1782 | 4120.6164 | 508.5618 | 10.99% | Y | Y | Y | Y
High Speed Fans | New | Restaurants | 4629.178 | 4120.616 | 508.5618 | 10.99% | 4629.1782 | 4120.6164 | 508.5618 | 10.99% | Y | Y | Y | Y
High Speed Fans | New | Retail | 4629.178 | 4120.616 | 508.5618 | 10.99% | 4629.1782 | 4120.6164 | 508.5618 | 10.99% | Y | Y | Y | Y
High Speed Fans | New | Schools K-12 | 4629.178 | 4120.616 | 508.5618 | 10.99% | 4629.1782 | 4120.6164 | 508.5618 | 10.99% | Y | Y | Y | Y
High Speed Fans | New | Warehouse | 4629.178 | 4120.616 | 508.5618 | 10.99% | 4629.1782 | 4120.6164 | 508.5618 | 10.99% | Y | Y | Y | Y
Drain Water Heat Recovery | Existing | Assembly | 7518.698 | 6595.949 | 922.7493 | 12.27% | 7518.6978 | 6595.9485 | 922.7493 | 12.27% | Y | Y | Y | Y
Drain Water Heat Recovery | Existing | College and University | 172930 | 151706.8 | 21223.23 | 12.27% | 172930.0493 | 151706.816 | 21223.2333 | 12.27% | Y | Y | Y | Y
Drain Water Heat Recovery | Existing | Grocery | 15037.4 | 13191.9 | 1845.499 | 12.27% | 15037.3956 | 13191.897 | 1845.4985 | 12.27% | N | N | Y | Y
Drain Water Heat Recovery | Existing | Healthcare | 10024.93 | 8794.598 | 1230.332 | 12.27% | 10024.9304 | 8794.598 | 1230.3324 | 12.27% | Y | Y | Y | Y
Drain Water Heat Recovery | Existing | Hospitals | 303254.1 | 266036.6 | 37217.55 | 12.27% | 303254.1444 | 266036.5903 | 37217.5541 | 12.27% | Y | N | Y | Y
Drain Water Heat Recovery | Existing | Institutional | 601495.8 | 527675.9 | 73819.94 | 12.27% | 601495.8236 | 527675.8816 | 73819.942 | 12.27% | Y | N | Y | Y
Drain Water Heat Recovery | Existing | Lodging/Hospitality | 72179.5 | 63321.11 | 8858.393 | 12.27% | 72179.4988 | 63321.1058 | 8858.393 | 12.27% | N | Y | Y | Y
Drain Water Heat Recovery | Existing | Miscellaneous | 451121.9 | 395756.9 | 55364.96 | 12.27% | 451121.8677 | 395756.9112 | 55364.9565 | 12.27% | N | Y | Y | Y
Drain Water Heat Recovery | Existing | Offices | 62655.81 | 54966.24 | 7689.577 | 12.27% | 62655.815 | 54966.2377 | 7689.5773 | 12.27% | Y | Y | Y | Y
Drain Water Heat Recovery | Existing | Restaurants | 25062.33 | 21986.5 | 3075.831 | 12.27% | 25062.326 | 21986.4951 | 3075.8309 | 12.27% | Y | N | Y | Y
Drain Water Heat Recovery | Existing | Retail | 44661.06 | 39179.93 | 5481.131 | 12.27% | 44661.0649 | 39179.9342 | 5481.1307 | 12.27% | Y | Y | Y | Y
Drain Water Heat Recovery | Existing | Schools K-12 | 3132.859 | 2748.372 | 384.4873 | 12.27% | 3132.8594 | 2748.3721 | 384.4873 | 12.27% | Y | Y | Y | Y
Drain Water Heat Recovery | Existing | Warehouse | 15037.4 | 13191.9 | 1845.499 | 12.27% | 15037.3956 | 13191.897 | 1845.4985 | 12.27% | N | N | Y | Y
Drain Water Heat Recovery | New | Assembly | 7192.49 | 6309.775 | 882.7147 | 12.27% | 7192.4897 | 6309.7751 | 882.7147 | 12.27% | Y | Y | Y | Y
Drain Water Heat Recovery | New | College and University | 165427.3 | 145124.8 | 20302.44 | 12.27% | 165427.2641 | 145124.8271 | 20302.437 | 12.27% | N | Y | Y | Y
Drain Water Heat Recovery | New | Grocery | 14384.98 | 12619.55 | 1765.429 | 12.27% | 14384.9795 | 12619.5502 | 1765.4293 | 12.27% | Y | Y | Y | Y
Drain Water Heat Recovery | New | Healthcare | 9589.986 | 8413.033 | 1176.953 | 12.27% | 9589.9863 | 8413.0335 | 1176.9529 | 12.27% | Y | Y | Y | Y
Drain Water Heat Recovery | New | Hospitals | 290097.1 | 254494.3 | 35602.82 | 12.27% | 290097.0863 | 254494.262 | 35602.8242 | 12.27% | N | N | Y | Y
Drain Water Heat Recovery | New | Institutional | 575399.2 | 504782 | 70617.17 | 12.27% | 575399.1794 | 504782.0074 | 70617.172 | 12.27% | N | Y | Y | Y
Drain Water Heat Recovery | New | Lodging/Hospitality | 69047.9 | 60573.84 | 8474.061 | 12.27% | 69047.9015 | 60573.8409 | 8474.0606 | 12.27% | Y | Y | Y | Y
Drain Water Heat Recovery | New | Miscellaneous | 431549.4 | 378586.5 | 52962.88 | 12.27% | 431549.3845 | 378586.5055 | 52962.879 | 12.27% | N | Y | Y | Y
Drain Water Heat Recovery | New | Offices | 59937.41 | 52581.46 | 7355.955 | 12.27% | 59937.4145 | 52581.4591 | 7355.9554 | 12.27% | Y | Y | Y | Y
Drain Water Heat Recovery | New | Restaurants | 23974.97 | 21032.58 | 2942.382 | 12.27% | 23974.9658 | 21032.5836 | 2942.3822 | 12.27% | Y | Y | Y | Y
Drain Water Heat Recovery | New | Retail | 42723.39 | 37480.06 | 5243.325 | 12.27% | 42723.3891 | 37480.064 | 5243.325 | 12.27% | Y | Y | Y | Y
Drain Water Heat Recovery | New | Schools K-12 | 2996.936 | 2629.131 | 367.8058 | 12.27% | 2996.9364 | 2629.1306 | 367.8058 | 12.27% | Y | Y | Y | Y
Drain Water Heat Recovery | New | Warehouse | 14384.98 | 12619.55 | 1765.429 | 12.27% | 14384.9795 | 12619.5502 | 1765.4293 | 12.27% | Y | Y | Y | Y
Faucet Aerator | Existing | Assembly | 7518.698 | 7273.133 | 245.5646 | 3.266% | 7518.6978 | 7273.1332 | 245.5646 | 3.266% | Y | Y | Y | Y
Faucet Aerator | Existing | College and University | 172930 | 170147 | 2783.065 | 1.609% | 172930.0493 | 170146.9844 | 2783.0649 | 1.609% | Y | N | Y | Y
Faucet Aerator | Existing | Grocery | 15037.4 | 14791.83 | 245.5646 | 1.633% | 15037.3956 | 14791.831 | 245.5646 | 1.633% | N | Y | Y | Y
Faucet Aerator | Existing | Healthcare | 10024.93 | 9779.366 | 245.5646 | 2.45% | 10024.9304 | 9779.3658 | 245.5646 | 2.45% | Y | Y | Y | Y
Faucet Aerator | Existing | Hospitals | 303254.1 | 300061.8 | 3192.339 | 1.053% | 303254.1444 | 300061.8052 | 3192.3392 | 1.053% | Y | Y | Y | Y
Faucet Aerator | Existing | Institutional | 601495.8 | 588235.3 | 13260.49 | 2.205% | 601495.8236 | 588235.3378 | 13260.4858 | 2.205% | Y | Y | Y | Y
Faucet Aerator | Existing | Lodging/Hospitality | 72179.5 | 71524.66 | 654.8388 | 0.9072% | 72179.4988 | 71524.66 | 654.8388 | 0.9072% | N | Y | Y | Y
Faucet Aerator | Existing | Miscellaneous | 451121.9 | 449157.4 | 1964.516 | 0.4355% | 451121.8677 | 449157.3513 | 1964.5164 | 0.4355% | N | N | Y | Y
Faucet Aerator | Existing | Offices | 62655.81 | 62410.25 | 245.5646 | 0.3919% | 62655.815 | 62410.2504 | 245.5646 | 0.3919% | Y | Y | Y | Y
Faucet Aerator | Existing | Restaurants | 25062.33 | 24980.47 | 81.8548 | 0.3266% | 25062.326 | 24980.4711 | 81.8549 | 0.3266% | Y | Y | Y | Y
Faucet Aerator | Existing | Retail | 44661.06 | 44497.36 | 163.7097 | 0.3666% | 44661.0649 | 44497.3552 | 163.7097 | 0.3666% | Y | Y | Y | Y
Faucet Aerator | Existing | Schools K-12 | 3132.859 | 3051.005 | 81.8548 | 2.613% | 3132.8594 | 3051.0046 | 81.8549 | 2.613% | Y | Y | Y | Y
Faucet Aerator | Existing | Warehouse | 15037.4 | 14955.54 | 81.8548 | 0.5443% | 15037.3956 | 14955.5407 | 81.8549 | 0.5443% | N | Y | Y | Y
Faucet Aerator | New | Assembly | 7192.49 | 6946.925 | 245.5646 | 3.414% | 7192.4897 | 6946.9252 | 245.5646 | 3.414% | Y | Y | Y | Y
Faucet Aerator | New | College and University | 165427.3 | 162644.2 | 2783.065 | 1.682% | 165427.2641 | 162644.1992 | 2783.0649 | 1.682% | N | N | Y | Y
Faucet Aerator | New | Grocery | 14384.98 | 14139.41 | 245.5646 | 1.707% | 14384.9795 | 14139.4149 | 245.5646 | 1.707% | Y | Y | Y | Y
Faucet Aerator | New | Healthcare | 9589.986 | 9344.422 | 245.5646 | 2.561% | 9589.9863 | 9344.4218 | 245.5646 | 2.561% | Y | Y | Y | Y
Faucet Aerator | New | Hospitals | 290097.1 | 286904.7 | 3192.339 | 1.1% | 290097.0863 | 286904.7471 | 3192.3392 | 1.1% | N | Y | Y | Y
Faucet Aerator | New | Institutional | 575399.2 | 562138.7 | 13260.49 | 2.305% | 575399.1794 | 562138.6936 | 13260.4858 | 2.305% | N | N | Y | Y
Faucet Aerator | New | Lodging/Hospitality | 69047.9 | 68393.06 | 654.8388 | 0.9484% | 69047.9015 | 68393.0627 | 654.8388 | 0.9484% | Y | Y | Y | Y
Faucet Aerator | New | Miscellaneous | 431549.4 | 429584.9 | 1964.516 | 0.4552% | 431549.3845 | 429584.8681 | 1964.5164 | 0.4552% | N | N | Y | Y
Faucet Aerator | New | Offices | 59937.41 | 59691.85 | 245.5646 | 0.4097% | 59937.4145 | 59691.85 | 245.5646 | 0.4097% | Y | Y | Y | Y
Faucet Aerator | New | Restaurants | 23974.97 | 23893.11 | 81.8548 | 0.3414% | 23974.9658 | 23893.111 | 81.8549 | 0.3414% | Y | Y | Y | Y
Faucet Aerator | New | Retail | 42723.39 | 42559.68 | 163.7097 | 0.3832% | 42723.3891 | 42559.6794 | 163.7097 | 0.3832% | Y | Y | Y | Y
Faucet Aerator | New | Schools K-12 | 2996.936 | 2915.082 | 81.8548 | 2.731% | 2996.9364 | 2915.0816 | 81.8549 | 2.731% | Y | Y | Y | Y
Faucet Aerator | New | Warehouse | 14384.98 | 14303.12 | 81.8548 | 0.569% | 14384.9795 | 14303.1246 | 81.8549 | 0.569% | Y | Y | Y | Y
Hot Water Circulation Pump Control | Existing | Assembly | 7518.698 | 6867.698 | 651 | 8.658% | 7518.6978 | 6867.6978 | 651 | 8.658% | Y | Y | Y | Y
Hot Water Circulation Pump Control | Existing | College and University | 172930 | 166420 | 6510 | 3.765% | 172930.0493 | 166420.0493 | 6510 | 3.765% | Y | Y | Y | Y
Hot Water Circulation Pump Control | Existing | Grocery | 15037.4 | 14386.4 | 651 | 4.329% | 15037.3956 | 14386.3956 | 651 | 4.329% | N | N | Y | Y
Hot Water Circulation Pump Control | Existing | Healthcare | 10024.93 | 9373.93 | 651 | 6.494% | 10024.9304 | 9373.9304 | 651 | 6.494% | Y | Y | Y | Y
Hot Water Circulation Pump Control | Existing | Hospitals | 303254.1 | 293489.1 | 9765 | 3.22% | 303254.1444 | 293489.1444 | 9765 | 3.22% | Y | Y | Y | Y
Hot Water Circulation Pump Control | Existing | Institutional | 601495.8 | 585220.8 | 16275 | 2.706% | 601495.8236 | 585220.8236 | 16275 | 2.706% | Y | Y | Y | Y
Hot Water Circulation Pump Control | Existing | Lodging/Hospitality | 72179.5 | 70226.5 | 1953 | 2.706% | 72179.4988 | 70226.4988 | 1953 | 2.706% | N | N | Y | Y
Hot Water Circulation Pump Control | Existing | Miscellaneous | 451121.9 | 438101.9 | 13020 | 2.886% | 451121.8677 | 438101.8677 | 13020 | 2.886% | N | N | Y | Y
Hot Water Circulation Pump Control | Existing | Offices | 62655.81 | 60702.81 | 1953 | 3.117% | 62655.815 | 60702.815 | 1953 | 3.117% | Y | Y | Y | Y
Hot Water Circulation Pump Control | Existing | Restaurants | 25062.33 | 23760.33 | 1302 | 5.195% | 25062.326 | 23760.326 | 1302 | 5.195% | Y | Y | Y | Y
Hot Water Circulation Pump Control | Existing | Retail | 44661.06 | 42708.06 | 1953 | 4.373% | 44661.0649 | 42708.0649 | 1953 | 4.373% | Y | Y | Y | Y
Hot Water Circulation Pump Control | Existing | Schools K-12 | 3132.859 | 2481.859 | 651 | 20.78% | 3132.8594 | 2481.8594 | 651 | 20.78% | Y | Y | Y | Y
Hot Water Circulation Pump Control | Existing | Warehouse | 15037.4 | 14386.4 | 651 | 4.329% | 15037.3956 | 14386.3956 | 651 | 4.329% | N | N | Y | Y
Hot Water Circulation Pump Control | New | Assembly | 7192.49 | 6541.49 | 651 | 9.051% | 7192.4897 | 6541.4897 | 651 | 9.051% | Y | Y | Y | Y
Hot Water Circulation Pump Control | New | College and University | 165427.3 | 158917.3 | 6510 | 3.935% | 165427.2641 | 158917.2641 | 6510 | 3.935% | N | N | Y | Y
Hot Water Circulation Pump Control | New | Grocery | 14384.98 | 13733.98 | 651 | 4.526% | 14384.9795 | 13733.9795 | 651 | 4.526% | Y | Y | Y | Y
Hot Water Circulation Pump Control | New | Healthcare | 9589.986 | 8938.986 | 651 | 6.788% | 9589.9863 | 8938.9863 | 651 | 6.788% | Y | Y | Y | Y
Hot Water Circulation Pump Control | New | Hospitals | 290097.1 | 280332.1 | 9765 | 3.366% | 290097.0863 | 280332.0863 | 9765 | 3.366% | N | N | Y | Y
Hot Water Circulation Pump Control | New | Institutional | 575399.2 | 559124.2 | 16275 | 2.828% | 575399.1794 | 559124.1794 | 16275 | 2.828% | N | N | Y | Y
Hot Water Circulation Pump Control | New | Lodging/Hospitality | 69047.9 | 67094.9 | 1953 | 2.828% | 69047.9015 | 67094.9015 | 1953 | 2.828% | Y | Y | Y | Y
Hot Water Circulation Pump Control | New | Miscellaneous | 431549.4 | 418529.4 | 13020 | 3.017% | 431549.3845 | 418529.3845 | 13020 | 3.017% | N | N | Y | Y
Hot Water Circulation Pump Control | New | Offices | 59937.41 | 57984.41 | 1953 | 3.258% | 59937.4145 | 57984.4145 | 1953 | 3.258% | Y | Y | Y | Y
Hot Water Circulation Pump Control | New | Restaurants | 23974.97 | 22672.97 | 1302 | 5.431% | 23974.9658 | 22672.9658 | 1302 | 5.431% | Y | Y | Y | Y
Hot Water Circulation Pump Control | New | Retail | 42723.39 | 40770.39 | 1953 | 4.571% | 42723.3891 | 40770.3891 | 1953 | 4.571% | Y | Y | Y | Y
Hot Water Circulation Pump Control | New | Schools K-12 | 2996.936 | 2345.936 | 651 | 21.72% | 2996.9364 | 2345.9364 | 651 | 21.72% | Y | Y | Y | Y
Hot Water Circulation Pump Control | New | Warehouse | 14384.98 | 13733.98 | 651 | 4.526% | 14384.9795 | 13733.9795 | 651 | 4.526% | Y | Y | Y | Y
Hot Water Pipe Insulation | Existing | Assembly | 7518.698 | 6163.106 | 1355.592 | 18.03% | 7518.6978 | 6163.1058 | 1355.592 | 18.03% | Y | Y | Y | Y
Hot Water Pipe Insulation | Existing | College and University | 172930 | 159374.1 | 13555.92 | 7.839% | 172930.0493 | 159374.129 | 13555.9203 | 7.839% | Y | Y | Y | Y
Hot Water Pipe Insulation | Existing | Grocery | 15037.4 | 13681.8 | 1355.592 | 9.015% | 15037.3956 | 13681.8036 | 1355.592 | 9.015% | N | Y | Y | Y
Hot Water Pipe Insulation | Existing | Healthcare | 10024.93 | 8669.338 | 1355.592 | 13.52% | 10024.9304 | 8669.3384 | 1355.592 | 13.52% | Y | Y | Y | Y
Hot Water Pipe Insulation | Existing | Hospitals | 303254.1 | 282920.3 | 20333.88 | 6.705% | 303254.1444 | 282920.264 | 20333.8804 | 6.705% | Y | N | Y | Y
Hot Water Pipe Insulation | Existing | Institutional | 601495.8 | 567606 | 33889.8 | 5.634% | 601495.8236 | 567606.0229 | 33889.8007 | 5.634% | Y | Y | Y | Y
Hot Water Pipe Insulation | Existing | Lodging/Hospitality | 72179.5 | 68112.72 | 4066.776 | 5.634% | 72179.4988 | 68112.7227 | 4066.7761 | 5.634% | N | Y | Y | Y
Hot Water Pipe Insulation | Existing | Miscellaneous | 451121.9 | 424010 | 27111.84 | 6.01% | 451121.8677 | 424010.0271 | 27111.8406 | 6.01% | N | Y | Y | Y
Hot Water Pipe Insulation | Existing | Offices | 62655.81 | 58589.04 | 4066.776 | 6.491% | 62655.815 | 58589.0389 | 4066.7761 | 6.491% | Y | Y | Y | Y
Hot Water Pipe Insulation | Existing | Restaurants | 25062.33 | 22351.14 | 2711.184 | 10.82% | 25062.326 | 22351.1419 | 2711.1841 | 10.82% | Y | Y | Y | Y
Hot Water Pipe Insulation | Existing | Retail | 44661.06 | 40594.29 | 4066.776 | 9.106% | 44661.0649 | 40594.2888 | 4066.7761 | 9.106% | Y | Y | Y | Y
Hot Water Pipe Insulation | Existing | Schools K-12 | 3132.859 | 1777.267 | 1355.592 | 43.27% | 3132.8594 | 1777.2674 | 1355.592 | 43.27% | Y | Y | Y | Y
Hot Water Pipe Insulation | Existing | Warehouse | 15037.4 | 13681.8 | 1355.592 | 9.015% | 15037.3956 | 13681.8036 | 1355.592 | 9.015% | N | Y | Y | Y
Hot Water Pipe Insulation | New | Assembly | 7192.49 | 5836.898 | 1355.592 | 18.85% | 7192.4897 | 5836.8977 | 1355.592 | 18.85% | Y | Y | Y | Y
Hot Water Pipe Insulation | New | College and University | 165427.3 | 151871.3 | 13555.92 | 8.194% | 165427.2641 | 151871.3438 | 13555.9203 | 8.194% | N | Y | Y | Y
Hot Water Pipe Insulation | New | Grocery | 14384.98 | 13029.39 | 1355.592 | 9.424% | 14384.9795 | 13029.3875 | 1355.592 | 9.424% | Y | Y | Y | Y
Hot Water Pipe Insulation | New | Healthcare | 9589.986 | 8234.394 | 1355.592 | 14.14% | 9589.9863 | 8234.3943 | 1355.592 | 14.14% | Y | Y | Y | Y
Hot Water Pipe Insulation | New | Hospitals | 290097.1 | 269763.2 | 20333.88 | 7.009% | 290097.0863 | 269763.2058 | 20333.8804 | 7.009% | N | Y | Y | Y
Hot Water Pipe Insulation | New | Institutional | 575399.2 | 541509.4 | 33889.8 | 5.89% | 575399.1794 | 541509.3787 | 33889.8007 | 5.89% | N | N | Y | Y
Hot Water Pipe Insulation | New | Lodging/Hospitality | 69047.9 | 64981.13 | 4066.776 | 5.89% | 69047.9015 | 64981.1254 | 4066.7761 | 5.89% | Y | Y | Y | Y
Hot Water Pipe Insulation | New | Miscellaneous | 431549.4 | 404437.5 | 27111.84 | 6.282% | 431549.3845 | 404437.544 | 27111.8406 | 6.282% | N | Y | Y | Y
Hot Water Pipe Insulation | New | Offices | 59937.41 | 55870.64 | 4066.776 | 6.785% | 59937.4145 | 55870.6384 | 4066.7761 | 6.785% | Y | Y | Y | Y
Hot Water Pipe Insulation | New | Restaurants | 23974.97 | 21263.78 | 2711.184 | 11.31% | 23974.9658 | 21263.7818 | 2711.1841 | 11.31% | Y | Y | Y | Y
Hot Water Pipe Insulation | New | Retail | 42723.39 | 38656.61 | 4066.776 | 9.519% | 42723.3891 | 38656.613 | 4066.7761 | 9.519% | Y | Y | Y | Y
Hot Water Pipe Insulation | New | Schools K-12 | 2996.936 | 1641.344 | 1355.592 | 45.23% | 2996.9364 | 1641.3444 | 1355.592 | 45.23% | Y | Y | Y | Y
Hot Water Pipe Insulation | New | Warehouse | 14384.98 | 13029.39 | 1355.592 | 9.424% | 14384.9795 | 13029.3875 | 1355.592 | 9.424% | Y | Y | Y | Y
Low Flow Shower Head | Existing | Assembly | 7518.698 | 7344.93 | 173.768 | 2.311% | 7518.6978 | 7344.9298 | 173.768 | 2.311% | Y | Y | Y | Y
Low Flow Shower Head | Existing | College and University | 172930 | 166153.1 | 6776.952 | 3.919% | 172930.0493 | 166153.0973 | 6776.952 | 3.919% | Y | N | Y | Y
Low Flow Shower Head | Existing | Grocery | 15037.4 | 14863.63 | 173.768 | 1.156% | 15037.3956 | 14863.6276 | 173.768 | 1.156% | N | Y | Y | Y
Low Flow Shower Head | Existing | Healthcare | 10024.93 | 9851.162 | 173.768 | 1.733% | 10024.9304 | 9851.1624 | 173.768 | 1.733% | Y | Y | Y | Y
Low Flow Shower Head | Existing | Hospitals | 303254.1 | 298736.2 | 4517.968 | 1.49% | 303254.1444 | 298736.1764 | 4517.968 | 1.49% | Y | N | Y | Y
Low Flow Shower Head | Existing | Institutional | 601495.8 | 597672.9 | 3822.896 | 0.6356% | 601495.8236 | 597672.9276 | 3822.896 | 0.6356% | Y | Y | Y | Y
Low Flow Shower Head | Existing | Lodging/Hospitality | 72179.5 | 70268.05 | 1911.448 | 2.648% | 72179.4988 | 70268.0508 | 1911.448 | 2.648% | N | Y | Y | Y
Low Flow Shower Head | Existing | Miscellaneous | 451121.9 | 448167.8 | 2954.056 | 0.6548% | 451121.8677 | 448167.8117 | 2954.056 | 0.6548% | N | Y | Y | Y
Low Flow Shower Head | Existing | Offices | 62655.81 | 62308.28 | 347.536 | 0.5547% | 62655.815 | 62308.279 | 347.536 | 0.5547% | Y | Y | Y | Y
Low Flow Shower Head | Existing | Restaurants | 25062.33 | 24888.56 | 173.768 | 0.6933% | 25062.326 | 24888.558 | 173.768 | 0.6933% | Y | Y | Y | Y
Low Flow Shower Head | Existing | Retail | 44661.06 | 44313.53 | 347.536 | 0.7782% | 44661.0649 | 44313.5289 | 347.536 | 0.7782% | Y | Y | Y | Y
Low Flow Shower Head | Existing | Schools K-12 | 3132.859 | 2959.091 | 173.768 | 5.547% | 3132.8594 | 2959.0914 | 173.768 | 5.547% | Y | Y | Y | Y
Low Flow Shower Head | Existing | Warehouse | 15037.4 | 14863.63 | 173.768 | 1.156% | 15037.3956 | 14863.6276 | 173.768 | 1.156% | N | Y | Y | Y
Low Flow Shower Head | New | Assembly | 7192.49 | 7018.722 | 173.768 | 2.416% | 7192.4897 | 7018.7217 | 173.768 | 2.416% | Y | Y | Y | Y
Low Flow Shower Head | New | College and University | 165427.3 | 158650.3 | 6776.952 | 4.097% | 165427.2641 | 158650.3121 | 6776.952 | 4.097% | N | Y | Y | Y
Low Flow Shower Head | New | Grocery | 14384.98 | 14211.21 | 173.768 | 1.208% | 14384.9795 | 14211.2115 | 173.768 | 1.208% | Y | Y | Y | Y
Low Flow Shower Head | New | Healthcare | 9589.986 | 9416.218 | 173.768 | 1.812% | 9589.9863 | 9416.2183 | 173.768 | 1.812% | Y | Y | Y | Y
Low Flow Shower Head | New | Hospitals | 290097.1 | 285579.1 | 4517.968 | 1.557% | 290097.0863 | 285579.1183 | 4517.968 | 1.557% | N | Y | Y | Y
Low Flow Shower Head | New | Institutional | 575399.2 | 571576.3 | 3822.896 | 0.6644% | 575399.1794 | 571576.2834 | 3822.896 | 0.6644% | N | N | Y | Y
Low Flow Shower Head | New | Lodging/Hospitality | 69047.9 | 67136.45 | 1911.448 | 2.768% | 69047.9015 | 67136.4535 | 1911.448 | 2.768% | Y | Y | Y | Y
Low Flow Shower Head | New | Miscellaneous | 431549.4 | 428595.3 | 2954.056 | 0.6845% | 431549.3845 | 428595.3285 | 2954.056 | 0.6845% | N | Y | Y | Y
Low Flow Shower Head | New | Offices | 59937.41 | 59589.88 | 347.536 | 0.5798% | 59937.4145 | 59589.8785 | 347.536 | 0.5798% | Y | Y | Y | Y
Low Flow Shower Head | New | Restaurants | 23974.97 | 23801.2 | 173.768 | 0.7248% | 23974.9658 | 23801.1978 | 173.768 | 0.7248% | Y | N | Y | Y
Low Flow Shower Head | New | Retail | 42723.39 | 42375.85 | 347.536 | 0.8135% | 42723.3891 | 42375.8531 | 347.536 | 0.8135% | Y | Y | Y | Y
Low Flow Shower Head | New | Schools K-12 | 2996.936 | 2823.168 | 173.768 | 5.798% | 2996.9364 | 2823.1684 | 173.768 | 5.798% | Y | Y | Y | Y
Low Flow Shower Head | New | Warehouse | 14384.98 | 14211.21 | 173.768 | 1.208% | 14384.9795 | 14211.2115 | 173.768 | 1.208% | Y | Y | Y | Y
Low-Flow Pre-Rinse Sprayers | Existing | Assembly | 7518.698 | 5256.724 | 2261.974 | 30.08% | 7518.6978 | 5256.7237 | 2261.9741 | 30.08% | Y | Y | Y | Y
Low-Flow Pre-Rinse Sprayers | Existing | College and University | 172930 | 170668.1 | 2261.974 | 1.308% | 172930.0493 | 170668.0752 | 2261.9741 | 1.308% | Y | N | Y | Y
Low-Flow Pre-Rinse Sprayers | Existing | Grocery | 15037.4 | 12775.42 | 2261.974 | 15.04% | 15037.3956 | 12775.4215 | 2261.9741 | 15.04% | N | Y | Y | Y
Low-Flow Pre-Rinse Sprayers | Existing | Healthcare | 10024.93 | 7762.956 | 2261.974 | 22.56% | 10024.9304 | 7762.9563 | 2261.9741 | 22.56% | Y | Y | Y | Y
Low-Flow Pre-Rinse Sprayers | Existing | Hospitals | 303254.1 | 300992.2 | 2261.974 | 0.7459% | 303254.1444 | 300992.1703 | 2261.9741 | 0.7459% | Y | N | Y | Y
Low-Flow Pre-Rinse Sprayers | Existing | Institutional | 601495.8 | 599233.8 | 2261.974 | 0.3761% | 601495.8236 | 599233.8495 | 2261.9741 | 0.3761% | Y | Y | Y | Y
Low-Flow Pre-Rinse Sprayers | Existing | Lodging/Hospitality | 72179.5 | 69917.52 | 2261.974 | 3.134% | 72179.4988 | 69917.5248 | 2261.9741 | 3.134% | N | Y | Y | Y
Low-Flow Pre-Rinse Sprayers | Existing | Miscellaneous | 451121.9 | 448859.9 | 2261.974 | 0.5014% | 451121.8677 | 448859.8936 | 2261.9741 | 0.5014% | N | N | Y | Y
Low-Flow Pre-Rinse Sprayers | Existing | Offices | 62655.81 | 60393.84 | 2261.974 | 3.61% | 62655.815 | 60393.8409 | 2261.9741 | 3.61% | Y | Y | Y | Y
Low-Flow Pre-Rinse Sprayers | Existing | Restaurants | 25062.33 | 22800.35 | 2261.974 | 9.025% | 25062.326 | 22800.3519 | 2261.9741 | 9.025% | Y | Y | Y | Y
Low-Flow Pre-Rinse Sprayers | Existing | Retail | 44661.06 | 42399.09 | 2261.974 | 5.065% | 44661.0649 | 42399.0908 | 2261.9741 | 5.065% | Y | Y | Y | Y
Low-Flow Pre-Rinse Sprayers | Existing | Schools K-12 | 3132.859 | 2001.872 | 1130.987 | 36.1% | 3132.8594 | 2001.8724 | 1130.987 | 36.1% | Y | Y | Y | Y
Low-Flow Pre-Rinse Sprayers | Existing | Warehouse | 15037.4 | 12775.42 | 2261.974 | 15.04% | 15037.3956 | 12775.4215 | 2261.9741 | 15.04% | N | Y | Y | Y
Low-Flow Pre-Rinse Sprayers | New | Assembly | 7169.729 | 4907.755 | 2261.974 | 31.55% | 7169.7287 | 4907.7546 | 2261.9741 | 31.55% | Y | Y | Y | Y
Low-Flow Pre-Rinse Sprayers | New | College and University | 164903.8 | 162641.8 | 2261.974 | 1.372% | 164903.7601 | 162641.786 | 2261.9741 | 1.372% | N | N | Y | Y
Low-Flow Pre-Rinse Sprayers | New | Grocery | 14339.46 | 12077.48 | 2261.974 | 15.77% | 14339.4574 | 12077.4833 | 2261.9741 | 15.77% | Y | Y | Y | Y
Low-Flow Pre-Rinse Sprayers | New | Healthcare | 9559.638 | 7297.664 | 2261.974 | 23.66% | 9559.6383 | 7297.6642 | 2261.9741 | 23.66% | Y | Y | Y | Y
Low-Flow Pre-Rinse Sprayers | New | Hospitals | 289179.1 | 286917.1 | 2261.974 | 0.7822% | 289179.0575 | 286917.0834 | 2261.9741 | 0.7822% | N | N | Y | Y
Low-Flow Pre-Rinse Sprayers | New | Institutional | 573578.3 | 571316.3 | 2261.974 | 0.3944% | 573578.2959 | 571316.3218 | 2261.9741 | 0.3944% | N | Y | Y | Y
Low-Flow Pre-Rinse Sprayers | New | Lodging/Hospitality | 68829.4 | 66567.42 | 2261.974 | 3.286% | 68829.3955 | 66567.4214 | 2261.9741 | 3.286% | N | Y | Y | Y
Low-Flow Pre-Rinse Sprayers | New | Miscellaneous | 430183.7 | 427921.7 | 2261.974 | 0.5258% | 430183.7219 | 427921.7479 | 2261.9741 | 0.5258% | Y | Y | Y | Y
Low-Flow Pre-Rinse Sprayers | New | Offices | 59747.74 | 57485.77 | 2261.974 | 3.786% | 59747.7392 | 57485.7651 | 2261.9741 | 3.786% | Y | Y | Y | Y
Low-Flow Pre-Rinse Sprayers | New | Restaurants | 23899.1 | 21637.12 | 2261.974 | 9.465% | 23899.0957 | 21637.1216 | 2261.9741 | 9.465% | N | Y | Y | Y
Low-Flow Pre-Rinse Sprayers | New | Retail | 42588.19 | 40326.21 | 2261.974 | 5.311% | 42588.1885 | 40326.2144 | 2261.9741 | 5.311% | Y | Y | Y | Y
Low-Flow Pre-Rinse Sprayers | New | Schools K-12 | 2987.452 | 1856.465 | 1130.987 | 37.86% | 2987.4524 | 1856.4654 | 1130.987 | 37.86% | Y | Y | Y | Y
Low-Flow Pre-Rinse Sprayers | New | Warehouse | 14339.46 | 12077.48 | 2261.974 | 15.77% | 14339.4574 | 12077.4833 | 2261.9741 | 15.77% | Y | Y | Y | Y
Tank Wrap on Water Heater | Existing | Assembly | 7518.698 | 7254.752 | 263.9459 | 3.511% | 7518.6978 | 7254.7519 | 263.9459 | 3.511% | Y | Y | Y | Y
Tank Wrap on Water Heater | Existing | College and University | 172930 | 170290.6 | 2639.459 | 1.526% | 172930.0493 | 170290.5899 | 2639.4593 | 1.526% | Y | N | Y | Y
Tank Wrap on Water Heater | Existing | Grocery | 15037.4 | 14773.45 | 263.9459 | 1.755% | 15037.3956 | 14773.4497 | 263.9459 | 1.755% | N | Y | Y | Y
Tank Wrap on Water Heater | Existing | Healthcare | 10024.93 | 9760.984 | 263.9459 | 2.633% | 10024.9304 | 9760.9845 | 263.9459 | 2.633% | Y | Y | Y | Y
Tank Wrap on Water Heater | Existing | Hospitals | 303254.1 | 299295 | 3959.189 | 1.306% | 303254.1444 | 299294.9554 | 3959.189 | 1.306% | Y | N | Y | Y
Tank Wrap on Water Heater | Existing | Institutional | 601495.8 | 594897.2 | 6598.648 | 1.097% | 601495.8236 | 594897.1752 | 6598.6483 | 1.097% | Y | N | Y | Y
Tank Wrap on Water Heater | Existing | Lodging/Hospitality | 72179.5 | 71387.66 | 791.8378 | 1.097% | 72179.4988 | 71387.661 | 791.8378 | 1.097% | N | Y | Y | Y
Tank Wrap on Water Heater | Existing | Miscellaneous | 451121.9 | 445842.9 | 5278.919 | 1.17% | 451121.8677 | 445842.949 | 5278.9187 | 1.17% | N | Y | Y | Y
Tank Wrap on Water Heater | Existing | Offices | 62655.81 | 61863.98 | 791.8378 | 1.264% | 62655.815 | 61863.9772 | 791.8378 | 1.264% | Y | Y | Y | Y
Tank Wrap on Water Heater | Existing | Restaurants | 25062.33 | 24534.43 | 527.8919 | 2.106% | 25062.326 | 24534.4341 | 527.8919 | 2.106% | Y | Y | Y | Y
Tank Wrap on Water Heater | Existing | Retail | 44661.06 | 43869.23 | 791.8378 | 1.773% | 44661.0649 | 43869.2271 | 791.8378 | 1.773% | Y | Y | Y | Y
Tank Wrap on Water Heater | Existing | Schools K-12 | 3132.859 | 2868.913 | 263.9459 | 8.425% | 3132.8594 | 2868.9135 | 263.9459 | 8.425% | Y | Y | Y | Y
Tank Wrap on Water Heater | Existing | Warehouse | 15037.4 | 14773.45 | 263.9459 | 1.755% | 15037.3956 | 14773.4497 | 263.9459 | 1.755% | N | Y | Y | Y
Tank Wrap on Water Heater | New | Assembly | 7192.49 | 6939.995 | 252.4943 | 3.511% | 7192.4897 | 6939.9954 | 252.4943 | 3.511% | Y | Y | Y | Y
Tank Wrap on Water Heater | New | College and University | 165427.3 | 162902.3 | 2524.943 | 1.526% | 165427.2641 | 162902.321 | 2524.9431 | 1.526% | N | Y | Y | Y
Tank Wrap on Water Heater | New | Grocery | 14384.98 | 14132.49 | 252.4943 | 1.755% | 14384.9795 | 14132.4852 | 252.4943 | 1.755% | Y | Y | Y | Y
Tank Wrap on Water Heater | New | Healthcare | 9589.986 | 9337.492 | 252.4943 | 2.633% | 9589.9863 | 9337.492 | 252.4943 | 2.633% | Y | Y | Y | Y
Tank Wrap on Water Heater | New | Hospitals | 290097.1 | 286309.7 | 3787.415 | 1.306% | 290097.0863 | 286309.6716 | 3787.4147 | 1.306% | N | N | Y | Y
Tank Wrap on Water Heater | New | Institutional | 575399.2 | 569086.8 | 6312.358 | 1.097% | 575399.1794 | 569086.8216 | 6312.3578 | 1.097% | N | Y | Y | Y
Tank Wrap on Water Heater | New | Lodging/Hospitality | 69047.9 | 68290.42 | 757.4829 | 1.097% | 69047.9015 | 68290.4186 | 757.4829 | 1.097% | Y | Y | Y | Y
Tank Wrap on Water Heater | New | Miscellaneous | 431549.4 | 426499.5 | 5049.886 | 1.17% | 431549.3845 | 426499.4983 | 5049.8862 | 1.17% | N | N | Y | Y
Tank Wrap on Water Heater | New | Offices | 59937.41 | 59179.93 | 757.4829 | 1.264% | 59937.4145 | 59179.9316 | 757.4829 | 1.264% | Y | Y | Y | Y
Tank Wrap on Water Heater | New | Restaurants | 23974.97 | 23469.98 | 504.9886 | 2.106% | 23974.9658 | 23469.9772 | 504.9886 | 2.106% | Y | Y | Y | Y
Tank Wrap on Water Heater | New | Retail | 42723.39 | 41965.91 | 757.4829 | 1.773% | 42723.3891 | 41965.9061 | 757.4829 | 1.773% | Y | Y | Y | Y
Tank Wrap on Water Heater | New | Schools K-12 | 2996.936 | 2744.442 | 252.4943 | 8.425% | 2996.9364 | 2744.4421 | 252.4943 | 8.425% | Y | Y | Y | Y
Tank Wrap on Water Heater | New | Warehouse | 14384.98 | 14132.49 | 252.4943 | 1.755% | 14384.9795 | 14132.4852 | 252.4943 | 1.755% | Y | Y | Y | Y
Thermostatic Shower Restriction Valve | Existing | Assembly | 7518.698 | 6661.047 | 857.6505 | 11.41% | 7518.6978 | 6661.0473 | 857.6505 | 11.41% | Y | Y | Y | Y
Thermostatic Shower Restriction Valve | Existing | College and University | 172930 | 139481.7 | 33448.37 | 19.34% | 172930.0493 | 139481.6813 | 33448.368 | 19.34% | Y | N | Y | Y
Thermostatic Shower Restriction Valve | Existing | Grocery | 15037.4 | 14179.75 | 857.6505 | 5.703% | 15037.3956 | 14179.7451 | 857.6505 | 5.703% | N | Y | Y | Y
Thermostatic Shower Restriction Valve | Existing | Healthcare | 10024.93 | 9167.28 | 857.6505 | 8.555% | 10024.9304 | 9167.2799 | 857.6505 | 8.555% | Y | Y | Y | Y
Thermostatic Shower Restriction Valve | Existing | Hospitals | 303254.1 | 280955.2 | 22298.91 | 7.353% | 303254.1444 | 280955.2324 | 22298.912 | 7.353% | Y | Y | Y | Y
Thermostatic Shower Restriction Valve | Existing | Institutional | 601495.8 | 582627.5 | 18868.31 | 3.137% | 601495.8236 | 582627.5134 | 18868.3101 | 3.137% | Y | Y | Y | Y
Thermostatic Shower Restriction Valve | Existing | Lodging/Hospitality | 72179.5 | 62745.34 | 9434.155 | 13.07% | 72179.4988 | 62745.3438 | 9434.1551 | 13.07% | N | Y | Y | Y
Thermostatic Shower Restriction Valve | Existing | Miscellaneous | 451121.9 | 436541.8 | 14580.06 | 3.232% | 451121.8677 | 436541.8098 | 14580.0578 | 3.232% | N | Y | Y | Y
Thermostatic Shower Restriction Valve | Existing | Offices | 62655.81 | 60940.51 | 1715.301 | 2.738% | 62655.815 | 60940.514 | 1715.3009 | 2.738% | Y | Y | Y | Y
Thermostatic Shower Restriction Valve | Existing | Restaurants | 25062.33 | 24204.68 | 857.6505 | 3.422% | 25062.326 | 24204.6755 | 857.6505 | 3.422% | Y | Y | Y | Y
Thermostatic Shower Restriction Valve | Existing | Retail | 44661.06 | 42945.76 | 1715.301 | 3.841% | 44661.0649 | 42945.764 | 1715.3009 | 3.841% | Y | Y | Y | Y
Thermostatic Shower Restriction Valve | Existing | Schools K-12 | 3132.859 | 2275.209 | 857.6505 | 27.38% | 3132.8594 | 2275.209 | 857.6505 | 27.38% | Y | Y | Y | Y
Thermostatic Shower Restriction Valve | Existing | Warehouse | 15037.4 | 14179.75 | 857.6505 | 5.703% | 15037.3956 | 14179.7451 | 857.6505 | 5.703% | N | Y | Y | Y
Thermostatic Shower Restriction Valve | New | Assembly | 7192.49 | 6334.839 | 857.6505 | 11.92% | 7192.4897 | 6334.8393 | 857.6505 | 11.92% | Y | Y | Y | Y
Thermostatic Shower Restriction Valve | New | College and University | 165427.3 | 131978.9 | 33448.37 | 20.22% | 165427.2641 | 131978.8961 | 33448.368 | 20.22% | N | N | Y | Y
Thermostatic Shower Restriction Valve | New | Grocery | 14384.98 | 13527.33 | 857.6505 | 5.962% | 14384.9795 | 13527.329 | 857.6505 | 5.962% | Y | Y | Y | Y
Thermostatic Shower Restriction Valve | New | Healthcare | 9589.986 | 8732.336 | 857.6505 | 8.943% | 9589.9863 | 8732.3359 | 857.6505 | 8.943% | Y | Y | Y | Y
Thermostatic Shower Restriction Valve | New | Hospitals | 290097.1 | 267798.2 | 22298.91 | 7.687% | 290097.0863 | 267798.1743 | 22298.912 | 7.687% | N | N | Y | Y
Thermostatic Shower Restriction Valve | New | Institutional | 575399.2 | 556530.9 | 18868.31 | 3.279% | 575399.1794 | 556530.8692 | 18868.3101 | 3.279% | N | N | Y | Y
Thermostatic Shower Restriction Valve | New | Lodging/Hospitality | 69047.9 | 59613.75 | 9434.155 | 13.66% | 69047.9015 | 59613.7465 | 9434.1551 | 13.66% | Y | Y | Y | Y
Thermostatic Shower Restriction Valve | New | Miscellaneous | 431549.4 | 416969.3 | 14580.06 | 3.379% | 431549.3845 | 416969.3267 | 14580.0578 | 3.379% | N | Y | Y | Y
Thermostatic Shower Restriction Valve | New | Offices | 59937.41 | 58222.11 | 1715.301 | 2.862% | 59937.4145 | 58222.1136 | 1715.3009 | 2.862% | Y | Y | Y | Y
Thermostatic Shower Restriction Valve | New | Restaurants | 23974.97 | 23117.32 | 857.6505 | 3.577% | 23974.9658 | 23117.3153 | 857.6505 | 3.577% | Y | Y | Y | Y
Thermostatic Shower Restriction Valve | New | Retail | 42723.39 | 41008.09 | 1715.301 | 4.015% | 42723.3891 | 41008.0881 | 1715.3009 | 4.015% | Y | Y | Y | Y
Thermostatic Shower Restriction Valve | New | Schools K-12 | 2996.936 | 2139.286 | 857.6505 | 28.62% | 2996.9364 | 2139.286 | 857.6505 | 28.62% | Y | Y | Y | Y
Thermostatic Shower Restriction Valve | New | Warehouse | 14384.98 | 13527.33 | 857.6505 | 5.962% | 14384.9795 | 13527.329 | 857.6505 | 5.962% | Y | Y | Y | Y
Bi-Level Lighting Control (Exterior) | Existing | Assembly | 4380 | 3022.2 | 1357.8 | 31% | 4380 | 3022.2 | 1357.8 | 31% | Y | Y | Y | Y
Bi-Level Lighting Control (Exterior) | Existing | College and University | 4380 | 3022.2 | 1357.8 | 31% | 4380 | 3022.2 | 1357.8 | 31% | Y | Y | Y | Y
Bi-Level Lighting Control (Exterior) | Existing | Grocery | 4380 | 3022.2 | 1357.8 | 31% | 4380 | 3022.2 | 1357.8 | 31% | Y | Y | Y | Y
Bi-Level Lighting Control (Exterior) | Existing | Healthcare | 4380 | 3022.2 | 1357.8 | 31% | 4380 | 3022.2 | 1357.8 | 31% | Y | Y | Y | Y
Bi-Level Lighting Control (Exterior) | Existing | Hospitals | 4380 | 3022.2 | 1357.8 | 31% | 4380 | 3022.2 | 1357.8 | 31% | Y | Y | Y | Y
Bi-Level Lighting Control (Exterior) | Existing | Institutional | 4380 | 3022.2 | 1357.8 | 31% | 4380 | 3022.2 | 1357.8 | 31% | Y | Y | Y | Y
Bi-Level Lighting Control (Exterior) | Existing | Lodging/Hospitality | 4380 | 3022.2 | 1357.8 | 31% | 4380 | 3022.2 | 1357.8 | 31% | Y | Y | Y | Y
Bi-Level Lighting Control (Exterior) | Existing | Miscellaneous | 4380 | 3022.2 | 1357.8 | 31% | 4380 | 3022.2 | 1357.8 | 31% | Y | Y | Y | Y
Bi-Level Lighting Control (Exterior) | Existing | Offices | 4380 | 3022.2 | 1357.8 | 31% | 4380 | 3022.2 | 1357.8 | 31% | Y | Y | Y | Y
Bi-Level Lighting Control (Exterior) | Existing | Restaurants | 4380 | 3022.2 | 1357.8 | 31% | 4380 | 3022.2 | 1357.8 | 31% | Y | Y | Y | Y
Bi-Level Lighting Control (Exterior) | Existing | Retail | 4380 | 3022.2 | 1357.8 | 31% | 4380 | 3022.2 | 1357.8 | 31% | Y | Y | Y | Y
Bi-Level Lighting Control (Exterior) | Existing | Schools K-12 | 4380 | 3022.2 | 1357.8 | 31% | 4380 | 3022.2 | 1357.8 | 31% | Y | Y | Y | Y
Bi-Level Lighting Control (Exterior) | Existing | Warehouse | 4380 | 3022.2 | 1357.8 | 31% | 4380 | 3022.2 | 1357.8 | 31% | Y | Y | Y | Y
Bi-Level Lighting Control (Exterior) | New | Assembly | 4380 | 3022.2 | 1357.8 | 31% | 4380 | 3022.2 | 1357.8 | 31% | Y | Y | Y | Y
Bi-Level Lighting Control (Exterior) | New | College and University | 4380 | 3022.2 | 1357.8 | 31% | 4380 | 3022.2 | 1357.8 | 31% | Y | Y | Y | Y
Bi-Level Lighting Control (Exterior) | New | Grocery | 4380 | 3022.2 | 1357.8 | 31% | 4380 | 3022.2 | 1357.8 | 31% | Y | Y | Y | Y
Bi-Level Lighting Control (Exterior) | New | Healthcare | 4380 | 3022.2 | 1357.8 | 31% | 4380 | 3022.2 | 1357.8 | 31% | Y | Y | Y | Y
Bi-Level Lighting Control (Exterior) | New | Hospitals | 4380 | 3022.2 | 1357.8 | 31% | 4380 | 3022.2 | 1357.8 | 31% | Y | Y | Y | Y
Bi-Level Lighting Control (Exterior) | New | Institutional | 4380 | 3022.2 | 1357.8 | 31% | 4380 | 3022.2 | 1357.8 | 31% | Y | Y | Y | Y
Bi-Level Lighting Control (Exterior) | New | Lodging/Hospitality | 4380 | 3022.2 | 1357.8 | 31% | 4380 | 3022.2 | 1357.8 | 31% | Y | Y | Y | Y
Bi-Level Lighting Control (Exterior) | New | Miscellaneous | 4380 | 3022.2 | 1357.8 | 31% | 4380 | 3022.2 | 1357.8 | 31% | Y | Y | Y | Y
Bi-Level Lighting Control (Exterior) | New | Offices | 4380 | 3022.2 | 1357.8 | 31% | 4380 | 3022.2 | 1357.8 | 31% | Y | Y | Y | Y
Bi-Level Lighting Control (Exterior) | New | Restaurants | 4380 | 3022.2 | 1357.8 | 31% | 4380 | 3022.2 | 1357.8 | 31% | Y | Y | Y | Y
Bi-Level Lighting Control (Exterior) | New | Retail | 4380 | 3022.2 | 1357.8 | 31% | 4380 | 3022.2 | 1357.8 | 31% | Y | Y | Y | Y
Bi-Level Lighting Control (Exterior) | New | Schools K-12 | 4380 | 3022.2 | 1357.8 | 31% | 4380 | 3022.2 | 1357.8 | 31% | Y | Y | Y | Y
Bi-Level Lighting Control (Exterior) | New | Warehouse | 4380 | 3022.2 | 1357.8 | 31% | 4380 | 3022.2 | 1357.8 | 31% | Y | Y | Y | Y
Outdoor Lighting Controls | Existing | Assembly | 2009 | 1446.48 | 562.52 | 28% | 2009 | 1446.48 | 562.52 | 28% | Y | Y | Y | Y
Outdoor Lighting Controls | Existing | College and University | 2009 | 1446.48 | 562.52 | 28% | 2009 | 1446.48 | 562.52 | 28% | Y | Y | Y | Y
Outdoor Lighting Controls | Existing | Grocery | 2009 | 1446.48 | 562.52 | 28% | 2009 | 1446.48 | 562.52 | 28% | Y | Y | Y | Y
Outdoor Lighting Controls | Existing | Healthcare | 2009 | 1446.48 | 562.52 | 28% | 2009 | 1446.48 | 562.52 | 28% | Y | Y | Y | Y
Outdoor Lighting Controls | Existing | Hospitals | 2009 | 1446.48 | 562.52 | 28% | 2009 | 1446.48 | 562.52 | 28% | Y | Y | Y | Y
Outdoor Lighting Controls | Existing | Institutional | 2009 | 1446.48 | 562.52 | 28% | 2009 | 1446.48 | 562.52 | 28% | Y | Y | Y | Y
Outdoor Lighting Controls | Existing | Lodging/Hospitality | 2009 | 1446.48 | 562.52 | 28% | 2009 | 1446.48 | 562.52 | 28% | Y | Y | Y | Y
Outdoor Lighting Controls | Existing | Miscellaneous | 2009 | 1446.48 | 562.52 | 28% | 2009 | 1446.48 | 562.52 | 28% | Y | Y | Y | Y
Outdoor Lighting Controls | Existing | Offices | 2009 | 1446.48 | 562.52 | 28% | 2009 | 1446.48 | 562.52 | 28% | Y | Y | Y | Y
Outdoor Lighting Controls | Existing | Restaurants | 2009 | 1446.48 | 562.52 | 28% | 2009 | 1446.48 | 562.52 | 28% | Y | Y | Y | Y
Outdoor Lighting Controls | Existing | Retail | 2009 | 1446.48 | 562.52 | 28% | 2009 | 1446.48 | 562.52 | 28% | Y | Y | Y | Y
Outdoor Lighting Controls | Existing | Schools K-12 | 2009 | 1446.48 | 562.52 | 28% | 2009 | 1446.48 | 562.52 | 28% | Y | Y | Y | Y
Outdoor Lighting Controls | Existing | Warehouse | 2009 | 1446.48 | 562.52 | 28% | 2009 | 1446.48 | 562.52 | 28% | Y | Y | Y | Y
Outdoor Lighting Controls | New | Assembly | 2009 | 1446.48 | 562.52 | 28% | 2009 | 1446.48 | 562.52 | 28% | Y | Y | Y | Y
Outdoor Lighting Controls | New | College and University | 2009 | 1446.48 | 562.52 | 28% | 2009 | 1446.48 | 562.52 | 28% | Y | Y | Y | Y
Outdoor Lighting Controls | New | Grocery | 2009 | 1446.48 | 562.52 | 28% | 2009 | 1446.48 | 562.52 | 28% | Y | Y | Y | Y
Outdoor Lighting Controls | New | Healthcare | 2009 | 1446.48 | 562.52 | 28% | 2009 | 1446.48 | 562.52 | 28% | Y | Y | Y | Y
Outdoor Lighting Controls | New | Hospitals | 2009 | 1446.48 | 562.52 | 28% | 2009 | 1446.48 | 562.52 | 28% | Y | Y | Y | Y
Outdoor Lighting Controls | New | Institutional | 2009 | 1446.48 | 562.52 | 28% | 2009 | 1446.48 | 562.52 | 28% | Y | Y | Y | Y
Outdoor Lighting Controls | New | Lodging/Hospitality | 2009 | 1446.48 | 562.52 | 28% | 2009 | 1446.48 | 562.52 | 28% | Y | Y | Y | Y
Outdoor Lighting Controls | New | Miscellaneous | 2009 | 1446.48 | 562.52 | 28% | 2009 | 1446.48 | 562.52 | 28% | Y | Y | Y | Y
Outdoor Lighting Controls | New | Offices | 2009 | 1446.48 | 562.52 | 28% | 2009 | 1446.48 | 562.52 | 28% | Y | Y | Y | Y
Outdoor Lighting Controls | New | Restaurants | 2009 | 1446.48 | 562.52 | 28% | 2009 | 1446.48 | 562.52 | 28% | Y | Y | Y | Y
Outdoor Lighting Controls | New | Retail | 2009 | 1446.48 | 562.52 | 28% | 2009 | 1446.48 | 562.52 | 28% | Y | Y | Y | Y
Outdoor Lighting Controls | New | Schools K-12 | 2009 | 1446.48 | 562.52 | 28% | 2009 | 1446.48 | 562.52 | 28% | Y | Y | Y | Y
Outdoor Lighting Controls | New | Warehouse | 2009 | 1446.48 | 562.52 | 28% | 2009 | 1446.48 | 562.52 | 28% | Y | Y | Y | Y
Air Curtains | Existing | Assembly | 48078.24 | 47997.15 | 81.081 | 0.1686% | 48078.2351 | 47997.1541 | 81.081 | 0.1686% | Y | Y | Y | Y
Air Curtains | Existing | College and University | 287152.3 | 287071.2 | 81.081 | 0.02824% | 287152.3197 | 287071.2387 | 81.081 | 0.02824% | Y | Y | Y | Y
Air Curtains | Existing | Grocery | 115753 | 115671.9 | 81.081 | 0.07005% | 115753.0083 | 115671.9273 | 81.081 | 0.07005% | Y | Y | Y | Y
Air Curtains | Existing | Healthcare | 202047.4 | 201966.3 | 81.081 | 0.04013% | 202047.3819 | 201966.3009 | 81.081 | 0.04013% | N | Y | Y | Y
Air Curtains | Existing | Hospitals | 2105302 | 2105221 | 81.081 | 0.003851% | 2105301.9288 | 2105220.8478 | 81.081 | 0.003851% | N | N | Y | Y
Air Curtains | Existing | Institutional | 233568.9 | 233487.8 | 81.081 | 0.03471% | 233568.925 | 233487.844 | 81.081 | 0.03471% | Y | Y | Y | Y
Air Curtains | Existing | Lodging/Hospitality | 191602.2 | 191521.1 | 81.081 | 0.04232% | 191602.1762 | 191521.0952 | 81.081 | 0.04232% | N | N | Y | Y
Air Curtains | Existing | Miscellaneous | 2226772 | 2226691 | 81.081 | 0.003641% | 2226772.3297 | 2226691.2487 | 81.081 | 0.003641% | N | N | Y | Y
Air Curtains | Existing | Offices | 166452.1 | 166371 | 81.081 | 0.04871% | 166452.0881 | 166371.0071 | 81.081 | 0.04871% | N | Y | Y | Y
Air Curtains | Existing | Restaurants | 120615.3 | 120534.3 | 81.081 | 0.06722% | 120615.3416 | 120534.2606 | 81.081 | 0.06722% | Y | N | Y | Y
Air Curtains | Existing | Retail | 52681.84 | 52600.76 | 81.081 | 0.1539% | 52681.844 | 52600.763 | 81.081 | 0.1539% | Y | Y | Y | Y
Air Curtains | Existing | Schools K-12 | 196877 | 196795.9 | 81.081 | 0.04118% | 196876.9732 | 196795.8922 | 81.081 | 0.04118% | N | N | Y | Y
Air Curtains | Existing | Warehouse | 19557.83 | 19476.75 | 81.081 | 0.4146% | 19557.8341 | 19476.7531 | 81.081 | 0.4146% | Y | Y | Y | Y
Air Curtains | New | Assembly | 48078.24 | 47997.15 | 81.081 | 0.1686% | 48078.2351 | 47997.1541 | 81.081 | 0.1686% | Y | Y | Y | Y
Air Curtains | New | College and University | 287152.3 | 287071.2 | 81.081 | 0.02824% | 287152.3197 | 287071.2387 | 81.081 | 0.02824% | Y | Y | Y | Y
Air Curtains | New | Grocery | 115753 | 115671.9 | 81.081 | 0.07005% | 115753.0083 | 115671.9273 | 81.081 | 0.07005% | Y | Y | Y | Y
Air Curtains | New | Healthcare | 202047.4 | 201966.3 | 81.081 | 0.04013% | 202047.3819 | 201966.3009 | 81.081 | 0.04013% | N | Y | Y | Y
Air Curtains | New | Hospitals | 2105302 | 2105221 | 81.081 | 0.003851% | 2105301.9288 | 2105220.8478 | 81.081 | 0.003851% | N | N | Y | Y
Air Curtains | New | Institutional | 233568.9 | 233487.8 | 81.081 | 0.03471% | 233568.925 | 233487.844 | 81.081 | 0.03471% | Y | Y | Y | Y
Air Curtains | New | Lodging/Hospitality | 191602.2 | 191521.1 | 81.081 | 0.04232% | 191602.1762 | 191521.0952 | 81.081 | 0.04232% | N | N | Y | Y
Air Curtains | New | Miscellaneous | 2226772 | 2226691 | 81.081 | 0.003641% | 2226772.3297 | 2226691.2487 | 81.081 | 0.003641% | N | N | Y | Y
Air Curtains | New | Offices | 166452.1 | 166371 | 81.081 | 0.04871% | 166452.0881 | 166371.0071 | 81.081 | 0.04871% | N | Y | Y | Y
Air Curtains | New | Restaurants | 120615.3 | 120534.3 | 81.081 | 0.06722% | 120615.3416 | 120534.2606 | 81.081 | 0.06722% | Y | N | Y | Y
Air Curtains | New | Retail | 52681.84 | 52600.76 | 81.081 | 0.1539% | 52681.844 | 52600.763 | 81.081 | 0.1539% | Y | Y | Y | Y
Air Curtains | New | Schools K-12 | 196877 | 196795.9 | 81.081 | 0.04118% | 196876.9732 | 196795.8922 | 81.081 | 0.04118% | N | N | Y | Y
Air Curtains | New | Warehouse | 19557.83 | 19476.75 | 81.081 | 0.4146% | 19557.8341 | 19476.7531 | 81.081 | 0.4146% | Y | Y | Y | Y
Airside Economizer | Existing | Assembly | 40558.16 | 38304.93 | 2253.231 | 5.556% | 40558.1631 | 38304.9318 | 2253.2313 | 5.556% | Y | Y | Y | Y
Airside Economizer | Existing | College and University | 242237.9 | 228780.2 | 13457.66 | 5.556% | 242237.8979 | 228780.2369 | 13457.661 | 5.556% | N | Y | Y | Y
Airside Economizer | Existing | Grocery | 97647.71 | 92222.83 | 5424.873 | 5.556% | 97647.7064 | 92222.8338 | 5424.8726 | 5.556% | Y | Y | Y | Y
Airside Economizer | Existing | Healthcare | 170444.5 | 160975.4 | 9469.139 | 5.556% | 170444.4983 | 160975.3595 | 9469.1388 | 5.556% | N | N | Y | Y
Airside Economizer | Existing | Hospitals | 1776005 | 1677338 | 98666.94 | 5.556% | 1776004.8545 | 1677337.9181 | 98666.9364 | 5.556% | N | N | Y | Y
Airside Economizer | Existing | Institutional | 197035.7 | 186089.2 | 10946.43 | 5.556% | 197035.6551 | 186089.2298 | 10946.4253 | 5.556% | N | Y | Y | Y
Airside Economizer | Existing | Lodging/Hospitality | 161633.1 | 152653.4 | 8979.614 | 5.556% | 161633.0609 | 152653.4465 | 8979.6145 | 5.556% | N | Y | Y | Y
Airside Economizer | Existing | Miscellaneous | 1878476 | 1774116 | 104359.8 | 5.556% | 1878475.6776 | 1774115.9178 | 104359.7599 | 5.556% | N | N | N | Y
Airside Economizer | Existing | Offices | 140416.8 | 132615.8 | 7800.932 | 5.556% | 140416.7794 | 132615.8472 | 7800.9322 | 5.556% | N | Y | Y | Y
Airside Economizer | Existing | Restaurants | 101749.5 | 96096.76 | 5652.75 | 5.556% | 101749.5064 | 96096.7561 | 5652.7504 | 5.556% | Y | Y | Y | Y
Airside Economizer | Existing | Retail | 44441.71 | 41972.72 | 2468.984 | 5.556% | 44441.7066 | 41972.7229 | 2468.9837 | 5.556% | Y | Y | Y | Y
Airside Economizer | Existing | Schools K-12 | 166082.8 | 156856 | 9226.823 | 5.556% | 166082.8099 | 156855.9872 | 9226.8228 | 5.556% | Y | N | Y | Y
Airside Economizer | Existing | Warehouse | 16498.73 | 15582.13 | 916.5961 | 5.556% | 16498.7301 | 15582.134 | 916.5961 | 5.556% | Y | Y | Y | Y
Airside Economizer | New | Assembly | 40558.16 | 38304.93 | 2253.231 | 5.556% | 40558.1631 | 38304.9318 | 2253.2313 | 5.556% | Y | Y | Y | Y
Airside Economizer | New | College and University | 242237.9 | 228780.2 | 13457.66 | 5.556% | 242237.8979 | 228780.2369 | 13457.661 | 5.556% | N | Y | Y | Y
Airside Economizer | New | Grocery | 97647.71 | 92222.83 | 5424.873 | 5.556% | 97647.7064 | 92222.8338 | 5424.8726 | 5.556% | Y | Y | Y | Y
Airside Economizer | New | Healthcare | 170444.5 | 160975.4 | 9469.139 | 5.556% | 170444.4983 | 160975.3595 | 9469.1388 | 5.556% | N | N | Y | Y
Airside Economizer | New | Hospitals | 1776005 | 1677338 | 98666.94 | 5.556% | 1776004.8545 | 1677337.9181 | 98666.9364 | 5.556% | N | N | Y | Y
Airside Economizer | New | Institutional | 197035.7 | 186089.2 | 10946.43 | 5.556% | 197035.6551 | 186089.2298 | 10946.4253 | 5.556% | N | Y | Y | Y
Airside Economizer | New | Lodging/Hospitality | 161633.1 | 152653.4 | 8979.614 | 5.556% | 161633.0609 | 152653.4465 | 8979.6145 | 5.556% | N | Y | Y | Y
Airside Economizer | New | Miscellaneous | 1878476 | 1774116 | 104359.8 | 5.556% | 1878475.6776 | 1774115.9178 | 104359.7599 | 5.556% | N | N | N | Y
Airside Economizer | New | Offices | 140416.8 | 132615.8 | 7800.932 | 5.556% | 140416.7794 | 132615.8472 | 7800.9322 | 5.556% | N | Y | Y | Y
Airside Economizer | New | Restaurants | 101749.5 | 96096.76 | 5652.75 | 5.556% | 101749.5064 | 96096.7561 | 5652.7504 | 5.556% | Y | Y | Y | Y
Airside Economizer | New | Retail | 44441.71 | 41972.72 | 2468.984 | 5.556% | 44441.7066 | 41972.7229 | 2468.9837 | 5.556% | Y | Y | Y | Y
Airside Economizer | New | Schools K-12 | 166082.8 | 156856 | 9226.823 | 5.556% | 166082.8099 | 156855.9872 | 9226.8228 | 5.556% | Y | N | Y | Y
Airside Economizer | New | Warehouse | 16498.73 | 15582.13 | 916.5961 | 5.556% | 16498.7301 | 15582.134 | 916.5961 | 5.556% | Y | Y | Y | Y
Ceiling Insulation(R12 to R38) | Existing | Assembly | 3.7877 | 3.5573 | 0.23042 | 6.083% | 3.7877 | 3.5573 | 0.23042 | 6.083% | Y | Y | Y | Y
Ceiling Insulation(R12 to R38) | Existing | College and University | 11.0507 | 10.8202 | 0.23042 | 2.085% | 11.0507 | 10.8202 | 0.23042 | 2.085% | Y | Y | Y | Y
Ceiling Insulation(R12 to R38) | Existing | Grocery | 31.0105 | 30.7801 | 0.23042 | 0.743% | 31.0105 | 30.7801 | 0.23042 | 0.743% | Y | Y | Y | Y
Ceiling Insulation(R12 to R38) | Existing | Healthcare | 15.083 | 14.8525 | 0.23042 | 1.528% | 15.0829 | 14.8525 | 0.23042 | 1.528% | Y | Y | Y | Y
Ceiling Insulation(R12 to R38) | Existing | Hospitals | 81.2975 | 81.067 | 0.23042 | 0.2834% | 81.2975 | 81.0671 | 0.23042 | 0.2834% | Y | Y | Y | Y
Ceiling Insulation(R12 to R38) | Existing | Institutional | 56.2721 | 56.0417 | 0.23042 | 0.4095% | 56.2721 | 56.0417 | 0.23042 | 0.4095% | Y | Y | Y | Y
Ceiling Insulation(R12 to R38) | Existing | Lodging/Hospitality | 34.7257 | 34.4953 | 0.23042 | 0.6635% | 34.7257 | 34.4953 | 0.23042 | 0.6635% | Y | Y | Y | Y
Ceiling Insulation(R12 to R38) | Existing | Miscellaneous | 107.2344 | 107.004 | 0.23042 | 0.2149% | 107.2344 | 107.004 | 0.23042 | 0.2149% | Y | Y | Y | Y
Ceiling Insulation(R12 to R38) | Existing | Offices | 58.1979 | 57.9675 | 0.23042 | 0.3959% | 58.1979 | 57.9675 | 0.23042 | 0.3959% | Y | Y | Y | Y
Ceiling Insulation(R12 to R38) | Existing | Restaurants | 31.354 | 31.1236 | 0.23042 | 0.7349% | 31.354 | 31.1236 | 0.23042 | 0.7349% | Y | Y | Y | Y
Ceiling Insulation(R12 to R38) | Existing | Retail | 5.9824 | 5.7519 | 0.23042 | 3.852% | 5.9824 | 5.7519 | 0.23042 | 3.852% | Y | Y | Y | Y
Ceiling Insulation(R12 to R38) | Existing | Schools K-12 | 5.1058 | 4.8753 | 0.23042 | 4.513% | 5.1058 | 4.8753 | 0.23042 | 4.513% | Y | Y | Y | Y
Ceiling Insulation(R12 to R38) | Existing | Warehouse | 1.4026 | 1.1721 | 0.23042 | 16.43% | 1.4026 | 1.1721 | 0.23042 | 16.43% | Y | Y | Y | Y
Ceiling Insulation(R12 to R38) | New | Assembly | 3.7877 | 3.5664 | 0.22128 | 5.842% | 3.7877 | 3.5664 | 0.22128 | 5.842% | Y | Y | Y | Y
Ceiling Insulation(R12 to R38) | New | College and University | 11.0507 | 10.8294 | 0.22128 | 2.002% | 11.0507 | 10.8294 | 0.22128 | 2.002% | Y | Y | Y | Y
Ceiling Insulation(R12 to R38) | New | Grocery | 31.0105 | 30.7892 | 0.22128 | 0.7136% | 31.0105 | 30.7892 | 0.22128 | 0.7136% | Y | Y | Y | Y
Ceiling Insulation(R12 to R38) | New | Healthcare | 15.083 | 14.8617 | 0.22128 | 1.467% | 15.0829 | 14.8617 | 0.22128 | 1.467% | Y | Y | Y | Y
Ceiling Insulation(R12 to R38) | New | Hospitals | 81.2975 | 81.0762 | 0.22128 | 0.2722% | 81.2975 | 81.0762 | 0.22128 | 0.2722% | Y | Y | Y | Y
Ceiling Insulation(R12 to R38) | New | Institutional | 56.2721 | 56.0508 | 0.22128 | 0.3932% | 56.2721 | 56.0509 | 0.22128 | 0.3932% | Y | Y | Y | Y
Ceiling Insulation(R12 to R38) | New | Lodging/Hospitality | 34.7257 | 34.5044 | 0.22128 | 0.6372% | 34.7257 | 34.5044 | 0.22128 | 0.6372% | Y | Y | Y | Y
Ceiling Insulation(R12 to R38) | New | Miscellaneous | 107.2344 | 107.0131 | 0.22128 | 0.2063% | 107.2344 | 107.0131 | 0.22128 | 0.2063% | Y | Y | Y | Y
Ceiling Insulation(R12 to R38) | New | Offices | 58.1979 | 57.9766 | 0.22128 | 0.3802% | 58.1979 | 57.9766 | 0.22128 | 0.3802% | Y | Y | Y | Y
Ceiling Insulation(R12 to R38) | New | Restaurants | 31.354 | 31.1327 | 0.22128 | 0.7057% | 31.354 | 31.1327 | 0.22128 | 0.7057% | Y | Y | Y | Y
Ceiling Insulation(R12 to R38) | New | Retail | 5.9824 | 5.7611 | 0.22128 | 3.699% | 5.9824 | 5.7611 | 0.22128 | 3.699% | Y | Y | Y | Y
Ceiling Insulation(R12 to R38) | New | Schools K-12 | 5.1058 | 4.8845 | 0.22128 | 4.334% | 5.1058 | 4.8845 | 0.22128 | 4.334% | Y | Y | Y | Y
Ceiling Insulation(R12 to R38) | New | Warehouse | 1.4026 | 1.1813 | 0.22128 | 15.78% | 1.4026 | 1.1813 | 0.22128 | 15.78% | Y | Y | Y | Y
Ceiling Insulation(R19 to R38) | Existing | Assembly | 3.7877 | 3.6813 | 0.10635 | 2.808% | 3.7877 | 3.6813 | 0.10635 | 2.808% | Y | Y | Y | Y
Ceiling Insulation(R19 to R38) | Existing | College and University | 11.0507 | 10.9443 | 0.10635 | 0.9624% | 11.0507 | 10.9443 | 0.10635 | 0.9624% | Y | Y | Y | Y
Ceiling Insulation(R19 to R38) | Existing | Grocery | 31.0105 | 30.9041 | 0.10635 | 0.3429% | 31.0105 | 30.9041 | 0.10635 | 0.3429% | Y | Y | Y | Y
Ceiling Insulation(R19 to R38) | Existing | Healthcare | 15.083 | 14.9766 | 0.10635 | 0.7051% | 15.0829 | 14.9766 | 0.10635 | 0.7051% | Y | Y | Y | Y
Ceiling Insulation(R19 to R38) | Existing | Hospitals | 81.2975 | 81.1911 | 0.10635 | 0.1308% | 81.2975 | 81.1911 | 0.10635 | 0.1308% | Y | Y | Y | Y
Ceiling Insulation(R19 to R38) | Existing | Institutional | 56.2721 | 56.1658 | 0.10635 | 0.189% | 56.2721 | 56.1658 | 0.10635 | 0.189% | Y | Y | Y | Y
Ceiling Insulation(R19 to R38) | Existing | Lodging/Hospitality | 34.7257 | 34.6194 | 0.10635 | 0.3063% | 34.7257 | 34.6194 | 0.10635 | 0.3063% | Y | Y | Y | Y
Ceiling Insulation(R19 to R38) | Existing | Miscellaneous | 107.2344 | 107.1281 | 0.10635 | 0.09917% | 107.2344 | 107.1281 | 0.10635 | 0.09917% | Y | Y | Y | Y
Ceiling Insulation(R19 to R38) | Existing | Offices | 58.1979 | 58.0915 | 0.10635 | 0.1827% | 58.1979 | 58.0915 | 0.10635 | 0.1827% | Y | Y | Y | Y
Ceiling Insulation(R19 to R38) | Existing | Restaurants | 31.354 | 31.2476 | 0.10635 | 0.3392% | 31.354 | 31.2476 | 0.10635 | 0.3392% | Y | Y | Y | Y
Ceiling Insulation(R19 to R38) | Existing | Retail | 5.9824 | 5.876 | 0.10635 | 1.778% | 5.9824 | 5.876 | 0.10635 | 1.778% | Y | Y | Y | Y
Ceiling Insulation(R19 to R38) | Existing | Schools K-12 | 5.1058 | 4.9994 | 0.10635 | 2.083% | 5.1058 | 4.9994 | 0.10635 | 2.083% | Y | Y | Y | Y
Ceiling Insulation(R19 to R38) | Existing | Warehouse | 1.4026 | 1.2962 | 0.10635 | 7.582% | 1.4026 | 1.2962 | 0.10635 | 7.582% | Y | Y | Y | Y
Ceiling Insulation(R19 to R38) | New | Assembly | 3.7877 | 3.6856 | 0.10213 | 2.696% | 3.7877 | 3.6856 | 0.10213 | 2.696% | Y | Y | Y | Y
Ceiling Insulation(R19 to R38) | New | College and University | 11.0507 | 10.9485 | 0.10213 | 0.9242% | 11.0507 | 10.9485 | 0.10213 | 0.9242% | Y | Y | Y | Y
Ceiling Insulation(R19 to R38) | New | Grocery | 31.0105 | 30.9084 | 0.10213 | 0.3293% | 31.0105 | 30.9084 | 0.10213 | 0.3293% | Y | Y | Y | Y
Ceiling Insulation(R19 to R38) | New | Healthcare | 15.083 | 14.9808 | 0.10213 | 0.6771% | 15.0829 | 14.9808 | 0.10213 | 0.6771% | Y | Y | Y | Y
Ceiling Insulation(R19 to R38) | New | Hospitals | 81.2975 | 81.1954 | 0.10213 | 0.1256% | 81.2975 | 81.1953 | 0.10213 | 0.1256% | Y | Y | Y | Y
Ceiling Insulation(R19 to R38) | New | Institutional | 56.2721 | 56.17 | 0.10213 | 0.1815% | 56.2721 | 56.17 | 0.10213 | 0.1815% | Y | Y | Y | Y
Ceiling Insulation(R19 to R38) | New | Lodging/Hospitality | 34.7257 | 34.6236 | 0.10213 | 0.2941% | 34.7257 | 34.6236 | 0.10213 | 0.2941% | Y | Y | Y | Y
Ceiling Insulation(R19 to R38) | New | Miscellaneous | 107.2344 | 107.1323 | 0.10213 | 0.09524% | 107.2344 | 107.1323 | 0.10213 | 0.09524% | Y | Y | Y | Y
Ceiling Insulation(R19 to R38) | New | Offices | 58.1979 | 58.0958 | 0.10213 | 0.1755% | 58.1979 | 58.0958 | 0.10213 | 0.1755% | Y | Y | Y | Y
Ceiling Insulation(R19 to R38) | New | Restaurants | 31.354 | 31.2518 | 0.10213 | 0.3257% | 31.354 | 31.2518 | 0.10213 | 0.3257% | Y | Y | Y | Y
Ceiling Insulation(R19 to R38) | New | Retail | 5.9824 | 5.8802 | 0.10213 | 1.707% | 5.9824 | 5.8802 | 0.10213 | 1.707% | Y | Y | Y | Y
Ceiling Insulation(R19 to R38) | New | Schools K-12 | 5.1058 | 5.0036 | 0.10213 | 2% | 5.1058 | 5.0036 | 0.10213 | 2% | Y | Y | Y | Y
Ceiling Insulation(R19 to R38) | New | Warehouse | 1.4026 | 1.3004 | 0.10213 | 7.282% | 1.4026 | 1.3004 | 0.10213 | 7.282% | Y | Y | Y | Y
Ceiling Insulation(R2 to R38) | Existing | Assembly | 3.7877 | 2.1226 | 1.6651 | 43.96% | 3.7877 | 2.1226 | 1.6651 | 43.96% | Y | Y | Y | Y
Ceiling Insulation(R2 to R38) | Existing | College and University | 11.0507 | 9.1364 | 1.9143 | 17.32% | 11.0507 | 9.1364 | 1.9143 | 17.32% | Y | Y | Y | Y
Ceiling Insulation(R2 to R38) | Existing | Grocery | 31.0105 | 29.0962 | 1.9143 | 6.173% | 31.0105 | 29.0962 | 1.9143 | 6.173% | Y | Y | Y | Y
Ceiling Insulation(R2 to R38) | Existing | Healthcare | 15.083 | 13.1687 | 1.9143 | 12.69% | 15.0829 | 13.1687 | 1.9143 | 12.69% | Y | Y | Y | Y
Ceiling Insulation(R2 to R38) | Existing | Hospitals | 81.2975 | 79.3832 | 1.9143 | 2.355% | 81.2975 | 79.3832 | 1.9143 | 2.355% | Y | Y | Y | Y
Ceiling Insulation(R2 to R38) | Existing | Institutional | 56.2721 | 54.3578 | 1.9143 | 3.402% | 56.2721 | 54.3579 | 1.9143 | 3.402% | Y | Y | Y | Y
Ceiling Insulation(R2 to R38) | Existing | Lodging/Hospitality | 34.7257 | 32.8114 | 1.9143 | 5.513% | 34.7257 | 32.8114 | 1.9143 | 5.513% | Y | Y | Y | Y
Ceiling Insulation(R2 to R38) | Existing | Miscellaneous | 107.2344 | 105.3201 | 1.9143 | 1.785% | 107.2344 | 105.3201 | 1.9143 | 1.785% | Y | Y | Y | Y
Ceiling Insulation(R2 to R38) | Existing | Offices | 58.1979 | 56.2836 | 1.9143 | 3.289% | 58.1979 | 56.2836 | 1.9143 | 3.289% | Y | Y | Y | Y
Ceiling Insulation(R2 to R38) | Existing | Restaurants | 31.354 | 29.4397 | 1.9143 | 6.105% | 31.354 | 29.4397 | 1.9143 | 6.105% | Y | Y | Y | Y
Ceiling Insulation(R2 to R38) | Existing | Retail | 5.9824 | 4.0681 | 1.9143 | 32% | 5.9824 | 4.0681 | 1.9143 | 32% | Y | Y | Y | Y
Ceiling Insulation(R2 to R38) | Existing | Schools K-12 | 5.1058 | 3.2453 | 1.8604 | 36.44% | 5.1058 | 3.2453 | 1.8604 | 36.44% | Y | Y | Y | Y
Ceiling Insulation(R2 to R38) | Existing | Warehouse | 1.4026 | 0.090883 | 1.3117 | 93.52% | 1.4026 | 0.090883 | 1.3117 | 93.52% | Y | Y | Y | Y
Ceiling Insulation(R2 to R38) | New | Assembly | 3.7877 | 2.1226 | 1.6651 | 43.96% | 3.7877 | 2.1226 | 1.6651 | 43.96% | Y | Y | Y | Y
Ceiling Insulation(R2 to R38) | New | College and University | 11.0507 | 9.2124 | 1.8383 | 16.64% | 11.0507 | 9.2124 | 1.8383 | 16.64% | Y | Y | Y | Y
Ceiling Insulation(R2 to R38) | New | Grocery | 31.0105 | 29.1722 | 1.8383 | 5.928% | 31.0105 | 29.1722 | 1.8383 | 5.928% | Y | Y | Y | Y
Ceiling Insulation(R2 to R38) | New | Healthcare | 15.083 | 13.2447 | 1.8383 | 12.19% | 15.0829 | 13.2446 | 1.8383 | 12.19% | Y | Y | Y | Y
Ceiling Insulation(R2 to R38) | New | Hospitals | 81.2975 | 79.4592 | 1.8383 | 2.261% | 81.2975 | 79.4592 | 1.8383 | 2.261% | Y | Y | Y | Y
Ceiling Insulation(R2 to R38) | New | Institutional | 56.2721 | 54.4338 | 1.8383 | 3.267% | 56.2721 | 54.4338 | 1.8383 | 3.267% | Y | Y | Y | Y
Ceiling Insulation(R2 to R38) | New | Lodging/Hospitality | 34.7257 | 32.8874 | 1.8383 | 5.294% | 34.7257 | 32.8874 | 1.8383 | 5.294% | Y | Y | Y | Y
Ceiling Insulation(R2 to R38) | New | Miscellaneous | 107.2344 | 105.3961 | 1.8383 | 1.714% | 107.2344 | 105.3961 | 1.8383 | 1.714% | Y | Y | Y | Y
Ceiling Insulation(R2 to R38) | New | Offices | 58.1979 | 56.3596 | 1.8383 | 3.159% | 58.1979 | 56.3596 | 1.8383 | 3.159% | Y | Y | Y | Y
Ceiling Insulation(R2 to R38) | New | Restaurants | 31.354 | 29.5157 | 1.8383 | 5.863% | 31.354 | 29.5157 | 1.8383 | 5.863% | Y | Y | Y | Y
Ceiling Insulation(R2 to R38) | New | Retail | 5.9824 | 4.1441 | 1.8383 | 30.73% | 5.9824 | 4.1441 | 1.8383 | 30.73% | Y | Y | Y | Y
Ceiling Insulation(R2 to R38) | New | Schools K-12 | 5.1058 | 3.2675 | 1.8383 | 36% | 5.1058 | 3.2675 | 1.8383 | 36% | Y | Y | Y | Y
Ceiling Insulation(R2 to R38) | New | Warehouse | 1.4026 | 0.090883 | 1.3117 | 93.52% | 1.4026 | 0.090883 | 1.3117 | 93.52% | Y | Y | Y | Y
Ceiling Insulation(R30 to R38) | Existing | Assembly | 3.7877 | 3.7593 | 0.02836 | 0.7487% | 3.7877 | 3.7593 | 0.02836 | 0.7487% | Y | Y | Y | Y
Ceiling Insulation(R30 to R38) | Existing | College and University | 11.0507 | 11.0223 | 0.02836 | 0.2566% | 11.0507 | 11.0223 | 0.02836 | 0.2566% | Y | Y | Y | Y
Ceiling Insulation(R30 to R38) | Existing | Grocery | 31.0105 | 30.9821 | 0.02836 | 0.09145% | 31.0105 | 30.9821 | 0.02836 | 0.09145% | Y | Y | Y | Y
Ceiling Insulation(R30 to R38) | Existing | Healthcare | 15.083 | 15.0546 | 0.02836 | 0.188% | 15.0829 | 15.0546 | 0.02836 | 0.188% | Y | Y | Y | Y
Ceiling Insulation(R30 to R38) | Existing | Hospitals | 81.2975 | 81.2691 | 0.02836 | 0.03488% | 81.2975 | 81.2691 | 0.02836 | 0.03488% | Y | Y | Y | Y
Ceiling Insulation(R30 to R38) | Existing | Institutional | 56.2721 | 56.2438 | 0.02836 | 0.0504% | 56.2721 | 56.2438 | 0.02836 | 0.0504% | Y | Y | Y | Y
Ceiling Insulation(R30 to R38) | Existing | Lodging/Hospitality | 34.7257 | 34.6974 | 0.02836 | 0.08167% | 34.7257 | 34.6974 | 0.02836 | 0.08167% | Y | Y | Y | Y
Ceiling Insulation(R30 to R38) | Existing | Miscellaneous | 107.2344 | 107.206 | 0.02836 | 0.02645% | 107.2344 | 107.206 | 0.02836 | 0.02645% | Y | Y | Y | Y
Ceiling Insulation(R30 to R38) | Existing | Offices | 58.1979 | 58.1695 | 0.02836 | 0.04873% | 58.1979 | 58.1695 | 0.02836 | 0.04873% | Y | Y | Y | Y
Ceiling Insulation(R30 to R38) | Existing | Restaurants | 31.354 | 31.3256 | 0.02836 | 0.09045% | 31.354 | 31.3256 | 0.02836 | 0.09045% | Y | Y | Y | Y
Ceiling Insulation(R30 to R38) | Existing | Retail | 5.9824 | 5.954 | 0.02836 | 0.4741% | 5.9824 | 5.954 | 0.02836 | 0.4741% | Y | Y | Y | Y
Ceiling Insulation(R30 to R38) | Existing | Schools K-12 | 5.1058 | 5.0774 | 0.02836 | 0.5555% | 5.1058 | 5.0774 | 0.02836 | 0.5554% | Y | Y | Y | Y
Ceiling Insulation(R30 to R38) | Existing | Warehouse | 1.4026 | 1.3742 | 0.02836 | 2.022% | 1.4026 | 1.3742 | 0.02836 | 2.022% | Y | Y | Y | Y
Ceiling Insulation(R30 to R38) | New | Assembly | 3.7877 | 3.7604 | 0.027234 | 0.719% | 3.7877 | 3.7604 | 0.027234 | 0.719% | Y | Y | Y | Y
Ceiling Insulation(R30 to R38) | New | College and University | 11.0507 | 11.0234 | 0.027234 | 0.2464% | 11.0507 | 11.0234 | 0.027234 | 0.2464% | Y | Y | Y | Y
Ceiling Insulation(R30 to R38) | New | Grocery | 31.0105 | 30.9833 | 0.027234 | 0.08782% | 31.0105 | 30.9833 | 0.027234 | 0.08782% | Y | Y | Y | Y
Ceiling Insulation(R30 to R38) | New | Healthcare | 15.083 | 15.0557 | 0.027234 | 0.1806% | 15.0829 | 15.0557 | 0.027234 | 0.1806% | Y | Y | Y | Y
Ceiling Insulation(R30 to R38) | New | Hospitals | 81.2975 | 81.2702 | 0.027234 | 0.0335% | 81.2975 | 81.2702 | 0.027234 | 0.0335% | Y | Y | Y | Y
Ceiling Insulation(R30 to R38) | New | Institutional | 56.2721 | 56.2449 | 0.027234 | 0.0484% | 56.2721 | 56.2449 | 0.027234 | 0.0484% | Y | Y | Y | Y
Ceiling Insulation(R30 to R38) | New | Lodging/Hospitality | 34.7257 | 34.6985 | 0.027234 | 0.07843% | 34.7257 | 34.6985 | 0.027234 | 0.07843% | Y | Y | Y | Y
Ceiling Insulation(R30 to R38) | New | Miscellaneous | 107.2344 | 107.2072 | 0.027234 | 0.0254% | 107.2344 | 107.2072 | 0.027234 | 0.0254% | Y | Y | Y | Y
Ceiling Insulation(R30 to R38) | New | Offices | 58.1979 | 58.1707 | 0.027234 | 0.0468% | 58.1979 | 58.1707 | 0.027234 | 0.0468% | Y | Y | Y | Y
Ceiling Insulation(R30 to R38) | New | Restaurants | 31.354 | 31.3267 | 0.027234 | 0.08686% | 31.354 | 31.3267 | 0.027234 | 0.08686% | Y | Y | Y | Y
Ceiling Insulation(R30 to R38) | New | Retail | 5.9824 | 5.9551 | 0.027234 | 0.4552% | 5.9824 | 5.9551 | 0.027234 | 0.4552% | Y | Y | Y | Y
Ceiling Insulation(R30 to R38) | New | Schools K-12 | 5.1058 | 5.0785 | 0.027234 | 0.5334% | 5.1058 | 5.0785 | 0.027234 | 0.5334% | Y | Y | Y | Y
Ceiling Insulation(R30 to R38) | New | Warehouse | 1.4026 | 1.3753 | 0.027234 | 1.942% | 1.4026 | 1.3753 | 0.027234 | 1.942% | Y | Y | Y | Y
Chilled Water Controls Optimization | Existing | Assembly | 14598.09 | 12773.33 | 1824.762 | 12.5% | 14598.092 | 12773.3305 | 1824.7615 | 12.5% | Y | Y | Y | Y
Chilled Water Controls Optimization | Existing | College and University | 46726.69 | 40885.86 | 5840.837 | 12.5% | 46726.6934 | 40885.8568 | 5840.8367 | 12.5% | Y | Y | Y | Y
Chilled Water Controls Optimization | Existing | Grocery | 0 | 0 | 0 | 0% | 0 | 0 | 0 | 0% | Y | Y | Y | Y
Chilled Water Controls Optimization | Existing | Healthcare | 22284.18 | 19498.66 | 2785.523 | 12.5% | 22284.1836 | 19498.6607 | 2785.523 | 12.5% | Y | Y | Y | Y
Chilled Water Controls Optimization | Existing | Hospitals | 129416.5 | 113239.4 | 16177.06 | 12.5% | 129416.4863 | 113239.4255 | 16177.0608 | 12.5% | N | Y | Y | Y
Chilled Water Controls Optimization | Existing | Institutional | 7885.427 | 6899.749 | 985.6784 | 12.5% | 7885.4269 | 6899.7485 | 985.6784 | 12.5% | Y | Y | Y | Y
Chilled Water Controls Optimization | Existing | Lodging/Hospitality | 60654.64 | 53072.81 | 7581.829 | 12.5% | 60654.6359 | 53072.8064 | 7581.8295 | 12.5% | Y | Y | Y | Y
Chilled Water Controls Optimization | Existing | Miscellaneous | 18782.14 | 16434.37 | 2347.767 | 12.5% | 18782.1391 | 16434.3717 | 2347.7674 | 12.5% | Y | Y | Y | Y
Chilled Water Controls Optimization | Existing | Offices | 19237.99 | 16833.25 | 2404.749 | 12.5% | 19237.9947 | 16833.2454 | 2404.7493 | 12.5% | Y | Y | Y | Y
Chilled Water Controls Optimization | Existing | Restaurants | 23656.28 | 20699.25 | 2957.035 | 12.5% | 23656.2807 | 20699.2456 | 2957.0351 | 12.5% | Y | Y | Y | Y
Chilled Water Controls Optimization | Existing | Retail | 17311.06 | 15147.18 | 2163.882 | 12.5% | 17311.0582 | 15147.1759 | 2163.8823 | 12.5% | Y | Y | Y | Y
Chilled Water Controls Optimization | Existing | Schools K-12 | 13280.16 | 11620.14 | 1660.02 | 12.5% | 13280.1597 | 11620.1397 | 1660.02 | 12.5% | Y | Y | Y | Y
Chilled Water Controls Optimization | Existing | Warehouse | 5130.291 | 4489.005 | 641.2864 | 12.5% | 5130.2915 | 4489.005 | 641.2864 | 12.5% | Y | Y | Y | Y
Chilled Water Controls Optimization | New | Assembly | 14598.09 | 12773.33 | 1824.762 | 12.5% | 14598.092 | 12773.3305 | 1824.7615 | 12.5% | Y | Y | Y | Y
Chilled Water Controls Optimization | New | College and University | 46726.69 | 40885.86 | 5840.837 | 12.5% | 46726.6934 | 40885.8568 | 5840.8367 | 12.5% | Y | Y | Y | Y
Chilled Water Controls Optimization | New | Grocery | 0 | 0 | 0 | 0% | 0 | 0 | 0 | 0% | Y | Y | Y | Y
Chilled Water Controls Optimization | New | Healthcare | 22284.18 | 19498.66 | 2785.523 | 12.5% | 22284.1836 | 19498.6607 | 2785.523 | 12.5% | Y | Y | Y | Y
Chilled Water Controls Optimization | New | Hospitals | 129416.5 | 113239.4 | 16177.06 | 12.5% | 129416.4863 | 113239.4255 | 16177.0608 | 12.5% | N | Y | Y | Y
Chilled Water Controls Optimization | New | Institutional | 7885.427 | 6899.749 | 985.6784 | 12.5% | 7885.4269 | 6899.7485 | 985.6784 | 12.5% | Y | Y | Y | Y
Chilled Water Controls Optimization | New | Lodging/Hospitality | 60654.64 | 53072.81 | 7581.829 | 12.5% | 60654.6359 | 53072.8064 | 7581.8295 | 12.5% | Y | Y | Y | Y
Chilled Water Controls Optimization | New | Miscellaneous | 18782.14 | 16434.37 | 2347.767 | 12.5% | 18782.1391 | 16434.3717 | 2347.7674 | 12.5% | Y | Y | Y | Y
Chilled Water Controls Optimization | New | Offices | 19237.99 | 16833.25 | 2404.749 | 12.5% | 19237.9947 | 16833.2454 | 2404.7493 | 12.5% | Y | Y | Y | Y
Chilled Water Controls Optimization | New | Restaurants | 23656.28 | 20699.25 | 2957.035 | 12.5% | 23656.2807 | 20699.2456 | 2957.0351 | 12.5% | Y | Y | Y | Y
Chilled Water Controls Optimization | New | Retail | 17311.06 | 15147.18 | 2163.882 | 12.5% | 17311.0582 | 15147.1759 | 2163.8823 | 12.5% | Y | Y | Y | Y
Chilled Water Controls Optimization | New | Schools K-12 | 13280.16 | 11620.14 | 1660.02 | 12.5% | 13280.1597 | 11620.1397 | 1660.02 | 12.5% | Y | Y | Y | Y
Chilled Water Controls Optimization | New | Warehouse | 5130.291 | 4489.005 | 641.2864 | 12.5% | 5130.2915 | 4489.005 | 641.2864 | 12.5% | Y | Y | Y | Y
Chilled Water System - Variable Speed Drives | Existing | Assembly | 36489.13 | 27461.72 | 9027.411 | 24.74% | 36489.1304 | 27461.7196 | 9027.4109 | 24.74% | Y | Y | Y | Y
Chilled Water System - Variable Speed Drives | Existing | College and University | 36489.13 | 27461.72 | 9027.411 | 24.74% | 36489.1304 | 27461.7196 | 9027.4109 | 24.74% | Y | Y | Y | Y
Chilled Water System - Variable Speed Drives | Existing | Grocery | 36489.13 | 27461.72 | 9027.411 | 24.74% | 36489.1304 | 27461.7196 | 9027.4109 | 24.74% | Y | Y | Y | Y
Chilled Water System - Variable Speed Drives | Existing | Healthcare | 36489.13 | 27461.72 | 9027.411 | 24.74% | 36489.1304 | 27461.7196 | 9027.4109 | 24.74% | Y | Y | Y | Y
Chilled Water System - Variable Speed Drives | Existing | Hospitals | 36489.13 | 27461.72 | 9027.411 | 24.74% | 36489.1304 | 27461.7196 | 9027.4109 | 24.74% | Y | Y | Y | Y
Chilled Water System - Variable Speed Drives | Existing | Institutional | 36489.13 | 27461.72 | 9027.411 | 24.74% | 36489.1304 | 27461.7196 | 9027.4109 | 24.74% | Y | Y | Y | Y
Chilled Water System - Variable Speed Drives | Existing | Lodging/Hospitality | 36489.13 | 27461.72 | 9027.411 | 24.74% | 36489.1304 | 27461.7196 | 9027.4109 | 24.74% | Y | Y | Y | Y
Chilled Water System - Variable Speed Drives | Existing | Miscellaneous | 36489.13 | 27461.72 | 9027.411 | 24.74% | 36489.1304 | 27461.7196 | 9027.4109 | 24.74% | Y | Y | Y | Y
Chilled Water System - Variable Speed Drives | Existing | Offices | 36489.13 | 27461.72 | 9027.411 | 24.74% | 36489.1304 | 27461.7196 | 9027.4109 | 24.74% | Y | Y | Y | Y
Chilled Water System - Variable Speed Drives | Existing | Restaurants | 36489.13 | 27461.72 | 9027.411 | 24.74% | 36489.1304 | 27461.7196 | 9027.4109 | 24.74% | Y | Y | Y | Y
Chilled Water System - Variable Speed Drives | Existing | Retail | 36489.13 | 27461.72 | 9027.411 | 24.74% | 36489.1304 | 27461.7196 | 9027.4109 | 24.74% | Y | Y | Y | Y
Chilled Water System - Variable Speed Drives | Existing | Schools K-12 | 36489.13 | 27461.72 | 9027.411 | 24.74% | 36489.1304 | 27461.7196 | 9027.4109 | 24.74% | Y | Y | Y | Y
Chilled Water System - Variable Speed Drives | Existing | Warehouse | 36489.13 | 27461.72 | 9027.411 | 24.74% | 36489.1304 | 27461.7196 | 9027.4109 | 24.74% | Y | Y | Y | Y
Chilled Water System - Variable Speed Drives | New | Assembly | 36489.13 | 27461.72 | 9027.411 | 24.74% | 36489.1304 | 27461.7196 | 9027.4109 | 24.74% | Y | Y | Y | Y
Chilled Water System - Variable Speed Drives | New | College and University | 36489.13 | 27461.72 | 9027.411 | 24.74% | 36489.1304 | 27461.7196 | 9027.4109 | 24.74% | Y | Y | Y | Y
Chilled Water System - Variable Speed Drives | New | Grocery | 36489.13 | 27461.72 | 9027.411 | 24.74% | 36489.1304 | 27461.7196 | 9027.4109 | 24.74% | Y | Y | Y | Y
Chilled Water System - Variable Speed Drives | New | Healthcare | 36489.13 | 27461.72 | 9027.411 | 24.74% | 36489.1304 | 27461.7196 | 9027.4109 | 24.74% | Y | Y | Y | Y
Chilled Water System - Variable Speed Drives | New | Hospitals | 36489.13 | 27461.72 | 9027.411 | 24.74% | 36489.1304 | 27461.7196 | 9027.4109 | 24.74% | Y | Y | Y | Y
Chilled Water System - Variable Speed Drives | New | Institutional | 36489.13 | 27461.72 | 9027.411 | 24.74% | 36489.1304 | 27461.7196 | 9027.4109 | 24.74% | Y | Y | Y | Y
Chilled Water System - Variable Speed Drives | New | Lodging/Hospitality | 36489.13 | 27461.72 | 9027.411 | 24.74% | 36489.1304 | 27461.7196 | 9027.4109 | 24.74% | Y | Y | Y | Y
Chilled Water System - Variable Speed Drives | New | Miscellaneous | 36489.13 | 27461.72 | 9027.411 | 24.74% | 36489.1304 | 27461.7196 | 9027.4109 | 24.74% | Y | Y | Y | Y
Chilled Water System - Variable Speed Drives | New | Offices | 36489.13 | 27461.72 | 9027.411 | 24.74% | 36489.1304 | 27461.7196 | 9027.4109 | 24.74% | Y | Y | Y | Y
Chilled Water System - Variable Speed Drives | New | Restaurants | 36489.13 | 27461.72 | 9027.411 | 24.74% | 36489.1304 | 27461.7196 | 9027.4109 | 24.74% | Y | Y | Y | Y
Chilled Water System - Variable Speed Drives | New | Retail | 36489.13 | 27461.72 | 9027.411 | 24.74% | 36489.1304 | 27461.7196 | 9027.4109 | 24.74% | Y | Y | Y | Y
Chilled Water System - Variable Speed Drives | New | Schools K-12 | 36489.13 | 27461.72 | 9027.411 | 24.74% | 36489.1304 | 27461.7196 | 9027.4109 | 24.74% | Y | Y | Y | Y
Chilled Water System - Variable Speed Drives | New | Warehouse | 36489.13 | 27461.72 | 9027.411 | 24.74% | 36489.1304 | 27461.7196 | 9027.4109 | 24.74% | Y | Y | Y | Y
Cool Roof | Existing | Assembly | 3.7877 | 3.6095 | 0.17819 | 4.704% | 3.7877 | 3.6095 | 0.17819 | 4.704% | Y | Y | Y | Y
Cool Roof | Existing | College and University | 11.0507 | 10.8725 | 0.17819 | 1.612% | 11.0507 | 10.8725 | 0.17819 | 1.612% | Y | Y | Y | Y
Cool Roof | Existing | Grocery | 31.0105 | 30.8323 | 0.17819 | 0.5746% | 31.0105 | 30.8323 | 0.17819 | 0.5746% | Y | Y | Y | Y
Cool Roof | Existing | Healthcare | 15.083 | 14.9048 | 0.17819 | 1.181% | 15.0829 | 14.9048 | 0.17819 | 1.181% | Y | Y | Y | Y
Cool Roof | Existing | Hospitals | 81.2975 | 81.1193 | 0.17819 | 0.2192% | 81.2975 | 81.1193 | 0.17819 | 0.2192% | Y | Y | Y | Y
Cool Roof | Existing | Institutional | 56.2721 | 56.0939 | 0.17819 | 0.3167% | 56.2721 | 56.0939 | 0.17819 | 0.3167% | Y | Y | Y | Y
Cool Roof | Existing | Lodging/Hospitality | 34.7257 | 34.5475 | 0.17819 | 0.5131% | 34.7257 | 34.5475 | 0.17819 | 0.5131% | Y | Y | Y | Y
Cool Roof | Existing | Miscellaneous | 107.2344 | 107.0562 | 0.17819 | 0.1662% | 107.2344 | 107.0562 | 0.17819 | 0.1662% | Y | Y | Y | Y
Cool Roof | Existing | Offices | 58.1979 | 58.0197 | 0.17819 | 0.3062% | 58.1979 | 58.0197 | 0.17819 | 0.3062% | Y | Y | Y | Y
Cool Roof | Existing | Restaurants | 31.354 | 31.1758 | 0.17819 | 0.5683% | 31.354 | 31.1758 | 0.17819 | 0.5683% | Y | Y | Y | Y
Cool Roof | Existing | Retail | 5.9824 | 5.8042 | 0.17819 | 2.979% | 5.9824 | 5.8042 | 0.17819 | 2.979% | Y | Y | Y | Y
Cool Roof | Existing | Schools K-12 | 5.1058 | 4.9276 | 0.17819 | 3.49% | 5.1058 | 4.9276 | 0.17819 | 3.49% | Y | Y | Y | Y
Cool Roof | Existing | Warehouse | 1.4026 | 1.2244 | 0.17819 | 12.7% | 1.4026 | 1.2244 | 0.17819 | 12.7% | Y | Y | Y | Y
Cool Roof | New | Assembly | 3.7877 | 3.6099 | 0.17775 | 4.693% | 3.7877 | 3.6099 | 0.17775 | 4.693% | Y | Y | Y | Y
Cool Roof | New | College and University | 11.0507 | 10.8729 | 0.17775 | 1.609% | 11.0507 | 10.8729 | 0.17775 | 1.609% | Y | Y | Y | Y
Cool Roof | New | Grocery | 31.0105 | 30.8327 | 0.17775 | 0.5732% | 31.0105 | 30.8327 | 0.17775 | 0.5732% | Y | Y | Y | Y
Cool Roof | New | Healthcare | 15.083 | 14.9052 | 0.17775 | 1.178% | 15.0829 | 14.9052 | 0.17775 | 1.178% | Y | Y | Y | Y
Cool Roof | New | Hospitals | 81.2975 | 81.1197 | 0.17775 | 0.2186% | 81.2975 | 81.1197 | 0.17775 | 0.2186% | Y | Y | Y | Y
Cool Roof | New | Institutional | 56.2721 | 56.0944 | 0.17775 | 0.3159% | 56.2721 | 56.0944 | 0.17775 | 0.3159% | Y | Y | Y | Y
Cool Roof | New | Lodging/Hospitality | 34.7257 | 34.548 | 0.17775 | 0.5119% | 34.7257 | 34.548 | 0.17775 | 0.5119% | Y | Y | Y | Y
Cool Roof | New | Miscellaneous | 107.2344 | 107.0567 | 0.17775 | 0.1658% | 107.2344 | 107.0567 | 0.17775 | 0.1658% | Y | Y | Y | Y
Cool Roof | New | Offices | 58.1979 | 58.0201 | 0.17775 | 0.3054% | 58.1979 | 58.0201 | 0.17775 | 0.3054% | Y | Y | Y | Y
Cool Roof | New | Restaurants | 31.354 | 31.1762 | 0.17775 | 0.5669% | 31.354 | 31.1762 | 0.17775 | 0.5669% | Y | Y | Y | Y
Cool Roof | New | Retail | 5.9824 | 5.8046 | 0.17775 | 2.971% | 5.9824 | 5.8046 | 0.17775 | 2.971% | Y | Y | Y | Y
Cool Roof | New | Schools K-12 | 5.1058 | 4.928 | 0.17775 | 3.481% | 5.1058 | 4.928 | 0.17775 | 3.481% | Y | Y | Y | Y
Cool Roof | New | Warehouse | 1.4026 | 1.2248 | 0.17775 | 12.67% | 1.4026 | 1.2248 | 0.17775 | 12.67% | Y | Y | Y | Y
Dedicated Outdoor Air System on VRF unit | Existing | Assembly | 4707.205 | 3907.075 | 800.1307 | 17% | 4707.2054 | 3907.0747 | 800.1307 | 17% | Y | Y | Y | Y
Dedicated Outdoor Air System on VRF unit | Existing | College and University | 5187.753 | 4303.526 | 884.2265 | 17.04% | 5187.7528 | 4303.5263 | 884.2265 | 17.04% | Y | Y | Y | Y
Dedicated Outdoor Air System on VRF unit | Existing | Grocery | 2968.18 | 2489.393 | 478.7875 | 16.13% | 2968.1801 | 2489.3926 | 478.7875 | 16.13% | Y | Y | Y | Y
Dedicated Outdoor Air System on VRF unit | Existing | Healthcare | 10051.21 | 8329.3 | 1721.909 | 17.13% | 10051.209 | 8329.2996 | 1721.9094 | 17.13% | Y | N | Y | Y
Dedicated Outdoor Air System on VRF unit | Existing | Hospitals | 9615.193 | 7974.691 | 1640.503 | 17.06% | 9615.1934 | 7974.6909 | 1640.5025 | 17.06% | Y | Y | Y | Y
Dedicated Outdoor Air System on VRF unit | Existing | Institutional | 2647.233 | 2204.573 | 442.6603 | 16.72% | 2647.2334 | 2204.5731 | 442.6603 | 16.72% | Y | Y | Y | Y
Dedicated Outdoor Air System on VRF unit | Existing | Lodging/Hospitality | 7587.971 | 6285.029 | 1302.941 | 17.17% | 7587.9706 | 6285.0293 | 1302.9413 | 17.17% | Y | Y | Y | Y
Dedicated Outdoor Air System on VRF unit | Existing | Miscellaneous | 2627.062 | 2180.37 | 446.692 | 17% | 2627.0624 | 2180.3703 | 446.692 | 17% | Y | Y | Y | Y
Dedicated Outdoor Air System on VRF unit | Existing | Offices | 5127.254 | 4243.784 | 883.4693 | 17.23% | 5127.2536 | 4243.7843 | 883.4693 | 17.23% | Y | Y | Y | Y
Dedicated Outdoor Air System on VRF unit | Existing | Restaurants | 8279.455 | 6917.699 | 1361.756 | 16.45% | 8279.455 | 6917.6987 | 1361.7563 | 16.45% | Y | Y | Y | Y
Dedicated Outdoor Air System on VRF unit | Existing | Retail | 6306.823 | 5257.762 | 1049.061 | 16.63% | 6306.8233 | 5257.7623 | 1049.061 | 16.63% | Y | Y | Y | Y
Dedicated Outdoor Air System on VRF unit | Existing | Schools K-12 | 5519.628 | 4603.978 | 915.6498 | 16.59% | 5519.6282 | 4603.9784 | 915.6498 | 16.59% | Y | Y | Y | Y
Dedicated Outdoor Air System on VRF unit | Existing | Warehouse | 1239.188 | 1035.374 | 203.814 | 16.45% | 1239.1878 | 1035.3739 | 203.814 | 16.45% | Y | Y | Y | Y
Dedicated Outdoor Air System on VRF unit | New | Assembly | 4707.205 | 3907.075 | 800.1307 | 17% | 4707.2054 | 3907.0747 | 800.1307 | 17% | Y | Y | Y | Y
Dedicated Outdoor Air System on VRF unit | New | College and University | 5187.753 | 4303.526 | 884.2265 | 17.04% | 5187.7528 | 4303.5263 | 884.2265 | 17.04% | Y | Y | Y | Y
Dedicated Outdoor Air System on VRF unit | New | Grocery | 2968.18 | 2489.393 | 478.7875 | 16.13% | 2968.1801 | 2489.3926 | 478.7875 | 16.13% | Y | Y | Y | Y
Dedicated Outdoor Air System on VRF unit | New | Healthcare | 10051.21 | 8329.3 | 1721.909 | 17.13% | 10051.209 | 8329.2996 | 1721.9094 | 17.13% | Y | N | Y | Y
Dedicated Outdoor Air System on VRF unit | New | Hospitals | 9615.193 | 7974.691 | 1640.503 | 17.06% | 9615.1934 | 7974.6909 | 1640.5025 | 17.06% | Y | Y | Y | Y
Dedicated Outdoor Air System on VRF unit | New | Institutional | 2647.233 | 2204.573 | 442.6603 | 16.72% | 2647.2334 | 2204.5731 | 442.6603 | 16.72% | Y | Y | Y | Y
Dedicated Outdoor Air System on VRF unit | New | Lodging/Hospitality | 7587.971 | 6285.029 | 1302.941 | 17.17% | 7587.9706 | 6285.0293 | 1302.9413 | 17.17% | Y | Y | Y | Y
Dedicated Outdoor Air System on VRF unit | New | Miscellaneous | 2627.062 | 2180.37 | 446.692 | 17% | 2627.0624 | 2180.3703 | 446.692 | 17% | Y | Y | Y | Y
Dedicated Outdoor Air System on VRF unit | New | Offices | 5127.254 | 4243.784 | 883.4693 | 17.23% | 5127.2536 | 4243.7843 | 883.4693 | 17.23% | Y | Y | Y | Y
Dedicated Outdoor Air System on VRF unit | New | Restaurants | 8279.455 | 6917.699 | 1361.756 | 16.45% | 8279.455 | 6917.6987 | 1361.7563 | 16.45% | Y | Y | Y | Y
Dedicated Outdoor Air System on VRF unit | New | Retail | 6306.823 | 5257.762 | 1049.061 | 16.63% | 6306.8233 | 5257.7623 | 1049.061 | 16.63% | Y | Y | Y | Y
Dedicated Outdoor Air System on VRF unit | New | Schools K-12 | 5519.628 | 4603.978 | 915.6498 | 16.59% | 5519.6282 | 4603.9784 | 915.6498 | 16.59% | Y | Y | Y | Y
Dedicated Outdoor Air System on VRF unit | New | Warehouse | 1239.188 | 1035.374 | 203.814 | 16.45% | 1239.1878 | 1035.3739 | 203.814 | 16.45% | Y | Y | Y | Y
Destratification Fans | Existing | Assembly | 13888.83 | 11879.24 | 2009.598 | 14.47% | 13888.8343 | 11879.2365 | 2009.5978 | 14.47% | Y | Y | Y | Y
Destratification Fans | Existing | College and University | 23416.42 | 19760.69 | 3655.721 | 15.61% | 23416.4153 | 19760.6945 | 3655.7208 | 15.61% | Y | Y | Y | Y
Destratification Fans | Existing | Grocery | 10499.34 | 9182.674 | 1316.664 | 12.54% | 10499.3372 | 9182.6736 | 1316.6636 | 12.54% | Y | Y | Y | Y
Destratification Fans | Existing | Healthcare | 22625 | 19331.84 | 3293.159 | 14.56% | 22625.0029 | 19331.8436 | 3293.1593 | 14.56% | Y | Y | Y | Y
Destratification Fans | Existing | Hospitals | 41667.57 | 35164.77 | 6502.801 | 15.61% | 41667.5704 | 35164.7696 | 6502.8008 | 15.61% | Y | Y | Y | Y
Destratification Fans | Existing | Institutional | 5697.807 | 4973.936 | 723.871 | 12.7% | 5697.8074 | 4973.9364 | 723.871 | 12.7% | Y | Y | Y | Y
Destratification Fans | Existing | Lodging/Hospitality | 8305.726 | 7213.741 | 1091.986 | 13.15% | 8305.7265 | 7213.7408 | 1091.9857 | 13.15% | Y | Y | Y | Y
Destratification Fans | Existing | Miscellaneous | 10938.84 | 9269.984 | 1668.853 | 15.26% | 10938.8374 | 9269.9844 | 1668.853 | 15.26% | Y | Y | Y | Y
Destratification Fans | Existing | Offices | 3012.747 | 2647.245 | 365.5015 | 12.13% | 3012.7469 | 2647.2454 | 365.5015 | 12.13% | Y | Y | Y | Y
Destratification Fans | Existing | Restaurants | 22950.39 | 20061.64 | 2888.746 | 12.59% | 22950.3905 | 20061.6441 | 2888.7464 | 12.59% | Y | Y | Y | Y
Destratification Fans | Existing | Retail | 24895.87 | 21438.98 | 3456.887 | 13.89% | 24895.8722 | 21438.9848 | 3456.8874 | 13.89% | Y | Y | Y | Y
Destratification Fans | Existing | Schools K-12 | 67358.85 | 56428.55 | 10930.3 | 16.23% | 67358.8469 | 56428.5488 | 10930.2982 | 16.23% | Y | Y | N | Y
Destratification Fans | Existing | Warehouse | 8195.685 | 6997.503 | 1198.183 | 14.62% | 8195.6853 | 6997.5026 | 1198.1827 | 14.62% | Y | Y | Y | Y
Destratification Fans | New | Assembly | 13888.83 | 11879.24 | 2009.598 | 14.47% | 13888.8343 | 11879.2365 | 2009.5978 | 14.47% | Y | Y | Y | Y
Destratification Fans | New | College and University | 23416.42 | 19760.69 | 3655.721 | 15.61% | 23416.4153 | 19760.6945 | 3655.7208 | 15.61% | Y | Y | Y | Y
Destratification Fans | New | Grocery | 10499.34 | 9182.674 | 1316.664 | 12.54% | 10499.3372 | 9182.6736 | 1316.6636 | 12.54% | Y | Y | Y | Y
Destratification Fans | New | Healthcare | 22625 | 19331.84 | 3293.159 | 14.56% | 22625.0029 | 19331.8436 | 3293.1593 | 14.56% | Y | Y | Y | Y
Destratification Fans | New | Hospitals | 41667.57 | 35164.77 | 6502.801 | 15.61% | 41667.5704 | 35164.7696 | 6502.8008 | 15.61% | Y | Y | Y | Y
Destratification Fans | New | Institutional | 5697.807 | 4973.936 | 723.871 | 12.7% | 5697.8074 | 4973.9364 | 723.871 | 12.7% | Y | Y | Y | Y
Destratification Fans | New | Lodging/Hospitality | 8305.726 | 7213.741 | 1091.986 | 13.15% | 8305.7265 | 7213.7408 | 1091.9857 | 13.15% | Y | Y | Y | Y
Destratification Fans | New | Miscellaneous | 10938.84 | 9269.984 | 1668.853 | 15.26% | 10938.8374 | 9269.9844 | 1668.853 | 15.26% | Y | Y | Y | Y
Destratification Fans | New | Offices | 3012.747 | 2647.245 | 365.5015 | 12.13% | 3012.7469 | 2647.2454 | 365.5015 | 12.13% | Y | Y | Y | Y
Destratification Fans | New | Restaurants | 22950.39 | 20061.64 | 2888.746 | 12.59% | 22950.3905 | 20061.6441 | 2888.7464 | 12.59% | Y | Y | Y | Y
Destratification Fans | New | Retail | 24895.87 | 21438.98 | 3456.887 | 13.89% | 24895.8722 | 21438.9848 | 3456.8874 | 13.89% | Y | Y | Y | Y
Destratification Fans | New | Schools K-12 | 67358.85 | 56428.55 | 10930.3 | 16.23% | 67358.8469 | 56428.5488 | 10930.2982 | 16.23% | Y | Y | N | Y
Destratification Fans | New | Warehouse | 8195.685 | 6997.503 | 1198.183 | 14.62% | 8195.6853 | 6997.5026 | 1198.1827 | 14.62% | Y | Y | Y | Y
Duct Insulation | Existing | Assembly | 48078.24 | 47094.91 | 983.3201 | 2.045% | 48078.2351 | 47094.915 | 983.3201 | 2.045% | Y | Y | Y | Y
Duct Insulation | Existing | College and University | 287152.3 | 281279.3 | 5872.983 | 2.045% | 287152.3197 | 281279.3369 | 5872.9828 | 2.045% | Y | Y | Y | Y
Duct Insulation | Existing | Grocery | 115753 | 113385.6 | 2367.438 | 2.045% | 115753.0083 | 113385.5699 | 2367.4384 | 2.045% | Y | N | Y | Y
Duct Insulation | Existing | Healthcare | 202047.4 | 197915 | 4132.374 | 2.045% | 202047.3819 | 197915.0078 | 4132.3741 | 2.045% | N | Y | Y | Y
Duct Insulation | Existing | Hospitals | 2105302 | 2062243 | 43058.69 | 2.045% | 2105301.9288 | 2062243.2411 | 43058.6877 | 2.045% | N | N | Y | Y
Duct Insulation | Existing | Institutional | 233568.9 | 228791.9 | 4777.068 | 2.045% | 233568.925 | 228791.8566 | 4777.0684 | 2.045% | Y | N | Y | Y
Duct Insulation | Existing | Lodging/Hospitality | 191602.2 | 187683.4 | 3918.744 | 2.045% | 191602.1762 | 187683.4327 | 3918.7435 | 2.045% | N | Y | Y | Y
Duct Insulation | Existing | Miscellaneous | 2226772 | 2181229 | 45543.06 | 2.045% | 2226772.3297 | 2181229.2686 | 45543.0611 | 2.045% | N | N | Y | Y
Duct Insulation | Existing | Offices | 166452.1 | 163047.7 | 3404.361 | 2.045% | 166452.0881 | 163047.7267 | 3404.3613 | 2.045% | N | Y | Y | Y
Duct Insulation | Existing | Restaurants | 120615.3 | 118148.5 | 2466.885 | 2.045% | 120615.3416 | 118148.4563 | 2466.8853 | 2.045% | Y | N | Y | Y
Duct Insulation | Existing | Retail | 52681.84 | 51604.37 | 1077.475 | 2.045% | 52681.844 | 51604.3686 | 1077.4754 | 2.045% | Y | Y | Y | Y
Duct Insulation | Existing | Schools K-12 | 196877 | 192850.3 | 4026.626 | 2.045% | 196876.9732 | 192850.3469 | 4026.6263 | 2.045% | N | Y | Y | Y
Duct Insulation | Existing | Warehouse | 19557.83 | 19157.83 | 400.0066 | 2.045% | 19557.8341 | 19157.8275 | 400.0066 | 2.045% | Y | Y | Y | Y
Duct Insulation | New | Assembly | 48078.24 | 47094.91 | 983.3201 | 2.045% | 48078.2351 | 47094.915 | 983.3201 | 2.045% | Y | Y | Y | Y
Duct Insulation | New | College and University | 287152.3 | 281279.3 | 5872.983 | 2.045% | 287152.3197 | 281279.3369 | 5872.9828 | 2.045% | Y | Y | Y | Y
Duct Insulation | New | Grocery | 115753 | 113385.6 | 2367.438 | 2.045% | 115753.0083 | 113385.5699 | 2367.4384 | 2.045% | Y | N | Y | Y
Duct Insulation | New | Healthcare | 202047.4 | 197915 | 4132.374 | 2.045% | 202047.3819 | 197915.0078 | 4132.3741 | 2.045% | N | Y | Y | Y
Duct Insulation | New | Hospitals | 2105302 | 2062243 | 43058.69 | 2.045% | 2105301.9288 | 2062243.2411 | 43058.6877 | 2.045% | N | N | Y | Y
Duct Insulation | New | Institutional | 233568.9 | 228791.9 | 4777.068 | 2.045% | 233568.925 | 228791.8566 | 4777.0684 | 2.045% | Y | N | Y | Y
Duct Insulation | New | Lodging/Hospitality | 191602.2 | 187683.4 | 3918.744 | 2.045% | 191602.1762 | 187683.4327 | 3918.7435 | 2.045% | N | Y | Y | Y
Duct Insulation | New | Miscellaneous | 2226772 | 2181229 | 45543.06 | 2.045% | 2226772.3297 | 2181229.2686 | 45543.0611 | 2.045% | N | N | Y | Y
Duct Insulation | New | Offices | 166452.1 | 163047.7 | 3404.361 | 2.045% | 166452.0881 | 163047.7267 | 3404.3613 | 2.045% | N | Y | Y | Y
Duct Insulation | New | Restaurants | 120615.3 | 118148.5 | 2466.885 | 2.045% | 120615.3416 | 118148.4563 | 2466.8853 | 2.045% | Y | N | Y | Y
Duct Insulation | New | Retail | 52681.84 | 51604.37 | 1077.475 | 2.045% | 52681.844 | 51604.3686 | 1077.4754 | 2.045% | Y | Y | Y | Y
Duct Insulation | New | Schools K-12 | 196877 | 192850.3 | 4026.626 | 2.045% | 196876.9732 | 192850.3469 | 4026.6263 | 2.045% | N | Y | Y | Y
Duct Insulation | New | Warehouse | 19557.83 | 19157.83 | 400.0066 | 2.045% | 19557.8341 | 19157.8275 | 400.0066 | 2.045% | Y | Y | Y | Y
Duct Sealing Repair | Existing | Assembly | 48078.24 | 42308.85 | 5769.388 | 12% | 48078.2351 | 42308.8469 | 5769.3882 | 12% | Y | Y | Y | Y
Duct Sealing Repair | Existing | College and University | 287152.3 | 252694 | 34458.28 | 12% | 287152.3197 | 252694.0413 | 34458.2784 | 12% | Y | Y | Y | Y
Duct Sealing Repair | Existing | Grocery | 115753 | 101862.6 | 13890.36 | 12% | 115753.0083 | 101862.6473 | 13890.361 | 12% | Y | Y | Y | Y
Duct Sealing Repair | Existing | Healthcare | 202047.4 | 177801.7 | 24245.69 | 12% | 202047.3819 | 177801.6961 | 24245.6858 | 12% | N | N | Y | Y
Duct Sealing Repair | Existing | Hospitals | 2105302 | 1852666 | 252636.2 | 12% | 2105301.9288 | 1852665.6973 | 252636.2315 | 12% | N | N | Y | Y
Duct Sealing Repair | Existing | Institutional | 233568.9 | 205540.7 | 28028.27 | 12% | 233568.925 | 205540.654 | 28028.271 | 12% | Y | N | Y | Y
Duct Sealing Repair | Existing | Lodging/Hospitality | 191602.2 | 168609.9 | 22992.26 | 12% | 191602.1762 | 168609.915 | 22992.2611 | 12% | N | Y | Y | Y
Duct Sealing Repair | Existing | Miscellaneous | 2226772 | 1959560 | 267212.7 | 12% | 2226772.3297 | 1959559.6501 | 267212.6796 | 12% | N | N | N | Y
Duct Sealing Repair | Existing | Offices | 166452.1 | 146477.8 | 19974.25 | 12% | 166452.0881 | 146477.8375 | 19974.2506 | 12% | N | Y | Y | Y
Duct Sealing Repair | Existing | Restaurants | 120615.3 | 106141.5 | 14473.84 | 12% | 120615.3416 | 106141.5006 | 14473.841 | 12% | Y | Y | Y | Y
Duct Sealing Repair | Existing | Retail | 52681.84 | 46360.02 | 6321.821 | 12% | 52681.844 | 46360.0227 | 6321.8213 | 12% | Y | Y | Y | Y
Duct Sealing Repair | Existing | Schools K-12 | 196877 | 173251.7 | 23625.24 | 12% | 196876.9732 | 173251.7364 | 23625.2368 | 12% | N | Y | Y | Y
Duct Sealing Repair | Existing | Warehouse | 19557.83 | 17210.89 | 2346.94 | 12% | 19557.8341 | 17210.894 | 2346.9401 | 12% | Y | Y | Y | Y
Duct Sealing Repair | New | Assembly | 48078.24 | 42308.85 | 5769.388 | 12% | 48078.2351 | 42308.8469 | 5769.3882 | 12% | Y | Y | Y | Y
Duct Sealing Repair | New | College and University | 287152.3 | 252694 | 34458.28 | 12% | 287152.3197 | 252694.0413 | 34458.2784 | 12% | Y | Y | Y | Y
Duct Sealing Repair | New | Grocery | 115753 | 101862.6 | 13890.36 | 12% | 115753.0083 | 101862.6473 | 13890.361 | 12% | Y | Y | Y | Y
Duct Sealing Repair | New | Healthcare | 202047.4 | 177801.7 | 24245.69 | 12% | 202047.3819 | 177801.6961 | 24245.6858 | 12% | N | N | Y | Y
Duct Sealing Repair | New | Hospitals | 2105302 | 1852666 | 252636.2 | 12% | 2105301.9288 | 1852665.6973 | 252636.2315 | 12% | N | N | Y | Y
Duct Sealing Repair | New | Institutional | 233568.9 | 205540.7 | 28028.27 | 12% | 233568.925 | 205540.654 | 28028.271 | 12% | Y | N | Y | Y
Duct Sealing Repair | New | Lodging/Hospitality | 191602.2 | 168609.9 | 22992.26 | 12% | 191602.1762 | 168609.915 | 22992.2611 | 12% | N | Y | Y | Y
Duct Sealing Repair | New | Miscellaneous | 2226772 | 1959560 | 267212.7 | 12% | 2226772.3297 | 1959559.6501 | 267212.6796 | 12% | N | N | N | Y
Duct Sealing Repair | New | Offices | 166452.1 | 146477.8 | 19974.25 | 12% | 166452.0881 | 146477.8375 | 19974.2506 | 12% | N | Y | Y | Y
Duct Sealing Repair | New | Restaurants | 120615.3 | 106141.5 | 14473.84 | 12% | 120615.3416 | 106141.5006 | 14473.841 | 12% | Y | Y | Y | Y
Duct Sealing Repair | New | Retail | 52681.84 | 46360.02 | 6321.821 | 12% | 52681.844 | 46360.0227 | 6321.8213 | 12% | Y | Y | Y | Y
Duct Sealing Repair | New | Schools K-12 | 196877 | 173251.7 | 23625.24 | 12% | 196876.9732 | 173251.7364 | 23625.2368 | 12% | N | Y | Y | Y
Duct Sealing Repair | New | Warehouse | 19557.83 | 17210.89 | 2346.94 | 12% | 19557.8341 | 17210.894 | 2346.9401 | 12% | Y | Y | Y | Y
ECM Motors on Furnaces | Existing | Assembly | 74113.63 | 72848.97 | 1264.664 | 1.706% | 74113.632 | 72848.9677 | 1264.6644 | 1.706% | Y | Y | Y | Y
ECM Motors on Furnaces | Existing | College and University | 74113.63 | 72848.97 | 1264.664 | 1.706% | 74113.632 | 72848.9677 | 1264.6644 | 1.706% | Y | Y | Y | Y
ECM Motors on Furnaces | Existing | Grocery | 127475.4 | 125300.2 | 2175.223 | 1.706% | 127475.4471 | 125300.2244 | 2175.2227 | 1.706% | Y | Y | Y | Y
ECM Motors on Furnaces | Existing | Healthcare | 116210.2 | 114227.2 | 1982.994 | 1.706% | 116210.175 | 114227.1813 | 1982.9937 | 1.706% | N | N | Y | Y
ECM Motors on Furnaces | Existing | Hospitals | 132218.7 | 129962.6 | 2256.161 | 1.706% | 132218.7196 | 129962.5583 | 2256.1612 | 1.706% | Y | N | Y | Y
ECM Motors on Furnaces | Existing | Institutional | 64627.09 | 63524.3 | 1102.787 | 1.706% | 64627.0871 | 63524.2998 | 1102.7873 | 1.706% | Y | N | Y | Y
ECM Motors on Furnaces | Existing | Lodging/Hospitality | 78264 | 76928.51 | 1335.486 | 1.706% | 78263.9954 | 76928.5099 | 1335.4856 | 1.706% | N | Y | Y | Y
ECM Motors on Furnaces | Existing | Miscellaneous | 40910.72 | 40212.63 | 698.0947 | 1.706% | 40910.7249 | 40212.6302 | 698.0947 | 1.706% | Y | Y | Y | Y
ECM Motors on Furnaces | Existing | Offices | 43282.36 | 42543.8 | 738.564 | 1.706% | 43282.3611 | 42543.7971 | 738.564 | 1.706% | Y | N | Y | Y
ECM Motors on Furnaces | Existing | Restaurants | 273331.1 | 268667 | 4664.082 | 1.706% | 273331.075 | 268666.9928 | 4664.0822 | 1.706% | N | N | Y | Y
ECM Motors on Furnaces | Existing | Retail | 171350.7 | 168426.8 | 2923.904 | 1.706% | 171350.7173 | 168426.8133 | 2923.904 | 1.706% | Y | Y | Y | Y
ECM Motors on Furnaces | Existing | Schools K-12 | 157713.8 | 155022.6 | 2691.206 | 1.706% | 157713.809 | 155022.6032 | 2691.2058 | 1.706% | Y | Y | Y | Y
ECM Motors on Furnaces | Existing | Warehouse | 40910.72 | 40212.63 | 698.0947 | 1.706% | 40910.7249 | 40212.6302 | 698.0947 | 1.706% | Y | Y | Y | Y
ECM Motors on Furnaces | New | Assembly | 74113.63 | 72848.97 | 1264.664 | 1.706% | 74113.632 | 72848.9677 | 1264.6644 | 1.706% | Y | Y | Y | Y
ECM Motors on Furnaces | New | College and University | 74113.63 | 72848.97 | 1264.664 | 1.706% | 74113.632 | 72848.9677 | 1264.6644 | 1.706% | Y | Y | Y | Y
ECM Motors on Furnaces | New | Grocery | 127475.4 | 125300.2 | 2175.223 | 1.706% | 127475.4471 | 125300.2244 | 2175.2227 | 1.706% | Y | Y | Y | Y
ECM Motors on Furnaces | New | Healthcare | 116210.2 | 114227.2 | 1982.994 | 1.706% | 116210.175 | 114227.1813 | 1982.9937 | 1.706% | N | N | Y | Y
ECM Motors on Furnaces | New | Hospitals | 132218.7 | 129962.6 | 2256.161 | 1.706% | 132218.7196 | 129962.5583 | 2256.1612 | 1.706% | Y | N | Y | Y
ECM Motors on Furnaces | New | Institutional | 64627.09 | 63524.3 | 1102.787 | 1.706% | 64627.0871 | 63524.2998 | 1102.7873 | 1.706% | Y | N | Y | Y
ECM Motors on Furnaces | New | Lodging/Hospitality | 78264 | 76928.51 | 1335.486 | 1.706% | 78263.9954 | 76928.5099 | 1335.4856 | 1.706% | N | Y | Y | Y
ECM Motors on Furnaces | New | Miscellaneous | 40910.72 | 40212.63 | 698.0947 | 1.706% | 40910.7249 | 40212.6302 | 698.0947 | 1.706% | Y | Y | Y | Y
ECM Motors on Furnaces | New | Offices | 43282.36 | 42543.8 | 738.564 | 1.706% | 43282.3611 | 42543.7971 | 738.564 | 1.706% | Y | N | Y | Y
ECM Motors on Furnaces | New | Restaurants | 273331.1 | 268667 | 4664.082 | 1.706% | 273331.075 | 268666.9928 | 4664.0822 | 1.706% | N | N | Y | Y
ECM Motors on Furnaces | New | Retail | 171350.7 | 168426.8 | 2923.904 | 1.706% | 171350.7173 | 168426.8133 | 2923.904 | 1.706% | Y | Y | Y | Y
ECM Motors on Furnaces | New | Schools K-12 | 157713.8 | 155022.6 | 2691.206 | 1.706% | 157713.809 | 155022.6032 | 2691.2058 | 1.706% | Y | Y | Y | Y
ECM Motors on Furnaces | New | Warehouse | 40910.72 | 40212.63 | 698.0947 | 1.706% | 40910.7249 | 40212.6302 | 698.0947 | 1.706% | Y | Y | Y | Y
Energy Recovery Ventilation System (ERV) | Existing | Assembly | 40558.16 | 33160.35 | 7397.809 | 18.24% | 40558.1631 | 33160.3541 | 7397.8089 | 18.24% | Y | Y | Y | Y
Energy Recovery Ventilation System (ERV) | Existing | College and University | 242237.9 | 217432.7 | 24805.16 | 10.24% | 242237.8979 | 217432.7372 | 24805.1607 | 10.24% | N | Y | Y | Y
Energy Recovery Ventilation System (ERV) | Existing | Grocery | 97647.71 | 87946.41 | 9701.3 | 9.935% | 97647.7064 | 87946.4068 | 9701.2996 | 9.935% | Y | Y | N | Y
Energy Recovery Ventilation System (ERV) | Existing | Healthcare | 170444.5 | 153510.8 | 16933.66 | 9.935% | 170444.4983 | 153510.8374 | 16933.6609 | 9.935% | N | Y | Y | Y
Energy Recovery Ventilation System (ERV) | Existing | Hospitals | 1776005 | 1599559 | 176446.1 | 9.935% | 1776004.8545 | 1599558.7722 | 176446.0823 | 9.935% | N | N | N | Y
Energy Recovery Ventilation System (ERV) | Existing | Institutional | 197035.7 | 177460.2 | 19575.49 | 9.935% | 197035.6551 | 177460.1628 | 19575.4923 | 9.935% | N | N | Y | Y
Energy Recovery Ventilation System (ERV) | Existing | Lodging/Hospitality | 161633.1 | 145574.8 | 16058.24 | 9.935% | 161633.0609 | 145574.8163 | 16058.2446 | 9.935% | N | Y | Y | Y
Energy Recovery Ventilation System (ERV) | Existing | Miscellaneous | 1878476 | 1691849 | 186626.6 | 9.935% | 1878475.6776 | 1691849.1191 | 186626.5586 | 9.935% | N | N | N | Y
Energy Recovery Ventilation System (ERV) | Existing | Offices | 140416.8 | 131823.3 | 8593.507 | 6.12% | 140416.7794 | 131823.2725 | 8593.5069 | 6.12% | N | N | Y | Y
Energy Recovery Ventilation System (ERV) | Existing | Restaurants | 101749.5 | 90658.81 | 11090.7 | 10.9% | 101749.5064 | 90658.8102 | 11090.6962 | 10.9% | Y | Y | N | Y
Energy Recovery Ventilation System (ERV) | Existing | Retail | 44441.71 | 38895.38 | 5546.325 | 12.48% | 44441.7066 | 38895.3816 | 5546.325 | 12.48% | Y | Y | Y | Y
Energy Recovery Ventilation System (ERV) | Existing | Schools K-12 | 166082.8 | 149075.9 | 17006.88 | 10.24% | 166082.8099 | 149075.9302 | 17006.8797 | 10.24% | Y | Y | Y | Y
Energy Recovery Ventilation System (ERV) | Existing | Warehouse | 16498.73 | 14859.58 | 1639.149 | 9.935% | 16498.7301 | 14859.5813 | 1639.1488 | 9.935% | Y | Y | Y | Y
Energy Recovery Ventilation System (ERV) | New | Assembly | 40558.16 | 33160.35 | 7397.809 | 18.24% | 40558.1631 | 33160.3541 | 7397.8089 | 18.24% | Y | Y | Y | Y
Energy Recovery Ventilation System (ERV) | New | College and University | 242237.9 | 217432.7 | 24805.16 | 10.24% | 242237.8979 | 217432.7372 | 24805.1607 | 10.24% | N | Y | Y | Y
Energy Recovery Ventilation System (ERV) | New | Grocery | 97647.71 | 87946.41 | 9701.3 | 9.935% | 97647.7064 | 87946.4068 | 9701.2996 | 9.935% | Y | Y | N | Y
Energy Recovery Ventilation System (ERV) | New | Healthcare | 170444.5 | 153510.8 | 16933.66 | 9.935% | 170444.4983 | 153510.8374 | 16933.6609 | 9.935% | N | Y | Y | Y
Energy Recovery Ventilation System (ERV) | New | Hospitals | 1776005 | 1599559 | 176446.1 | 9.935% | 1776004.8545 | 1599558.7722 | 176446.0823 | 9.935% | N | N | N | Y
Energy Recovery Ventilation System (ERV) | New | Institutional | 197035.7 | 177460.2 | 19575.49 | 9.935% | 197035.6551 | 177460.1628 | 19575.4923 | 9.935% | N | N | Y | Y
Energy Recovery Ventilation System (ERV) | New | Lodging/Hospitality | 161633.1 | 145574.8 | 16058.24 | 9.935% | 161633.0609 | 145574.8163 | 16058.2446 | 9.935% | N | Y | Y | Y
Energy Recovery Ventilation System (ERV) | New | Miscellaneous | 1878476 | 1691849 | 186626.6 | 9.935% | 1878475.6776 | 1691849.1191 | 186626.5586 | 9.935% | N | N | N | Y
Energy Recovery Ventilation System (ERV) | New | Offices | 140416.8 | 131823.3 | 8593.507 | 6.12% | 140416.7794 | 131823.2725 | 8593.5069 | 6.12% | N | N | Y | Y
Energy Recovery Ventilation System (ERV) | New | Restaurants | 101749.5 | 90658.81 | 11090.7 | 10.9% | 101749.5064 | 90658.8102 | 11090.6962 | 10.9% | Y | Y | N | Y
Energy Recovery Ventilation System (ERV) | New | Retail | 44441.71 | 38895.38 | 5546.325 | 12.48% | 44441.7066 | 38895.3816 | 5546.325 | 12.48% | Y | Y | Y | Y
Energy Recovery Ventilation System (ERV) | New | Schools K-12 | 166082.8 | 149075.9 | 17006.88 | 10.24% | 166082.8099 | 149075.9302 | 17006.8797 | 10.24% | Y | Y | Y | Y
Energy Recovery Ventilation System (ERV) | New | Warehouse | 16498.73 | 14859.58 | 1639.149 | 9.935% | 16498.7301 | 14859.5813 | 1639.1488 | 9.935% | Y | Y | Y | Y
Facility Commissioning | Existing | Assembly | 0 | 0 | 0 | 0% | 0 | 0 | 0 | 0% | Y | Y | Y | Y
Facility Commissioning | Existing | College and University | 0 | 0 | 0 | 0% | 0 | 0 | 0 | 0% | Y | Y | Y | Y
Facility Commissioning | Existing | Grocery | 0 | 0 | 0 | 0% | 0 | 0 | 0 | 0% | Y | Y | Y | Y
Facility Commissioning | Existing | Healthcare | 0 | 0 | 0 | 0% | 0 | 0 | 0 | 0% | Y | Y | Y | Y
Facility Commissioning | Existing | Hospitals | 0 | 0 | 0 | 0% | 0 | 0 | 0 | 0% | Y | Y | Y | Y
Facility Commissioning | Existing | Institutional | 0 | 0 | 0 | 0% | 0 | 0 | 0 | 0% | Y | Y | Y | Y
Facility Commissioning | Existing | Lodging/Hospitality | 0 | 0 | 0 | 0% | 0 | 0 | 0 | 0% | Y | Y | Y | Y
Facility Commissioning | Existing | Miscellaneous | 0 | 0 | 0 | 0% | 0 | 0 | 0 | 0% | Y | Y | Y | Y
Facility Commissioning | Existing | Offices | 0 | 0 | 0 | 0% | 0 | 0 | 0 | 0% | Y | Y | Y | Y
Facility Commissioning | Existing | Restaurants | 0 | 0 | 0 | 0% | 0 | 0 | 0 | 0% | Y | Y | Y | Y
Facility Commissioning | Existing | Retail | 0 | 0 | 0 | 0% | 0 | 0 | 0 | 0% | Y | Y | Y | Y
Facility Commissioning | Existing | Schools K-12 | 0 | 0 | 0 | 0% | 0 | 0 | 0 | 0% | Y | Y | Y | Y
Facility Commissioning | Existing | Warehouse | 0 | 0 | 0 | 0% | 0 | 0 | 0 | 0% | Y | Y | Y | Y
Facility Commissioning | New | Assembly | 40558.16 | 34068.86 | 6489.306 | 16% | 40558.1631 | 34068.857 | 6489.3061 | 16% | Y | Y | Y | Y
Facility Commissioning | New | College and University | 242237.9 | 203479.8 | 38758.06 | 16% | 242237.8979 | 203479.8343 | 38758.0637 | 16% | N | Y | Y | Y
Facility Commissioning | New | Grocery | 97647.71 | 82024.07 | 15623.63 | 16% | 97647.7064 | 82024.0734 | 15623.633 | 16% | Y | Y | Y | Y
Facility Commissioning | New | Healthcare | 170444.5 | 143173.4 | 27271.12 | 16% | 170444.4983 | 143173.3786 | 27271.1197 | 16% | N | N | Y | Y
Facility Commissioning | New | Hospitals | 1776005 | 1491844 | 284160.8 | 16% | 1776004.8545 | 1491844.0777 | 284160.7767 | 16% | N | Y | N | Y
Facility Commissioning | New | Institutional | 197035.7 | 165510 | 31525.7 | 16% | 197035.6551 | 165509.9503 | 31525.7048 | 16% | N | N | Y | Y
Facility Commissioning | New | Lodging/Hospitality | 161633.1 | 135771.8 | 25861.29 | 16% | 161633.0609 | 135771.7712 | 25861.2898 | 16% | N | N | Y | Y
Facility Commissioning | New | Miscellaneous | 1878476 | 1577920 | 300556.1 | 16% | 1878475.6776 | 1577919.5692 | 300556.1084 | 16% | N | N | Y | Y
Facility Commissioning | New | Offices | 140416.8 | 117950.1 | 22466.68 | 16% | 140416.7794 | 117950.0947 | 22466.6847 | 16% | N | N | Y | Y
Facility Commissioning | New | Restaurants | 101749.5 | 85469.59 | 16279.92 | 16% | 101749.5064 | 85469.5854 | 16279.921 | 16% | Y | Y | Y | Y
Facility Commissioning | New | Retail | 44441.71 | 37331.03 | 7110.673 | 16% | 44441.7066 | 37331.0336 | 7110.6731 | 16% | Y | Y | Y | Y
Facility Commissioning | New | Schools K-12 | 166082.8 | 139509.6 | 26573.25 | 16% | 166082.8099 | 139509.5603 | 26573.2496 | 16% | Y | N | Y | Y
Facility Commissioning | New | Warehouse | 16498.73 | 13858.93 | 2639.797 | 16% | 16498.7301 | 13858.9333 | 2639.7968 | 16% | Y | Y | Y | Y
Facility Energy Management System | Existing | Assembly | 84673.14 | 66274.71 | 18398.42 | 21.73% | 84673.1356 | 66274.7124 | 18398.4231 | 21.73% | Y | Y | Y | Y
Facility Energy Management System | Existing | College and University | 505719.2 | 395832.7 | 109886.5 | 21.73% | 505719.2146 | 395832.6959 | 109886.5187 | 21.73% | Y | N | Y | Y
Facility Energy Management System | Existing | Grocery | 203858.8 | 159562.8 | 44295.99 | 21.73% | 203858.7761 | 159562.7902 | 44295.9859 | 21.73% | N | N | Y | Y
Facility Energy Management System | Existing | Healthcare | 355836.4 | 278517.5 | 77318.84 | 21.73% | 355836.3846 | 278517.5476 | 77318.837 | 21.73% | N | Y | Y | Y
Facility Energy Management System | Existing | Hospitals | 3707759 | 2902109 | 805650.1 | 21.73% | 3707759.1401 | 2902109.0236 | 805650.1165 | 21.73% | N | Y | Y | Y
Facility Energy Management System | Existing | Institutional | 411350.6 | 321969.3 | 89381.4 | 21.73% | 411350.6499 | 321969.2509 | 89381.399 | 21.73% | Y | N | N | Y
Facility Energy Management System | Existing | Lodging/Hospitality | 337440.8 | 264119.1 | 73321.7 | 21.73% | 337440.7776 | 264119.078 | 73321.6996 | 21.73% | N | N | N | Y
Facility Energy Management System | Existing | Miscellaneous | 3921687 | 3069553 | 852134 | 21.73% | 3921687.1201 | 3069553.1045 | 852134.0156 | 21.73% | N | N | Y | Y
Facility Energy Management System | Existing | Offices | 293147.6 | 229450.3 | 63697.35 | 21.73% | 293147.6205 | 229450.2751 | 63697.3454 | 21.73% | Y | N | Y | Y
Facility Energy Management System | Existing | Restaurants | 212422.1 | 166265.4 | 46156.69 | 21.73% | 212422.0897 | 166265.4018 | 46156.6879 | 21.73% | N | Y | Y | Y
Facility Energy Management System | Existing | Retail | 92780.8 | 72620.68 | 20160.12 | 21.73% | 92780.7959 | 72620.6786 | 20160.1173 | 21.73% | N | Y | Y | Y
Facility Energy Management System | Existing | Schools K-12 | 346730.5 | 271390.3 | 75340.24 | 21.73% | 346730.503 | 271390.2612 | 75340.2418 | 21.73% | Y | N | Y | Y
Facility Energy Management System | Existing | Warehouse | 34444.34 | 26960.01 | 7484.329 | 21.73% | 34444.3413 | 26960.0128 | 7484.3286 | 21.73% | Y | Y | Y | Y
Facility Energy Management System | New | Assembly | 84673.14 | 66274.71 | 18398.42 | 21.73% | 84673.1356 | 66274.7124 | 18398.4231 | 21.73% | Y | Y | Y | Y
Facility Energy Management System | New | College and University | 505719.2 | 395832.7 | 109886.5 | 21.73% | 505719.2146 | 395832.6959 | 109886.5187 | 21.73% | Y | N | Y | Y
Facility Energy Management System | New | Grocery | 203858.8 | 159562.8 | 44295.99 | 21.73% | 203858.7761 | 159562.7902 | 44295.9859 | 21.73% | N | N | Y | Y
Facility Energy Management System | New | Healthcare | 355836.4 | 278517.5 | 77318.84 | 21.73% | 355836.3846 | 278517.5476 | 77318.837 | 21.73% | N | Y | Y | Y
Facility Energy Management System | New | Hospitals | 3707759 | 2902109 | 805650.1 | 21.73% | 3707759.1401 | 2902109.0236 | 805650.1165 | 21.73% | N | Y | Y | Y
Facility Energy Management System | New | Institutional | 411350.6 | 321969.3 | 89381.4 | 21.73% | 411350.6499 | 321969.2509 | 89381.399 | 21.73% | Y | N | N | Y
Facility Energy Management System | New | Lodging/Hospitality | 337440.8 | 264119.1 | 73321.7 | 21.73% | 337440.7776 | 264119.078 | 73321.6996 | 21.73% | N | N | N | Y
Facility Energy Management System | New | Miscellaneous | 3921687 | 3069553 | 852134 | 21.73% | 3921687.1201 | 3069553.1045 | 852134.0156 | 21.73% | N | N | Y | Y
Facility Energy Management System | New | Offices | 293147.6 | 229450.3 | 63697.35 | 21.73% | 293147.6205 | 229450.2751 | 63697.3454 | 21.73% | Y | N | Y | Y
Facility Energy Management System | New | Restaurants | 212422.1 | 166265.4 | 46156.69 | 21.73% | 212422.0897 | 166265.4018 | 46156.6879 | 21.73% | N | Y | Y | Y
Facility Energy Management System | New | Retail | 92780.8 | 72620.68 | 20160.12 | 21.73% | 92780.7959 | 72620.6786 | 20160.1173 | 21.73% | N | Y | Y | Y
Facility Energy Management System | New | Schools K-12 | 346730.5 | 271390.3 | 75340.24 | 21.73% | 346730.503 | 271390.2612 | 75340.2418 | 21.73% | Y | N | Y | Y
Facility Energy Management System | New | Warehouse | 34444.34 | 26960.01 | 7484.329 | 21.73% | 34444.3413 | 26960.0128 | 7484.3286 | 21.73% | Y | Y | Y | Y
Floor Insulation | Existing | Assembly | 3.7877 | 3.7141 | 0.073626 | 1.944% | 3.7877 | 3.7141 | 0.073626 | 1.944% | Y | Y | Y | Y
Floor Insulation | Existing | College and University | 11.0507 | 10.977 | 0.073626 | 0.6663% | 11.0507 | 10.977 | 0.073626 | 0.6663% | Y | Y | Y | Y
Floor Insulation | Existing | Grocery | 31.0105 | 30.9369 | 0.073626 | 0.2374% | 31.0105 | 30.9369 | 0.073626 | 0.2374% | Y | Y | Y | Y
Floor Insulation | Existing | Healthcare | 15.083 | 15.0093 | 0.073626 | 0.4881% | 15.0829 | 15.0093 | 0.073626 | 0.4881% | Y | Y | Y | Y
Floor Insulation | Existing | Hospitals | 81.2975 | 81.2238 | 0.073626 | 0.09056% | 81.2975 | 81.2238 | 0.073626 | 0.09056% | Y | Y | Y | Y
Floor Insulation | Existing | Institutional | 56.2721 | 56.1985 | 0.073626 | 0.1308% | 56.2721 | 56.1985 | 0.073626 | 0.1308% | Y | Y | Y | Y
Floor Insulation | Existing | Lodging/Hospitality | 34.7257 | 34.6521 | 0.073626 | 0.212% | 34.7257 | 34.6521 | 0.073626 | 0.212% | Y | Y | Y | Y
Floor Insulation | Existing | Miscellaneous | 107.2344 | 107.1608 | 0.073626 | 0.06866% | 107.2344 | 107.1608 | 0.073626 | 0.06866% | Y | Y | Y | Y
Floor Insulation | Existing | Offices | 58.1979 | 58.1243 | 0.073626 | 0.1265% | 58.1979 | 58.1243 | 0.073626 | 0.1265% | Y | Y | Y | Y
Floor Insulation | Existing | Restaurants | 31.354 | 31.2803 | 0.073626 | 0.2348% | 31.354 | 31.2803 | 0.073626 | 0.2348% | Y | Y | Y | Y
Floor Insulation | Existing | Retail | 5.9824 | 5.9087 | 0.073626 | 1.231% | 5.9824 | 5.9087 | 0.073626 | 1.231% | Y | Y | Y | Y
Floor Insulation | Existing | Schools K-12 | 5.1058 | 5.0321 | 0.073626 | 1.442% | 5.1058 | 5.0321 | 0.073626 | 1.442% | Y | Y | Y | Y
Floor Insulation | Existing | Warehouse | 1.4026 | 1.3289 | 0.073626 | 5.249% | 1.4026 | 1.3289 | 0.073626 | 5.249% | Y | Y | Y | Y
Floor Insulation | New | Assembly | 3.7877 | 3.717 | 0.070704 | 1.867% | 3.7877 | 3.717 | 0.070704 | 1.867% | Y | Y | Y | Y
Floor Insulation | New | College and University | 11.0507 | 10.98 | 0.070704 | 0.6398% | 11.0507 | 10.98 | 0.070704 | 0.6398% | Y | Y | Y | Y
Floor Insulation | New | Grocery | 31.0105 | 30.9398 | 0.070704 | 0.228% | 31.0105 | 30.9398 | 0.070704 | 0.228% | Y | Y | Y | Y
Floor Insulation | New | Healthcare | 15.083 | 15.0122 | 0.070704 | 0.4688% | 15.0829 | 15.0122 | 0.070704 | 0.4688% | Y | Y | Y | Y
Floor Insulation | New | Hospitals | 81.2975 | 81.2268 | 0.070704 | 0.08697% | 81.2975 | 81.2268 | 0.070704 | 0.08697% | Y | Y | Y | Y
Floor Insulation | New | Institutional | 56.2721 | 56.2014 | 0.070704 | 0.1256% | 56.2721 | 56.2014 | 0.070704 | 0.1256% | Y | Y | Y | Y
Floor Insulation | New | Lodging/Hospitality | 34.7257 | 34.655 | 0.070704 | 0.2036% | 34.7257 | 34.655 | 0.070704 | 0.2036% | Y | Y | Y | Y
Floor Insulation | New | Miscellaneous | 107.2344 | 107.1637 | 0.070704 | 0.06593% | 107.2344 | 107.1637 | 0.070704 | 0.06593% | Y | Y | Y | Y
Floor Insulation | New | Offices | 58.1979 | 58.1272 | 0.070704 | 0.1215% | 58.1979 | 58.1272 | 0.070704 | 0.1215% | Y | Y | Y | Y
Floor Insulation | New | Restaurants | 31.354 | 31.2833 | 0.070704 | 0.2255% | 31.354 | 31.2833 | 0.070704 | 0.2255% | Y | Y | Y | Y
Floor Insulation | New | Retail | 5.9824 | 5.9117 | 0.070704 | 1.182% | 5.9824 | 5.9117 | 0.070704 | 1.182% | Y | Y | Y | Y
Floor Insulation | New | Schools K-12 | 5.1058 | 5.0351 | 0.070704 | 1.385% | 5.1058 | 5.0351 | 0.070704 | 1.385% | Y | Y | Y | Y
Floor Insulation | New | Warehouse | 1.4026 | 1.3319 | 0.070704 | 5.041% | 1.4026 | 1.3319 | 0.070704 | 5.041% | Y | Y | Y | Y
Green Roof | Existing | Assembly | 3.7877 | 3.6021 | 0.18559 | 4.9% | 3.7877 | 3.6021 | 0.18559 | 4.9% | Y | Y | Y | Y
Green Roof | Existing | College and University | 11.0507 | 10.8651 | 0.18559 | 1.679% | 11.0507 | 10.8651 | 0.18559 | 1.679% | Y | Y | Y | Y
Green Roof | Existing | Grocery | 31.0105 | 30.8249 | 0.18559 | 0.5985% | 31.0105 | 30.8249 | 0.18559 | 0.5985% | Y | Y | Y | Y
Green Roof | Existing | Healthcare | 15.083 | 14.8973 | 0.18559 | 1.23% | 15.0829 | 14.8974 | 0.18559 | 1.23% | Y | Y | Y | Y
Green Roof | Existing | Hospitals | 81.2975 | 81.1119 | 0.18559 | 0.2283% | 81.2975 | 81.1119 | 0.18559 | 0.2283% | Y | Y | Y | Y
Green Roof | Existing | Institutional | 56.2721 | 56.0865 | 0.18559 | 0.3298% | 56.2721 | 56.0865 | 0.18559 | 0.3298% | Y | Y | Y | Y
Green Roof | Existing | Lodging/Hospitality | 34.7257 | 34.5401 | 0.18559 | 0.5345% | 34.7257 | 34.5401 | 0.18559 | 0.5345% | Y | Y | Y | Y
Green Roof | Existing | Miscellaneous | 107.2344 | 107.0488 | 0.18559 | 0.1731% | 107.2344 | 107.0488 | 0.18559 | 0.1731% | Y | Y | Y | Y
Green Roof | Existing | Offices | 58.1979 | 58.0123 | 0.18559 | 0.3189% | 58.1979 | 58.0123 | 0.18559 | 0.3189% | Y | Y | Y | Y
Green Roof | Existing | Restaurants | 31.354 | 31.1684 | 0.18559 | 0.5919% | 31.354 | 31.1684 | 0.18559 | 0.5919% | Y | Y | Y | Y
Green Roof | Existing | Retail | 5.9824 | 5.7968 | 0.18559 | 3.102% | 5.9824 | 5.7968 | 0.18559 | 3.102% | Y | Y | Y | Y
Green Roof | Existing | Schools K-12 | 5.1058 | 4.9202 | 0.18559 | 3.635% | 5.1058 | 4.9202 | 0.18559 | 3.635% | Y | Y | Y | Y
Green Roof | Existing | Warehouse | 1.4026 | 1.217 | 0.18559 | 13.23% | 1.4026 | 1.217 | 0.18559 | 13.23% | Y | Y | Y | Y
Green Roof | New | Assembly | 3.7877 | 3.6107 | 0.17699 | 4.673% | 3.7877 | 3.6107 | 0.17699 | 4.673% | Y | Y | Y | Y
Green Roof | New | College and University | 11.0507 | 10.8737 | 0.17699 | 1.602% | 11.0507 | 10.8737 | 0.17699 | 1.602% | Y | Y | Y | Y
Green Roof | New | Grocery | 31.0105 | 30.8335 | 0.17699 | 0.5707% | 31.0105 | 30.8335 | 0.17699 | 0.5707% | Y | Y | Y | Y
Green Roof | New | Healthcare | 15.083 | 14.906 | 0.17699 | 1.173% | 15.0829 | 14.906 | 0.17699 | 1.173% | Y | Y | Y | Y
Green Roof | New | Hospitals | 81.2975 | 81.1205 | 0.17699 | 0.2177% | 81.2975 | 81.1205 | 0.17699 | 0.2177% | Y | Y | Y | Y
Green Roof | New | Institutional | 56.2721 | 56.0951 | 0.17699 | 0.3145% | 56.2721 | 56.0951 | 0.17699 | 0.3145% | Y | Y | Y | Y
Green Roof | New | Lodging/Hospitality | 34.7257 | 34.5487 | 0.17699 | 0.5097% | 34.7257 | 34.5487 | 0.17699 | 0.5097% | Y | Y | Y | Y
Green Roof | New | Miscellaneous | 107.2344 | 107.0574 | 0.17699 | 0.165% | 107.2344 | 107.0574 | 0.17699 | 0.165% | Y | Y | Y | Y
Green Roof | New | Offices | 58.1979 | 58.0209 | 0.17699 | 0.3041% | 58.1979 | 58.0209 | 0.17699 | 0.3041% | Y | Y | Y | Y
Green Roof | New | Restaurants | 31.354 | 31.177 | 0.17699 | 0.5645% | 31.354 | 31.177 | 0.17699 | 0.5645% | Y | Y | Y | Y
Green Roof | New | Retail | 5.9824 | 5.8054 | 0.17699 | 2.958% | 5.9824 | 5.8054 | 0.17699 | 2.958% | Y | Y | Y | Y
Green Roof | New | Schools K-12 | 5.1058 | 4.9288 | 0.17699 | 3.466% | 5.1058 | 4.9288 | 0.17699 | 3.466% | Y | Y | Y | Y
Green Roof | New | Warehouse | 1.4026 | 1.2256 | 0.17699 | 12.62% | 1.4026 | 1.2256 | 0.17699 | 12.62% | Y | Y | Y | Y
Hotel Card Energy Control Systems | Existing | Assembly | 0 | 0 | 0 | 0% | 0 | 0 | 0 | 0% | Y | Y | Y | Y
Hotel Card Energy Control Systems | Existing | College and University | 0 | 0 | 0 | 0% | 0 | 0 | 0 | 0% | Y | Y | Y | Y
Hotel Card Energy Control Systems | Existing | Grocery | 0 | 0 | 0 | 0% | 0 | 0 | 0 | 0% | Y | Y | Y | Y
Hotel Card Energy Control Systems | Existing | Healthcare | 0 | 0 | 0 | 0% | 0 | 0 | 0 | 0% | Y | Y | Y | Y
Hotel Card Energy Control Systems | Existing | Hospitals | 0 | 0 | 0 | 0% | 0 | 0 | 0 | 0% | Y | Y | Y | Y
Hotel Card Energy Control Systems | Existing | Institutional | 0 | 0 | 0 | 0% | 0 | 0 | 0 | 0% | Y | Y | Y | Y
Hotel Card Energy Control Systems | Existing | Lodging/Hospitality | 8498.799 | 7937.379 | 561.42 | 6.606% | 8498.7987 | 7937.3787 | 561.42 | 6.606% | Y | Y | Y | Y
Hotel Card Energy Control Systems | Existing | Miscellaneous | 0 | 0 | 0 | 0% | 0 | 0 | 0 | 0% | Y | Y | Y | Y
Hotel Card Energy Control Systems | Existing | Offices | 0 | 0 | 0 | 0% | 0 | 0 | 0 | 0% | Y | Y | Y | Y
Hotel Card Energy Control Systems | Existing | Restaurants | 0 | 0 | 0 | 0% | 0 | 0 | 0 | 0% | Y | Y | Y | Y
Hotel Card Energy Control Systems | Existing | Retail | 0 | 0 | 0 | 0% | 0 | 0 | 0 | 0% | Y | Y | Y | Y
Hotel Card Energy Control Systems | Existing | Schools K-12 | 0 | 0 | 0 | 0% | 0 | 0 | 0 | 0% | Y | Y | Y | Y
Hotel Card Energy Control Systems | Existing | Warehouse | 0 | 0 | 0 | 0% | 0 | 0 | 0 | 0% | Y | Y | Y | Y
Hotel Card Energy Control Systems | New | Assembly | 0 | 0 | 0 | 0% | 0 | 0 | 0 | 0% | Y | Y | Y | Y
Hotel Card Energy Control Systems | New | College and University | 0 | 0 | 0 | 0% | 0 | 0 | 0 | 0% | Y | Y | Y | Y
Hotel Card Energy Control Systems | New | Grocery | 0 | 0 | 0 | 0% | 0 | 0 | 0 | 0% | Y | Y | Y | Y
Hotel Card Energy Control Systems | New | Healthcare | 0 | 0 | 0 | 0% | 0 | 0 | 0 | 0% | Y | Y | Y | Y
Hotel Card Energy Control Systems | New | Hospitals | 0 | 0 | 0 | 0% | 0 | 0 | 0 | 0% | Y | Y | Y | Y
Hotel Card Energy Control Systems | New | Institutional | 0 | 0 | 0 | 0% | 0 | 0 | 0 | 0% | Y | Y | Y | Y
Hotel Card Energy Control Systems | New | Lodging/Hospitality | 8498.799 | 7937.379 | 561.42 | 6.606% | 8498.7987 | 7937.3787 | 561.42 | 6.606% | Y | Y | Y | Y
Hotel Card Energy Control Systems | New | Miscellaneous | 0 | 0 | 0 | 0% | 0 | 0 | 0 | 0% | Y | Y | Y | Y
Hotel Card Energy Control Systems | New | Offices | 0 | 0 | 0 | 0% | 0 | 0 | 0 | 0% | Y | Y | Y | Y
Hotel Card Energy Control Systems | New | Restaurants | 0 | 0 | 0 | 0% | 0 | 0 | 0 | 0% | Y | Y | Y | Y
Hotel Card Energy Control Systems | New | Retail | 0 | 0 | 0 | 0% | 0 | 0 | 0 | 0% | Y | Y | Y | Y
Hotel Card Energy Control Systems | New | Schools K-12 | 0 | 0 | 0 | 0% | 0 | 0 | 0 | 0% | Y | Y | Y | Y
Hotel Card Energy Control Systems | New | Warehouse | 0 | 0 | 0 | 0% | 0 | 0 | 0 | 0% | Y | Y | Y | Y
HVAC tune-up | Existing | Assembly | 2409.059 | 2288.606 | 120.4529 | 5% | 2409.0586 | 2288.6057 | 120.4529 | 5% | Y | Y | Y | Y
HVAC tune-up | Existing | College and University | 2672.636 | 2539.004 | 133.6318 | 5% | 2672.6358 | 2539.004 | 133.6318 | 5% | Y | Y | Y | Y
HVAC tune-up | Existing | Grocery | 1330.788 | 1264.249 | 66.5394 | 5% | 1330.7883 | 1264.2489 | 66.5394 | 5% | Y | Y | Y | Y
HVAC tune-up | Existing | Healthcare | 5242.053 | 4979.95 | 262.1026 | 5% | 5242.0525 | 4979.9499 | 262.1026 | 5% | Y | Y | Y | Y
HVAC tune-up | Existing | Hospitals | 4965.573 | 4717.294 | 248.2786 | 5% | 4965.5729 | 4717.2943 | 248.2786 | 5% | Y | Y | Y | Y
HVAC tune-up | Existing | Institutional | 1301.297 | 1236.232 | 65.0649 | 5% | 1301.2971 | 1236.2323 | 65.0649 | 5% | Y | Y | Y | Y
HVAC tune-up | Existing | Lodging/Hospitality | 3979.463 | 3780.489 | 198.9731 | 5% | 3979.4625 | 3780.4894 | 198.9731 | 5% | Y | Y | Y | Y
HVAC tune-up | Existing | Miscellaneous | 1345.534 | 1278.257 | 67.2767 | 5% | 1345.5339 | 1278.2572 | 67.2767 | 5% | Y | Y | Y | Y
HVAC tune-up | Existing | Offices | 2711.343 | 2575.776 | 135.5671 | 5% | 2711.3429 | 2575.7758 | 135.5671 | 5% | Y | Y | Y | Y
HVAC tune-up | Existing | Restaurants | 3903.891 | 3708.697 | 195.1946 | 5% | 3903.8914 | 3708.6969 | 195.1946 | 5% | Y | Y | Y | Y
HVAC tune-up | Existing | Retail | 3059.707 | 2906.722 | 152.9854 | 5% | 3059.7072 | 2906.7218 | 152.9854 | 5% | Y | Y | Y | Y
HVAC tune-up | Existing | Schools K-12 | 2659.733 | 2526.747 | 132.9867 | 5% | 2659.7334 | 2526.7467 | 132.9867 | 5% | Y | Y | Y | Y
HVAC tune-up | Existing | Warehouse | 584.2935 | 555.0788 | 29.2147 | 5% | 584.2935 | 555.0788 | 29.2147 | 5% | Y | Y | Y | Y
HVAC tune-up | New | Assembly | 2409.059 | 2288.606 | 120.4529 | 5% | 2409.0586 | 2288.6057 | 120.4529 | 5% | Y | Y | Y | Y
HVAC tune-up | New | College and University | 2672.636 | 2539.004 | 133.6318 | 5% | 2672.6358 | 2539.004 | 133.6318 | 5% | Y | Y | Y | Y
HVAC tune-up | New | Grocery | 1330.788 | 1264.249 | 66.5394 | 5% | 1330.7883 | 1264.2489 | 66.5394 | 5% | Y | Y | Y | Y
HVAC tune-up | New | Healthcare | 5242.053 | 4979.95 | 262.1026 | 5% | 5242.0525 | 4979.9499 | 262.1026 | 5% | Y | Y | Y | Y
HVAC tune-up | New | Hospitals | 4965.573 | 4717.294 | 248.2786 | 5% | 4965.5729 | 4717.2943 | 248.2786 | 5% | Y | Y | Y | Y
HVAC tune-up | New | Institutional | 1301.297 | 1236.232 | 65.0649 | 5% | 1301.2971 | 1236.2323 | 65.0649 | 5% | Y | Y | Y | Y
HVAC tune-up | New | Lodging/Hospitality | 3979.463 | 3780.489 | 198.9731 | 5% | 3979.4625 | 3780.4894 | 198.9731 | 5% | Y | Y | Y | Y
HVAC tune-up | New | Miscellaneous | 1345.534 | 1278.257 | 67.2767 | 5% | 1345.5339 | 1278.2572 | 67.2767 | 5% | Y | Y | Y | Y
HVAC tune-up | New | Offices | 2711.343 | 2575.776 | 135.5671 | 5% | 2711.3429 | 2575.7758 | 135.5671 | 5% | Y | Y | Y | Y
HVAC tune-up | New | Restaurants | 3903.891 | 3708.697 | 195.1946 | 5% | 3903.8914 | 3708.6969 | 195.1946 | 5% | Y | Y | Y | Y
HVAC tune-up | New | Retail | 3059.707 | 2906.722 | 152.9854 | 5% | 3059.7072 | 2906.7218 | 152.9854 | 5% | Y | Y | Y | Y
HVAC tune-up | New | Schools K-12 | 2659.733 | 2526.747 | 132.9867 | 5% | 2659.7334 | 2526.7467 | 132.9867 | 5% | Y | Y | Y | Y
HVAC tune-up | New | Warehouse | 584.2935 | 555.0788 | 29.2147 | 5% | 584.2935 | 555.0788 | 29.2147 | 5% | Y | Y | Y | Y
HVAC tune-up_RTU | Existing | Assembly | 15686.2 | 14901.89 | 784.3099 | 5% | 15686.1986 | 14901.8887 | 784.3099 | 5% | N | Y | Y | Y
HVAC tune-up_RTU | Existing | College and University | 17402.44 | 16532.32 | 870.122 | 5% | 17402.4392 | 16532.3172 | 870.122 | 5% | Y | Y | Y | Y
HVAC tune-up_RTU | Existing | Grocery | 8665.215 | 8231.954 | 433.2607 | 5% | 8665.2145 | 8231.9538 | 433.2607 | 5% | Y | Y | Y | Y
HVAC tune-up_RTU | Existing | Healthcare | 34132.78 | 32426.14 | 1706.639 | 5% | 34132.7841 | 32426.1449 | 1706.6392 | 5% | Y | Y | Y | Y
HVAC tune-up_RTU | Existing | Hospitals | 32332.53 | 30715.91 | 1616.627 | 5% | 32332.5318 | 30715.9052 | 1616.6266 | 5% | Y | Y | Y | Y
HVAC tune-up_RTU | Existing | Institutional | 8473.188 | 8049.528 | 423.6594 | 5% | 8473.1876 | 8049.5282 | 423.6594 | 5% | Y | Y | Y | Y
HVAC tune-up_RTU | Existing | Lodging/Hospitality | 25911.63 | 24616.05 | 1295.582 | 5% | 25911.6318 | 24616.0502 | 1295.5816 | 5% | Y | Y | Y | Y
HVAC tune-up_RTU | Existing | Miscellaneous | 8761.228 | 8323.167 | 438.0614 | 5% | 8761.228 | 8323.1666 | 438.0614 | 5% | Y | Y | Y | Y
HVAC tune-up_RTU | Existing | Offices | 17654.47 | 16771.75 | 882.7237 | 5% | 17654.4745 | 16771.7508 | 882.7237 | 5% | Y | Y | Y | Y
HVAC tune-up_RTU | Existing | Restaurants | 25419.56 | 24148.58 | 1270.978 | 5% | 25419.5629 | 24148.5847 | 1270.9781 | 5% | Y | Y | Y | Y
HVAC tune-up_RTU | Existing | Retail | 19922.79 | 18926.65 | 996.1396 | 5% | 19922.7924 | 18926.6528 | 996.1396 | 5% | Y | Y | Y | Y
HVAC tune-up_RTU | Existing | Schools K-12 | 17318.43 | 16452.51 | 865.9214 | 5% | 17318.4274 | 16452.506 | 865.9214 | 5% | Y | Y | Y | Y
HVAC tune-up_RTU | Existing | Warehouse | 3804.533 | 3614.307 | 190.2267 | 5% | 3804.5333 | 3614.3066 | 190.2267 | 5% | Y | Y | Y | Y
HVAC tune-up_RTU | New | Assembly | 15686.2 | 14901.89 | 784.3099 | 5% | 15686.1986 | 14901.8887 | 784.3099 | 5% | N | Y | Y | Y
HVAC tune-up_RTU | New | College and University | 17402.44 | 16532.32 | 870.122 | 5% | 17402.4392 | 16532.3172 | 870.122 | 5% | Y | Y | Y | Y
HVAC tune-up_RTU | New | Grocery | 8665.215 | 8231.954 | 433.2607 | 5% | 8665.2145 | 8231.9538 | 433.2607 | 5% | Y | Y | Y | Y
HVAC tune-up_RTU | New | Healthcare | 34132.78 | 32426.14 | 1706.639 | 5% | 34132.7841 | 32426.1449 | 1706.6392 | 5% | Y | Y | Y | Y
HVAC tune-up_RTU | New | Hospitals | 32332.53 | 30715.91 | 1616.627 | 5% | 32332.5318 | 30715.9052 | 1616.6266 | 5% | Y | Y | Y | Y
HVAC tune-up_RTU | New | Institutional | 8473.188 | 8049.528 | 423.6594 | 5% | 8473.1876 | 8049.5282 | 423.6594 | 5% | Y | Y | Y | Y
HVAC tune-up_RTU | New | Lodging/Hospitality | 25911.63 | 24616.05 | 1295.582 | 5% | 25911.6318 | 24616.0502 | 1295.5816 | 5% | Y | Y | Y | Y
HVAC tune-up_RTU | New | Miscellaneous | 8761.228 | 8323.167 | 438.0614 | 5% | 8761.228 | 8323.1666 | 438.0614 | 5% | Y | Y | Y | Y
HVAC tune-up_RTU | New | Offices | 17654.47 | 16771.75 | 882.7237 | 5% | 17654.4745 | 16771.7508 | 882.7237 | 5% | Y | Y | Y | Y
HVAC tune-up_RTU | New | Restaurants | 25419.56 | 24148.58 | 1270.978 | 5% | 25419.5629 | 24148.5847 | 1270.9781 | 5% | Y | Y | Y | Y
HVAC tune-up_RTU | New | Retail | 19922.79 | 18926.65 | 996.1396 | 5% | 19922.7924 | 18926.6528 | 996.1396 | 5% | Y | Y | Y | Y
HVAC tune-up_RTU | New | Schools K-12 | 17318.43 | 16452.51 | 865.9214 | 5% | 17318.4274 | 16452.506 | 865.9214 | 5% | Y | Y | Y | Y
HVAC tune-up_RTU | New | Warehouse | 3804.533 | 3614.307 | 190.2267 | 5% | 3804.5333 | 3614.3066 | 190.2267 | 5% | Y | Y | Y | Y
Infiltration Reduction - Air Sealing | Existing | Assembly | 3.7877 | 3.7519 | 0.035817 | 0.9456% | 3.7877 | 3.7519 | 0.035817 | 0.9456% | Y | Y | Y | Y
Infiltration Reduction - Air Sealing | Existing | College and University | 11.0507 | 11.0332 | 0.017496 | 0.1583% | 11.0507 | 11.0332 | 0.017496 | 0.1583% | Y | Y | Y | Y
Infiltration Reduction - Air Sealing | Existing | Grocery | 31.0105 | 30.8887 | 0.1218 | 0.3928% | 31.0105 | 30.8887 | 0.1218 | 0.3928% | Y | Y | Y | Y
Infiltration Reduction - Air Sealing | Existing | Healthcare | 15.083 | 15.049 | 0.033939 | 0.225% | 15.0829 | 15.049 | 0.033939 | 0.225% | Y | Y | Y | Y
Infiltration Reduction - Air Sealing | Existing | Hospitals | 81.2975 | 81.2799 | 0.017556 | 0.02159% | 81.2975 | 81.2799 | 0.017556 | 0.02159% | Y | Y | Y | Y
Infiltration Reduction - Air Sealing | Existing | Institutional | 56.2721 | 56.1626 | 0.10953 | 0.1946% | 56.2721 | 56.1626 | 0.10953 | 0.1946% | Y | Y | Y | Y
Infiltration Reduction - Air Sealing | Existing | Lodging/Hospitality | 34.7257 | 34.6433 | 0.082397 | 0.2373% | 34.7257 | 34.6433 | 0.082397 | 0.2373% | Y | Y | Y | Y
Infiltration Reduction - Air Sealing | Existing | Miscellaneous | 107.2344 | 107.2125 | 0.021894 | 0.02042% | 107.2344 | 107.2125 | 0.021894 | 0.02042% | Y | Y | Y | Y
Infiltration Reduction - Air Sealing | Existing | Offices | 58.1979 | 58.0389 | 0.15896 | 0.2731% | 58.1979 | 58.0389 | 0.15896 | 0.2731% | Y | Y | Y | Y
Infiltration Reduction - Air Sealing | Existing | Restaurants | 31.354 | 31.2358 | 0.11818 | 0.3769% | 31.354 | 31.2358 | 0.11818 | 0.3769% | Y | Y | Y | Y
Infiltration Reduction - Air Sealing | Existing | Retail | 5.9824 | 5.9307 | 0.051626 | 0.863% | 5.9824 | 5.9307 | 0.051626 | 0.863% | Y | Y | Y | Y
Infiltration Reduction - Air Sealing | Existing | Schools K-12 | 5.1058 | 5.094 | 0.01179 | 0.2309% | 5.1058 | 5.094 | 0.01179 | 0.2309% | Y | Y | Y | Y
Infiltration Reduction - Air Sealing | Existing | Warehouse | 1.4026 | 1.37 | 0.032603 | 2.325% | 1.4026 | 1.37 | 0.032603 | 2.325% | Y | Y | Y | Y
Infiltration Reduction - Air Sealing | New | Assembly | 3.7877 | 3.7533 | 0.034395 | 0.9081% | 3.7877 | 3.7533 | 0.034395 | 0.9081% | Y | Y | Y | Y
Infiltration Reduction - Air Sealing | New | College and University | 11.0507 | 11.0338 | 0.016801 | 0.152% | 11.0507 | 11.0339 | 0.016801 | 0.152% | Y | Y | Y | Y
Infiltration Reduction - Air Sealing | New | Grocery | 31.0105 | 30.8935 | 0.11696 | 0.3772% | 31.0105 | 30.8935 | 0.11696 | 0.3772% | Y | Y | Y | Y
Infiltration Reduction - Air Sealing | New | Healthcare | 15.083 | 15.0503 | 0.032592 | 0.2161% | 15.0829 | 15.0504 | 0.032592 | 0.2161% | Y | Y | Y | Y
Infiltration Reduction - Air Sealing | New | Hospitals | 81.2975 | 81.2806 | 0.016859 | 0.02074% | 81.2975 | 81.2806 | 0.016859 | 0.02074% | Y | Y | Y | Y
Infiltration Reduction - Air Sealing | New | Institutional | 56.2721 | 56.1669 | 0.10518 | 0.1869% | 56.2721 | 56.1669 | 0.10518 | 0.1869% | Y | Y | Y | Y
Infiltration Reduction - Air Sealing | New | Lodging/Hospitality | 34.7257 | 34.6466 | 0.079127 | 0.2279% | 34.7257 | 34.6466 | 0.079127 | 0.2279% | Y | Y | Y | Y
Infiltration Reduction - Air Sealing | New | Miscellaneous | 107.2344 | 107.2134 | 0.021025 | 0.01961% | 107.2344 | 107.2134 | 0.021025 | 0.01961% | Y | Y | Y | Y
Infiltration Reduction - Air Sealing | New | Offices | 58.1979 | 58.0452 | 0.15265 | 0.2623% | 58.1979 | 58.0452 | 0.15265 | 0.2623% | Y | Y | Y | Y
Infiltration Reduction - Air Sealing | New | Restaurants | 31.354 | 31.2405 | 0.11349 | 0.362% | 31.354 | 31.2405 | 0.11349 | 0.362% | Y | Y | Y | Y
Infiltration Reduction - Air Sealing | New | Retail | 5.9824 | 5.9328 | 0.049577 | 0.8287% | 5.9824 | 5.9328 | 0.049577 | 0.8287% | Y | Y | Y | Y
Infiltration Reduction - Air Sealing | New | Schools K-12 | 5.1058 | 5.0944 | 0.011322 | 0.2217% | 5.1058 | 5.0944 | 0.011322 | 0.2218% | Y | Y | Y | Y
Infiltration Reduction - Air Sealing | New | Warehouse | 1.4026 | 1.3713 | 0.031309 | 2.232% | 1.4026 | 1.3712 | 0.031309 | 2.232% | Y | Y | Y | Y
Low U-Value Windows | Existing | Assembly | 750.8563 | 405.4624 | 345.3939 | 46% | 750.8563 | 405.4624 | 345.3939 | 46% | Y | Y | Y | Y
Low U-Value Windows | Existing | College and University | 750.8563 | 405.4624 | 345.3939 | 46% | 750.8563 | 405.4624 | 345.3939 | 46% | Y | Y | Y | Y
Low U-Value Windows | Existing | Grocery | 750.8563 | 405.4624 | 345.3939 | 46% | 750.8563 | 405.4624 | 345.3939 | 46% | Y | Y | Y | Y
Low U-Value Windows | Existing | Healthcare | 750.8563 | 405.4624 | 345.3939 | 46% | 750.8563 | 405.4624 | 345.3939 | 46% | Y | Y | Y | Y
Low U-Value Windows | Existing | Hospitals | 750.8563 | 405.4624 | 345.3939 | 46% | 750.8563 | 405.4624 | 345.3939 | 46% | Y | Y | Y | Y
Low U-Value Windows | Existing | Institutional | 750.8563 | 405.4624 | 345.3939 | 46% | 750.8563 | 405.4624 | 345.3939 | 46% | Y | Y | Y | Y
Low U-Value Windows | Existing | Lodging/Hospitality | 750.8563 | 405.4624 | 345.3939 | 46% | 750.8563 | 405.4624 | 345.3939 | 46% | Y | Y | Y | Y
Low U-Value Windows | Existing | Miscellaneous | 750.8563 | 405.4624 | 345.3939 | 46% | 750.8563 | 405.4624 | 345.3939 | 46% | Y | Y | Y | Y
Low U-Value Windows | Existing | Offices | 750.8563 | 405.4624 | 345.3939 | 46% | 750.8563 | 405.4624 | 345.3939 | 46% | Y | Y | Y | Y
Low U-Value Windows | Existing | Restaurants | 750.8563 | 405.4624 | 345.3939 | 46% | 750.8563 | 405.4624 | 345.3939 | 46% | Y | Y | Y | Y
Low U-Value Windows | Existing | Retail | 750.8563 | 405.4624 | 345.3939 | 46% | 750.8563 | 405.4624 | 345.3939 | 46% | Y | Y | Y | Y
Low U-Value Windows | Existing | Schools K-12 | 750.8563 | 405.4624 | 345.3939 | 46% | 750.8563 | 405.4624 | 345.3939 | 46% | Y | Y | Y | Y
Low U-Value Windows | Existing | Warehouse | 750.8563 | 405.4624 | 345.3939 | 46% | 750.8563 | 405.4624 | 345.3939 | 46% | Y | Y | Y | Y
Low U-Value Windows | New | Assembly | 450.5138 | 405.4624 | 45.0514 | 10% | 450.5138 | 405.4624 | 45.0514 | 10% | Y | Y | Y | Y
Low U-Value Windows | New | College and University | 450.5138 | 405.4624 | 45.0514 | 10% | 450.5138 | 405.4624 | 45.0514 | 10% | Y | Y | Y | Y
Low U-Value Windows | New | Grocery | 450.5138 | 405.4624 | 45.0514 | 10% | 450.5138 | 405.4624 | 45.0514 | 10% | Y | Y | Y | Y
Low U-Value Windows | New | Healthcare | 450.5138 | 405.4624 | 45.0514 | 10% | 450.5138 | 405.4624 | 45.0514 | 10% | Y | Y | Y | Y
Low U-Value Windows | New | Hospitals | 450.5138 | 405.4624 | 45.0514 | 10% | 450.5138 | 405.4624 | 45.0514 | 10% | Y | Y | Y | Y
Low U-Value Windows | New | Institutional | 450.5138 | 405.4624 | 45.0514 | 10% | 450.5138 | 405.4624 | 45.0514 | 10% | Y | Y | Y | Y
Low U-Value Windows | New | Lodging/Hospitality | 450.5138 | 405.4624 | 45.0514 | 10% | 450.5138 | 405.4624 | 45.0514 | 10% | Y | Y | Y | Y
Low U-Value Windows | New | Miscellaneous | 450.5138 | 405.4624 | 45.0514 | 10% | 450.5138 | 405.4624 | 45.0514 | 10% | Y | Y | Y | Y
Low U-Value Windows | New | Offices | 450.5138 | 405.4624 | 45.0514 | 10% | 450.5138 | 405.4624 | 45.0514 | 10% | Y | Y | Y | Y
Low U-Value Windows | New | Restaurants | 450.5138 | 405.4624 | 45.0514 | 10% | 450.5138 | 405.4624 | 45.0514 | 10% | Y | Y | Y | Y
Low U-Value Windows | New | Retail | 450.5138 | 405.4624 | 45.0514 | 10% | 450.5138 | 405.4624 | 45.0514 | 10% | Y | Y | Y | Y
Low U-Value Windows | New | Schools K-12 | 450.5138 | 405.4624 | 45.0514 | 10% | 450.5138 | 405.4624 | 45.0514 | 10% | Y | Y | Y | Y
Low U-Value Windows | New | Warehouse | 450.5138 | 405.4624 | 45.0514 | 10% | 450.5138 | 405.4624 | 45.0514 | 10% | Y | Y | Y | Y
Programmable Thermostat | Existing | Assembly | 48078.24 | 46347.42 | 1730.816 | 3.6% | 48078.2351 | 46347.4186 | 1730.8165 | 3.6% | Y | Y | Y | Y
Programmable Thermostat | Existing | College and University | 287152.3 | 276814.8 | 10337.48 | 3.6% | 287152.3197 | 276814.8362 | 10337.4835 | 3.6% | Y | Y | Y | Y
Programmable Thermostat | Existing | Grocery | 115753 | 111585.9 | 4167.108 | 3.6% | 115753.0083 | 111585.9 | 4167.1083 | 3.6% | Y | N | Y | Y
Programmable Thermostat | Existing | Healthcare | 202047.4 | 194773.7 | 7273.706 | 3.6% | 202047.3819 | 194773.6761 | 7273.7057 | 3.6% | N | N | Y | Y
Programmable Thermostat | Existing | Hospitals | 2105302 | 2029511 | 75790.87 | 3.6% | 2105301.9288 | 2029511.0593 | 75790.8694 | 3.6% | N | Y | Y | Y
Programmable Thermostat | Existing | Institutional | 233568.9 | 225160.4 | 8408.481 | 3.6% | 233568.925 | 225160.4437 | 8408.4813 | 3.6% | Y | Y | Y | Y
Programmable Thermostat | Existing | Lodging/Hospitality | 191602.2 | 184704.5 | 6897.678 | 3.6% | 191602.1762 | 184704.4978 | 6897.6783 | 3.6% | N | N | Y | Y
Programmable Thermostat | Existing | Miscellaneous | 2226772 | 2146609 | 80163.8 | 3.6% | 2226772.3297 | 2146608.5258 | 80163.8039 | 3.6% | N | N | Y | Y
Programmable Thermostat | Existing | Offices | 166452.1 | 160459.8 | 5992.275 | 3.6% | 166452.0881 | 160459.8129 | 5992.2752 | 3.6% | N | Y | Y | Y
Programmable Thermostat | Existing | Restaurants | 120615.3 | 116273.2 | 4342.152 | 3.6% | 120615.3416 | 116273.1893 | 4342.1523 | 3.6% | Y | N | Y | Y
Programmable Thermostat | Existing | Retail | 52681.84 | 50785.3 | 1896.546 | 3.6% | 52681.844 | 50785.2976 | 1896.5464 | 3.6% | Y | N | Y | Y
Programmable Thermostat | Existing | Schools K-12 | 196877 | 189789.4 | 7087.571 | 3.6% | 196876.9732 | 189789.4021 | 7087.571 | 3.6% | N | Y | Y | Y
Programmable Thermostat | Existing | Warehouse | 19557.83 | 18853.75 | 704.082 | 3.6% | 19557.8341 | 18853.7521 | 704.082 | 3.6% | Y | Y | Y | Y
Programmable Thermostat | New | Assembly | 48078.24 | 46347.42 | 1730.816 | 3.6% | 48078.2351 | 46347.4186 | 1730.8165 | 3.6% | Y | Y | Y | Y
Programmable Thermostat | New | College and University | 287152.3 | 276814.8 | 10337.48 | 3.6% | 287152.3197 | 276814.8362 | 10337.4835 | 3.6% | Y | Y | Y | Y
Programmable Thermostat | New | Grocery | 115753 | 111585.9 | 4167.108 | 3.6% | 115753.0083 | 111585.9 | 4167.1083 | 3.6% | Y | N | Y | Y
Programmable Thermostat | New | Healthcare | 202047.4 | 194773.7 | 7273.706 | 3.6% | 202047.3819 | 194773.6761 | 7273.7057 | 3.6% | N | N | Y | Y
Programmable Thermostat | New | Hospitals | 2105302 | 2029511 | 75790.87 | 3.6% | 2105301.9288 | 2029511.0593 | 75790.8694 | 3.6% | N | Y | Y | Y
Programmable Thermostat | New | Institutional | 233568.9 | 225160.4 | 8408.481 | 3.6% | 233568.925 | 225160.4437 | 8408.4813 | 3.6% | Y | Y | Y | Y
Programmable Thermostat | New | Lodging/Hospitality | 191602.2 | 184704.5 | 6897.678 | 3.6% | 191602.1762 | 184704.4978 | 6897.6783 | 3.6% | N | N | Y | Y
Programmable Thermostat | New | Miscellaneous | 2226772 | 2146609 | 80163.8 | 3.6% | 2226772.3297 | 2146608.5258 | 80163.8039 | 3.6% | N | N | Y | Y
Programmable Thermostat | New | Offices | 166452.1 | 160459.8 | 5992.275 | 3.6% | 166452.0881 | 160459.8129 | 5992.2752 | 3.6% | N | Y | Y | Y
Programmable Thermostat | New | Restaurants | 120615.3 | 116273.2 | 4342.152 | 3.6% | 120615.3416 | 116273.1893 | 4342.1523 | 3.6% | Y | N | Y | Y
Programmable Thermostat | New | Retail | 52681.84 | 50785.3 | 1896.546 | 3.6% | 52681.844 | 50785.2976 | 1896.5464 | 3.6% | Y | N | Y | Y
Programmable Thermostat | New | Schools K-12 | 196877 | 189789.4 | 7087.571 | 3.6% | 196876.9732 | 189789.4021 | 7087.571 | 3.6% | N | Y | Y | Y
Programmable Thermostat | New | Warehouse | 19557.83 | 18853.75 | 704.082 | 3.6% | 19557.8341 | 18853.7521 | 704.082 | 3.6% | Y | Y | Y | Y
Roof Insulation | Existing | Assembly | 3.7877 | 3.507 | 0.28064 | 7.409% | 3.7877 | 3.507 | 0.28064 | 7.409% | Y | Y | Y | Y
Roof Insulation | Existing | College and University | 11.0507 | 10.77 | 0.28064 | 2.54% | 11.0507 | 10.77 | 0.28064 | 2.54% | Y | Y | Y | Y
Roof Insulation | Existing | Grocery | 31.0105 | 30.7298 | 0.28064 | 0.905% | 31.0105 | 30.7298 | 0.28064 | 0.905% | Y | Y | Y | Y
Roof Insulation | Existing | Healthcare | 15.083 | 14.8023 | 0.28064 | 1.861% | 15.0829 | 14.8023 | 0.28064 | 1.861% | Y | Y | Y | Y
Roof Insulation | Existing | Hospitals | 81.2975 | 81.0168 | 0.28064 | 0.3452% | 81.2975 | 81.0168 | 0.28064 | 0.3452% | Y | Y | Y | Y
Roof Insulation | Existing | Institutional | 56.2721 | 55.9915 | 0.28064 | 0.4987% | 56.2721 | 55.9915 | 0.28064 | 0.4987% | Y | Y | Y | Y
Roof Insulation | Existing | Lodging/Hospitality | 34.7257 | 34.4451 | 0.28064 | 0.8082% | 34.7257 | 34.4451 | 0.28064 | 0.8082% | Y | Y | Y | Y
Roof Insulation | Existing | Miscellaneous | 107.2344 | 106.9538 | 0.28064 | 0.2617% | 107.2344 | 106.9538 | 0.28064 | 0.2617% | Y | Y | Y | Y
Roof Insulation | Existing | Offices | 58.1979 | 57.9173 | 0.28064 | 0.4822% | 58.1979 | 57.9172 | 0.28064 | 0.4822% | Y | Y | Y | Y
Roof Insulation | Existing | Restaurants | 31.354 | 31.0733 | 0.28064 | 0.8951% | 31.354 | 31.0733 | 0.28064 | 0.8951% | Y | Y | Y | Y
Roof Insulation | Existing | Retail | 5.9824 | 5.7017 | 0.28064 | 4.691% | 5.9824 | 5.7017 | 0.28064 | 4.691% | Y | Y | Y | Y
Roof Insulation | Existing | Schools K-12 | 5.1058 | 4.8251 | 0.28064 | 5.497% | 5.1058 | 4.8251 | 0.28064 | 5.497% | Y | Y | Y | Y
Roof Insulation | Existing | Warehouse | 1.4026 | 1.1219 | 0.28064 | 20.01% | 1.4026 | 1.1219 | 0.28064 | 20.01% | Y | Y | Y | Y
Roof Insulation | New | Assembly | 3.7877 | 3.6529 | 0.13475 | 3.558% | 3.7877 | 3.6529 | 0.13475 | 3.558% | Y | Y | Y | Y
Roof Insulation | New | College and University | 11.0507 | 10.9159 | 0.13475 | 1.219% | 11.0507 | 10.9159 | 0.13475 | 1.219% | Y | Y | Y | Y
Roof Insulation | New | Grocery | 31.0105 | 30.8757 | 0.13475 | 0.4345% | 31.0105 | 30.8757 | 0.13475 | 0.4345% | Y | Y | Y | Y
Roof Insulation | New | Healthcare | 15.083 | 14.9482 | 0.13475 | 0.8934% | 15.0829 | 14.9482 | 0.13475 | 0.8934% | Y | Y | Y | Y
Roof Insulation | New | Hospitals | 81.2975 | 81.1627 | 0.13475 | 0.1658% | 81.2975 | 81.1627 | 0.13475 | 0.1658% | Y | Y | Y | Y
Roof Insulation | New | Institutional | 56.2721 | 56.1374 | 0.13475 | 0.2395% | 56.2721 | 56.1374 | 0.13475 | 0.2395% | Y | Y | Y | Y
Roof Insulation | New | Lodging/Hospitality | 34.7257 | 34.591 | 0.13475 | 0.388% | 34.7257 | 34.591 | 0.13475 | 0.388% | Y | Y | Y | Y
Roof Insulation | New | Miscellaneous | 107.2344 | 107.0997 | 0.13475 | 0.1257% | 107.2344 | 107.0997 | 0.13475 | 0.1257% | Y | Y | Y | Y
Roof Insulation | New | Offices | 58.1979 | 58.0631 | 0.13475 | 0.2315% | 58.1979 | 58.0631 | 0.13475 | 0.2315% | Y | Y | Y | Y
Roof Insulation | New | Restaurants | 31.354 | 31.2192 | 0.13475 | 0.4298% | 31.354 | 31.2192 | 0.13475 | 0.4298% | Y | Y | Y | Y
Roof Insulation | New | Retail | 5.9824 | 5.8476 | 0.13475 | 2.252% | 5.9824 | 5.8476 | 0.13475 | 2.252% | Y | Y | Y | Y
Roof Insulation | New | Schools K-12 | 5.1058 | 4.971 | 0.13475 | 2.639% | 5.1058 | 4.971 | 0.13475 | 2.639% | Y | Y | Y | Y
Roof Insulation | New | Warehouse | 1.4026 | 1.2678 | 0.13475 | 9.608% | 1.4026 | 1.2678 | 0.13475 | 9.608% | Y | Y | Y | Y
Smart Thermostat | Existing | Assembly | 48078.24 | 43270.41 | 4807.824 | 10% | 48078.2351 | 43270.4116 | 4807.8235 | 10% | Y | Y | Y | Y
Smart Thermostat | Existing | College and University | 287152.3 | 258437.1 | 28715.23 | 10% | 287152.3197 | 258437.0877 | 28715.232 | 10% | Y | N | Y | Y
Smart Thermostat | Existing | Grocery | 115753 | 104177.7 | 11575.3 | 10% | 115753.0083 | 104177.7075 | 11575.3008 | 10% | Y | Y | Y | Y
Smart Thermostat | Existing | Healthcare | 202047.4 | 181842.6 | 20204.74 | 10% | 202047.3819 | 181842.6437 | 20204.7382 | 10% | N | Y | Y | Y
Smart Thermostat | Existing | Hospitals | 2105302 | 1894772 | 210530.2 | 10% | 2105301.9288 | 1894771.7359 | 210530.1929 | 10% | N | N | N | Y
Smart Thermostat | Existing | Institutional | 233568.9 | 210212 | 23356.89 | 10% | 233568.925 | 210212.0325 | 23356.8925 | 10% | Y | Y | Y | Y
Smart Thermostat | Existing | Lodging/Hospitality | 191602.2 | 172442 | 19160.22 | 10% | 191602.1762 | 172441.9586 | 19160.2176 | 10% | N | N | Y | Y
Smart Thermostat | Existing | Miscellaneous | 2226772 | 2004095 | 222677.2 | 10% | 2226772.3297 | 2004095.0967 | 222677.233 | 10% | N | Y | Y | Y
Smart Thermostat | Existing | Offices | 166452.1 | 149806.9 | 16645.21 | 10% | 166452.0881 | 149806.8793 | 16645.2088 | 10% | N | N | Y | Y
Smart Thermostat | Existing | Restaurants | 120615.3 | 108553.8 | 12061.53 | 10% | 120615.3416 | 108553.8074 | 12061.5342 | 10% | Y | Y | Y | Y
Smart Thermostat | Existing | Retail | 52681.84 | 47413.66 | 5268.184 | 10% | 52681.844 | 47413.6596 | 5268.1844 | 10% | Y | Y | Y | Y
Smart Thermostat | Existing | Schools K-12 | 196877 | 177189.3 | 19687.7 | 10% | 196876.9732 | 177189.2758 | 19687.6973 | 10% | N | N | N | Y
Smart Thermostat | Existing | Warehouse | 19557.83 | 17602.05 | 1955.783 | 10% | 19557.8341 | 17602.0507 | 1955.7834 | 10% | Y | Y | Y | Y
Smart Thermostat | New | Assembly | 48078.24 | 43270.41 | 4807.824 | 10% | 48078.2351 | 43270.4116 | 4807.8235 | 10% | Y | Y | Y | Y
Smart Thermostat | New | College and University | 287152.3 | 258437.1 | 28715.23 | 10% | 287152.3197 | 258437.0877 | 28715.232 | 10% | Y | N | Y | Y
Smart Thermostat | New | Grocery | 115753 | 104177.7 | 11575.3 | 10% | 115753.0083 | 104177.7075 | 11575.3008 | 10% | Y | Y | Y | Y
Smart Thermostat | New | Healthcare | 202047.4 | 181842.6 | 20204.74 | 10% | 202047.3819 | 181842.6437 | 20204.7382 | 10% | N | Y | Y | Y
Smart Thermostat | New | Hospitals | 2105302 | 1894772 | 210530.2 | 10% | 2105301.9288 | 1894771.7359 | 210530.1929 | 10% | N | N | N | Y
Smart Thermostat | New | Institutional | 233568.9 | 210212 | 23356.89 | 10% | 233568.925 | 210212.0325 | 23356.8925 | 10% | Y | Y | Y | Y
Smart Thermostat | New | Lodging/Hospitality | 191602.2 | 172442 | 19160.22 | 10% | 191602.1762 | 172441.9586 | 19160.2176 | 10% | N | N | Y | Y
Smart Thermostat | New | Miscellaneous | 2226772 | 2004095 | 222677.2 | 10% | 2226772.3297 | 2004095.0967 | 222677.233 | 10% | N | Y | Y | Y
Smart Thermostat | New | Offices | 166452.1 | 149806.9 | 16645.21 | 10% | 166452.0881 | 149806.8793 | 16645.2088 | 10% | N | N | Y | Y
Smart Thermostat | New | Restaurants | 120615.3 | 108553.8 | 12061.53 | 10% | 120615.3416 | 108553.8074 | 12061.5342 | 10% | Y | Y | Y | Y
Smart Thermostat | New | Retail | 52681.84 | 47413.66 | 5268.184 | 10% | 52681.844 | 47413.6596 | 5268.1844 | 10% | Y | Y | Y | Y
Smart Thermostat | New | Schools K-12 | 196877 | 177189.3 | 19687.7 | 10% | 196876.9732 | 177189.2758 | 19687.6973 | 10% | N | N | N | Y
Smart Thermostat | New | Warehouse | 19557.83 | 17602.05 | 1955.783 | 10% | 19557.8341 | 17602.0507 | 1955.7834 | 10% | Y | Y | Y | Y
Thermal Energy Storage | Existing | Assembly | 40558.16 | 41191.94 | -633.779 | -1.563% | 40558.1631 | 41191.9419 | -633.7788 | -1.563% | Y | Y | Y | Y
Thermal Energy Storage | Existing | College and University | 242237.9 | 246023.2 | -3785.31 | -1.563% | 242237.8979 | 246023.2086 | -3785.3107 | -1.563% | N | Y | Y | Y
Thermal Energy Storage | Existing | Grocery | 97647.71 | 99173.59 | -1525.88 | -1.563% | 97647.7064 | 99173.5903 | -1525.8839 | -1.563% | Y | Y | Y | Y
Thermal Energy Storage | Existing | Healthcare | 170444.5 | 173107.9 | -2663.44 | -1.563% | 170444.4983 | 173107.9353 | -2663.437 | -1.563% | N | Y | Y | Y
Thermal Energy Storage | Existing | Hospitals | 1776005 | 1803757 | -27752.6 | -1.563% | 1776004.8545 | 1803757.4489 | -27752.5944 | -1.563% | N | N | N | Y
Thermal Energy Storage | Existing | Institutional | 197035.7 | 200114.6 | -3078.96 | -1.563% | 197035.6551 | 200114.6166 | -3078.9615 | -1.563% | N | Y | Y | Y
Thermal Energy Storage | Existing | Lodging/Hospitality | 161633.1 | 164158.8 | -2525.75 | -1.563% | 161633.0609 | 164158.8067 | -2525.7458 | -1.563% | N | Y | Y | Y
Thermal Energy Storage | Existing | Miscellaneous | 1878476 | 1907830 | -29353.8 | -1.563% | 1878475.6776 | 1907829.524 | -29353.8464 | -1.563% | N | N | Y | Y
Thermal Energy Storage | Existing | Offices | 140416.8 | 142611 | -2194.21 | -1.563% | 140416.7794 | 142610.9907 | -2194.2113 | -1.563% | N | N | Y | Y
Thermal Energy Storage | Existing | Restaurants | 101749.5 | 103339.5 | -1589.98 | -1.563% | 101749.5064 | 103339.4868 | -1589.9803 | -1.563% | Y | N | Y | Y
Thermal Energy Storage | Existing | Retail | 44441.71 | 45136.17 | -694.465 | -1.563% | 44441.7066 | 45136.1713 | -694.4647 | -1.563% | Y | Y | Y | Y
Thermal Energy Storage | Existing | Schools K-12 | 166082.8 | 168678.1 | -2595.28 | -1.563% | 166082.8099 | 168678.0894 | -2595.2794 | -1.563% | Y | N | Y | Y
Thermal Energy Storage | Existing | Warehouse | 16498.73 | 16756.55 | -257.816 | -1.563% | 16498.7301 | 16756.5462 | -257.8161 | -1.563% | Y | Y | Y | Y
Thermal Energy Storage | New | Assembly | 40558.16 | 41191.94 | -633.779 | -1.563% | 40558.1631 | 41191.9419 | -633.7788 | -1.563% | Y | Y | Y | Y
Thermal Energy Storage | New | College and University | 242237.9 | 246023.2 | -3785.31 | -1.563% | 242237.8979 | 246023.2086 | -3785.3107 | -1.563% | N | Y | Y | Y
Thermal Energy Storage | New | Grocery | 97647.71 | 99173.59 | -1525.88 | -1.563% | 97647.7064 | 99173.5903 | -1525.8839 | -1.563% | Y | Y | Y | Y
Thermal Energy Storage | New | Healthcare | 170444.5 | 173107.9 | -2663.44 | -1.563% | 170444.4983 | 173107.9353 | -2663.437 | -1.563% | N | Y | Y | Y
Thermal Energy Storage | New | Hospitals | 1776005 | 1803757 | -27752.6 | -1.563% | 1776004.8545 | 1803757.4489 | -27752.5944 | -1.563% | N | N | N | Y
Thermal Energy Storage | New | Institutional | 197035.7 | 200114.6 | -3078.96 | -1.563% | 197035.6551 | 200114.6166 | -3078.9615 | -1.563% | N | Y | Y | Y
Thermal Energy Storage | New | Lodging/Hospitality | 161633.1 | 164158.8 | -2525.75 | -1.563% | 161633.0609 | 164158.8067 | -2525.7458 | -1.563% | N | Y | Y | Y
Thermal Energy Storage | New | Miscellaneous | 1878476 | 1907830 | -29353.8 | -1.563% | 1878475.6776 | 1907829.524 | -29353.8464 | -1.563% | N | N | Y | Y
Thermal Energy Storage | New | Offices | 140416.8 | 142611 | -2194.21 | -1.563% | 140416.7794 | 142610.9907 | -2194.2113 | -1.563% | N | N | Y | Y
Thermal Energy Storage | New | Restaurants | 101749.5 | 103339.5 | -1589.98 | -1.563% | 101749.5064 | 103339.4868 | -1589.9803 | -1.563% | Y | N | Y | Y
Thermal Energy Storage | New | Retail | 44441.71 | 45136.17 | -694.465 | -1.563% | 44441.7066 | 45136.1713 | -694.4647 | -1.563% | Y | Y | Y | Y
Thermal Energy Storage | New | Schools K-12 | 166082.8 | 168678.1 | -2595.28 | -1.563% | 166082.8099 | 168678.0894 | -2595.2794 | -1.563% | Y | N | Y | Y
Thermal Energy Storage | New | Warehouse | 16498.73 | 16756.55 | -257.816 | -1.563% | 16498.7301 | 16756.5462 | -257.8161 | -1.563% | Y | Y | Y | Y
Wall Insulation | Existing | Assembly | 12.0311 | 10.0795 | 1.9515 | 16.22% | 12.0311 | 10.0795 | 1.9515 | 16.22% | Y | Y | Y | Y
Wall Insulation | Existing | College and University | 18.8018 | 16.9064 | 1.8954 | 10.08% | 18.8018 | 16.9064 | 1.8954 | 10.08% | Y | Y | Y | Y
Wall Insulation | Existing | Grocery | 70.4368 | 68.5137 | 1.9231 | 2.73% | 70.4368 | 68.5137 | 1.9231 | 2.73% | Y | Y | Y | Y
Wall Insulation | Existing | Healthcare | 49.9992 | 48.1308 | 1.8684 | 3.737% | 49.9992 | 48.1308 | 1.8684 | 3.737% | Y | Y | Y | Y
Wall Insulation | Existing | Hospitals | 29.9435 | 28.0204 | 1.9231 | 6.422% | 29.9435 | 28.0204 | 1.9231 | 6.422% | Y | Y | Y | Y
Wall Insulation | Existing | Institutional | 17.25 | 15.3546 | 1.8954 | 10.99% | 17.25 | 15.3546 | 1.8954 | 10.99% | Y | Y | Y | Y
Wall Insulation | Existing | Lodging/Hospitality | 8.9677 | 7.0723 | 1.8954 | 21.14% | 8.9677 | 7.0723 | 1.8954 | 21.14% | Y | Y | Y | Y
Wall Insulation | Existing | Miscellaneous | 453.9659 | 452.0428 | 1.9231 | 0.4236% | 453.9659 | 452.0428 | 1.9231 | 0.4236% | Y | Y | Y | Y
Wall Insulation | Existing | Offices | 12.327 | 10.4039 | 1.9231 | 15.6% | 12.327 | 10.4039 | 1.9231 | 15.6% | Y | Y | Y | Y
Wall Insulation | Existing | Restaurants | 67.57 | 65.6184 | 1.9515 | 2.888% | 67.57 | 65.6184 | 1.9515 | 2.888% | Y | Y | Y | Y
Wall Insulation | Existing | Retail | 19.9803 | 18.0571 | 1.9231 | 9.625% | 19.9803 | 18.0571 | 1.9231 | 9.625% | Y | Y | Y | Y
Wall Insulation | Existing | Schools K-12 | 33.6952 | 31.7145 | 1.9807 | 5.878% | 33.6952 | 31.7145 | 1.9807 | 5.878% | Y | Y | Y | Y
Wall Insulation | Existing | Warehouse | 7.0624 | 5.1108 | 1.9515 | 27.63% | 7.0624 | 5.1108 | 1.9515 | 27.63% | Y | Y | Y | Y
Wall Insulation | New | Assembly | 12.0311 | 12.0311 | 0 | 0% | 12.0311 | 12.0311 | 0 | 0% | Y | Y | Y | Y
Wall Insulation | New | College and University | 18.8018 | 18.8018 | 0 | 0% | 18.8018 | 18.8018 | 0 | 0% | Y | Y | Y | Y
Wall Insulation | New | Grocery | 70.4368 | 70.4368 | 0 | 0% | 70.4368 | 70.4368 | 0 | 0% | Y | Y | Y | Y
Wall Insulation | New | Healthcare | 49.9992 | 49.9992 | 0 | 0% | 49.9992 | 49.9992 | 0 | 0% | Y | Y | Y | Y
Wall Insulation | New | Hospitals | 29.9435 | 29.9435 | 0 | 0% | 29.9435 | 29.9435 | 0 | 0% | Y | Y | Y | Y
Wall Insulation | New | Institutional | 17.25 | 17.25 | 0 | 0% | 17.25 | 17.25 | 0 | 0% | Y | Y | Y | Y
Wall Insulation | New | Lodging/Hospitality | 8.9677 | 8.9677 | 0 | 0% | 8.9677 | 8.9677 | 0 | 0% | Y | Y | Y | Y
Wall Insulation | New | Miscellaneous | 453.9659 | 453.9659 | 0 | 0% | 453.9659 | 453.9659 | 0 | 0% | Y | Y | Y | Y
Wall Insulation | New | Offices | 12.327 | 12.327 | 0 | 0% | 12.327 | 12.327 | 0 | 0% | Y | Y | Y | Y
Wall Insulation | New | Restaurants | 67.57 | 67.57 | 0 | 0% | 67.57 | 67.57 | 0 | 0% | Y | Y | Y | Y
Wall Insulation | New | Retail | 19.9803 | 19.9803 | 0 | 0% | 19.9803 | 19.9803 | 0 | 0% | Y | Y | Y | Y
Wall Insulation | New | Schools K-12 | 33.6952 | 33.6952 | 0 | 0% | 33.6952 | 33.6952 | 0 | 0% | Y | Y | Y | Y
Wall Insulation | New | Warehouse | 7.0624 | 7.0624 | 0 | 0% | 7.0624 | 7.0624 | 0 | 0% | Y | Y | Y | Y
Warehouse Loading Dock Seals | Existing | Assembly | 3.7877 | 3.716 | 0.071633 | 1.891% | 3.7877 | 3.716 | 0.071633 | 1.891% | Y | Y | Y | Y
Warehouse Loading Dock Seals | Existing | College and University | 11.0507 | 11.0157 | 0.034992 | 0.3167% | 11.0507 | 11.0157 | 0.034992 | 0.3166% | Y | Y | Y | Y
Warehouse Loading Dock Seals | Existing | Grocery | 31.0105 | 30.7669 | 0.24359 | 0.7855% | 31.0105 | 30.7669 | 0.24359 | 0.7855% | Y | Y | Y | Y
Warehouse Loading Dock Seals | Existing | Healthcare | 15.083 | 15.0151 | 0.067877 | 0.45% | 15.0829 | 15.0151 | 0.067877 | 0.45% | Y | Y | Y | Y
Warehouse Loading Dock Seals | Existing | Hospitals | 81.2975 | 81.2624 | 0.035112 | 0.04319% | 81.2975 | 81.2624 | 0.035112 | 0.04319% | Y | Y | Y | Y
Warehouse Loading Dock Seals | Existing | Institutional | 56.2721 | 56.0531 | 0.21906 | 0.3893% | 56.2721 | 56.0531 | 0.21906 | 0.3893% | Y | Y | Y | Y
Warehouse Loading Dock Seals | Existing | Lodging/Hospitality | 34.7257 | 34.5609 | 0.16479 | 0.4746% | 34.7257 | 34.5609 | 0.16479 | 0.4746% | Y | Y | Y | Y
Warehouse Loading Dock Seals | Existing | Miscellaneous | 107.2344 | 107.1906 | 0.043787 | 0.04083% | 107.2344 | 107.1906 | 0.043787 | 0.04083% | Y | Y | Y | Y
Warehouse Loading Dock Seals | Existing | Offices | 58.1979 | 57.88 | 0.31791 | 0.5463% | 58.1979 | 57.88 | 0.31791 | 0.5463% | Y | Y | Y | Y
Warehouse Loading Dock Seals | Existing | Restaurants | 31.354 | 31.1176 | 0.23636 | 0.7539% | 31.354 | 31.1176 | 0.23636 | 0.7539% | Y | Y | Y | Y
Warehouse Loading Dock Seals | Existing | Retail | 5.9824 | 5.8791 | 0.10325 | 1.726% | 5.9824 | 5.8791 | 0.10325 | 1.726% | Y | Y | Y | Y
Warehouse Loading Dock Seals | Existing | Schools K-12 | 5.1058 | 5.0822 | 0.023581 | 0.4619% | 5.1058 | 5.0822 | 0.023581 | 0.4618% | Y | Y | Y | Y
Warehouse Loading Dock Seals | Existing | Warehouse | 1.4026 | 1.3374 | 0.065206 | 4.649% | 1.4026 | 1.3374 | 0.065206 | 4.649% | Y | Y | Y | Y
Warehouse Loading Dock Seals | New | Assembly | 3.7877 | 3.7189 | 0.06879 | 1.816% | 3.7877 | 3.7189 | 0.06879 | 1.816% | Y | Y | Y | Y
Warehouse Loading Dock Seals | New | College and University | 11.0507 | 11.017 | 0.033603 | 0.3041% | 11.0507 | 11.0171 | 0.033603 | 0.3041% | Y | Y | Y | Y
Warehouse Loading Dock Seals | New | Grocery | 31.0105 | 30.7766 | 0.23393 | 0.7543% | 31.0105 | 30.7766 | 0.23393 | 0.7543% | Y | Y | Y | Y
Warehouse Loading Dock Seals | New | Healthcare | 15.083 | 15.0178 | 0.065183 | 0.4322% | 15.0829 | 15.0178 | 0.065183 | 0.4322% | Y | Y | Y | Y
Warehouse Loading Dock Seals | New | Hospitals | 81.2975 | 81.2638 | 0.033718 | 0.04147% | 81.2975 | 81.2638 | 0.033718 | 0.04148% | Y | Y | Y | Y
Warehouse Loading Dock Seals | New | Institutional | 56.2721 | 56.0618 | 0.21037 | 0.3738% | 56.2721 | 56.0618 | 0.21037 | 0.3738% | Y | Y | Y | Y
Warehouse Loading Dock Seals | New | Lodging/Hospitality | 34.7257 | 34.5675 | 0.15825 | 0.4557% | 34.7257 | 34.5675 | 0.15825 | 0.4557% | Y | Y | Y | Y
Warehouse Loading Dock Seals | New | Miscellaneous | 107.2344 | 107.1924 | 0.042049 | 0.03921% | 107.2344 | 107.1924 | 0.042049 | 0.03921% | Y | Y | Y | Y
Warehouse Loading Dock Seals | New | Offices | 58.1979 | 57.8926 | 0.30529 | 0.5246% | 58.1979 | 57.8926 | 0.3053 | 0.5246% | Y | Y | Y | Y
Warehouse Loading Dock Seals | New | Restaurants | 31.354 | 31.127 | 0.22698 | 0.7239% | 31.354 | 31.127 | 0.22698 | 0.7239% | Y | Y | Y | Y
Warehouse Loading Dock Seals | New | Retail | 5.9824 | 5.8832 | 0.099155 | 1.657% | 5.9824 | 5.8832 | 0.099155 | 1.657% | Y | Y | Y | Y
Warehouse Loading Dock Seals | New | Schools K-12 | 5.1058 | 5.0831 | 0.022645 | 0.4435% | 5.1058 | 5.0831 | 0.022645 | 0.4435% | Y | Y | Y | Y
Warehouse Loading Dock Seals | New | Warehouse | 1.4026 | 1.3399 | 0.062618 | 4.465% | 1.4026 | 1.3399 | 0.062618 | 4.465% | Y | Y | Y | Y
Water Cooled Refrigeration Heat Recovery | Existing | Assembly | 7520.072 | 6768.065 | 752.0072 | 10% | 7520.072 | 6768.0648 | 752.0072 | 10% | Y | Y | Y | Y
Water Cooled Refrigeration Heat Recovery | Existing | College and University | 44914.42 | 40422.98 | 4491.442 | 10% | 44914.4217 | 40422.9796 | 4491.4422 | 10% | Y | Y | Y | Y
Water Cooled Refrigeration Heat Recovery | Existing | Grocery | 18105.3 | 16294.77 | 1810.53 | 10% | 18105.3019 | 16294.7717 | 1810.5302 | 10% | Y | Y | Y | Y
Water Cooled Refrigeration Heat Recovery | Existing | Healthcare | 31602.88 | 28442.6 | 3160.288 | 10% | 31602.8836 | 28442.5952 | 3160.2884 | 10% | Y | N | Y | Y
Water Cooled Refrigeration Heat Recovery | Existing | Hospitals | 329297.1 | 296367.4 | 32929.71 | 10% | 329297.0743 | 296367.3669 | 32929.7074 | 10% | N | N | Y | Y
Water Cooled Refrigeration Heat Recovery | Existing | Institutional | 36533.27 | 32879.94 | 3653.327 | 10% | 36533.2699 | 32879.943 | 3653.327 | 10% | Y | Y | Y | Y
Water Cooled Refrigeration Heat Recovery | Existing | Lodging/Hospitality | 29969.12 | 26972.2 | 2996.912 | 10% | 29969.1152 | 26972.2037 | 2996.9115 | 10% | Y | Y | Y | Y
Water Cooled Refrigeration Heat Recovery | Existing | Miscellaneous | 348296.7 | 313467 | 34829.67 | 10% | 348296.6521 | 313466.9869 | 34829.6652 | 10% | N | N | Y | Y
Water Cooled Refrigeration Heat Recovery | Existing | Offices | 26035.31 | 23431.78 | 2603.531 | 10% | 26035.3087 | 23431.7778 | 2603.5309 | 10% | Y | Y | Y | Y
Water Cooled Refrigeration Heat Recovery | Existing | Restaurants | 18865.84 | 16979.25 | 1886.584 | 10% | 18865.8351 | 16979.2516 | 1886.5835 | 10% | Y | Y | Y | Y
Water Cooled Refrigeration Heat Recovery | Existing | Retail | 8240.137 | 7416.124 | 824.0137 | 10% | 8240.1374 | 7416.1236 | 824.0137 | 10% | Y | Y | Y | Y
Water Cooled Refrigeration Heat Recovery | Existing | Schools K-12 | 30794.16 | 27714.75 | 3079.416 | 10% | 30794.1632 | 27714.7469 | 3079.4163 | 10% | Y | Y | Y | Y
Water Cooled Refrigeration Heat Recovery | Existing | Warehouse | 3059.104 | 2753.194 | 305.9104 | 10% | 3059.104 | 2753.1936 | 305.9104 | 10% | Y | Y | Y | Y
Water Cooled Refrigeration Heat Recovery | New | Assembly | 7520.072 | 6768.065 | 752.0072 | 10% | 7520.072 | 6768.0648 | 752.0072 | 10% | Y | Y | Y | Y
Water Cooled Refrigeration Heat Recovery | New | College and University | 44914.42 | 40422.98 | 4491.442 | 10% | 44914.4217 | 40422.9796 | 4491.4422 | 10% | Y | Y | Y | Y
Water Cooled Refrigeration Heat Recovery | New | Grocery | 18105.3 | 16294.77 | 1810.53 | 10% | 18105.3019 | 16294.7717 | 1810.5302 | 10% | Y | Y | Y | Y
Water Cooled Refrigeration Heat Recovery | New | Healthcare | 31602.88 | 28442.6 | 3160.288 | 10% | 31602.8836 | 28442.5952 | 3160.2884 | 10% | Y | N | Y | Y
Water Cooled Refrigeration Heat Recovery | New | Hospitals | 329297.1 | 296367.4 | 32929.71 | 10% | 329297.0743 | 296367.3669 | 32929.7074 | 10% | N | N | Y | Y
Water Cooled Refrigeration Heat Recovery | New | Institutional | 36533.27 | 32879.94 | 3653.327 | 10% | 36533.2699 | 32879.943 | 3653.327 | 10% | Y | Y | Y | Y
Water Cooled Refrigeration Heat Recovery | New | Lodging/Hospitality | 29969.12 | 26972.2 | 2996.912 | 10% | 29969.1152 | 26972.2037 | 2996.9115 | 10% | Y | Y | Y | Y
Water Cooled Refrigeration Heat Recovery | New | Miscellaneous | 348296.7 | 313467 | 34829.67 | 10% | 348296.6521 | 313466.9869 | 34829.6652 | 10% | N | N | Y | Y
Water Cooled Refrigeration Heat Recovery | New | Offices | 26035.31 | 23431.78 | 2603.531 | 10% | 26035.3087 | 23431.7778 | 2603.5309 | 10% | Y | Y | Y | Y
Water Cooled Refrigeration Heat Recovery | New | Restaurants | 18865.84 | 16979.25 | 1886.584 | 10% | 18865.8351 | 16979.2516 | 1886.5835 | 10% | Y | Y | Y | Y
Water Cooled Refrigeration Heat Recovery | New | Retail | 8240.137 | 7416.124 | 824.0137 | 10% | 8240.1374 | 7416.1236 | 824.0137 | 10% | Y | Y | Y | Y
Water Cooled Refrigeration Heat Recovery | New | Schools K-12 | 30794.16 | 27714.75 | 3079.416 | 10% | 30794.1632 | 27714.7469 | 3079.4163 | 10% | Y | Y | Y | Y
Water Cooled Refrigeration Heat Recovery | New | Warehouse | 3059.104 | 2753.194 | 305.9104 | 10% | 3059.104 | 2753.1936 | 305.9104 | 10% | Y | Y | Y | Y
Waterside Economizer | Existing | Assembly | 134007.9 | 126563 | 7444.883 | 5.556% | 134007.8991 | 126563.0158 | 7444.8833 | 5.556% | N | Y | Y | Y
Waterside Economizer | Existing | College and University | 148669.8 | 140410.4 | 8259.434 | 5.556% | 148669.8192 | 140410.3848 | 8259.4344 | 5.556% | Y | N | Y | Y
Waterside Economizer | Existing | Grocery | 74027.32 | 69914.69 | 4112.629 | 5.556% | 74027.3169 | 69914.6882 | 4112.6287 | 5.556% | Y | Y | Y | Y
Waterside Economizer | Existing | Healthcare | 291597.9 | 275398 | 16199.88 | 5.556% | 291597.9075 | 275398.0237 | 16199.8837 | 5.556% | Y | Y | Y | Y
Waterside Economizer | Existing | Hospitals | 276218.3 | 260872.8 | 15345.46 | 5.556% | 276218.271 | 260872.8115 | 15345.4595 | 5.556% | N | Y | Y | Y
Waterside Economizer | Existing | Institutional | 72386.82 | 68365.33 | 4021.49 | 5.556% | 72386.8223 | 68365.3322 | 4021.4901 | 5.556% | Y | Y | Y | Y
Waterside Economizer | Existing | Lodging/Hospitality | 221364.2 | 209066.2 | 12298.01 | 5.556% | 221364.2343 | 209066.2213 | 12298.013 | 5.556% | Y | Y | Y | Y
Waterside Economizer | Existing | Miscellaneous | 74847.56 | 70689.37 | 4158.198 | 5.556% | 74847.5642 | 70689.3661 | 4158.198 | 5.556% | Y | Y | Y | Y
Waterside Economizer | Existing | Offices | 150823 | 142443.9 | 8379.054 | 5.556% | 150822.9683 | 142443.9145 | 8379.0538 | 5.556% | N | Y | Y | Y
Waterside Economizer | Existing | Restaurants | 217160.5 | 205096 | 12064.47 | 5.556% | 217160.467 | 205095.9966 | 12064.4704 | 5.556% | N | N | Y | Y
Waterside Economizer | Existing | Retail | 170201.3 | 160745.7 | 9455.628 | 5.556% | 170201.3103 | 160745.6819 | 9455.6283 | 5.556% | Y | N | Y | Y
Waterside Economizer | Existing | Schools K-12 | 147952.1 | 139732.5 | 8219.561 | 5.556% | 147952.1028 | 139732.5416 | 8219.5613 | 5.556% | Y | Y | Y | Y
Waterside Economizer | Existing | Warehouse | 32502.3 | 30696.62 | 1805.683 | 5.556% | 32502.2984 | 30696.6152 | 1805.6832 | 5.556% | N | Y | Y | Y
Waterside Economizer | New | Assembly | 134007.9 | 126563 | 7444.883 | 5.556% | 134007.8991 | 126563.0158 | 7444.8833 | 5.556% | N | Y | Y | Y
Waterside Economizer | New | College and University | 148669.8 | 140410.4 | 8259.434 | 5.556% | 148669.8192 | 140410.3848 | 8259.4344 | 5.556% | Y | N | Y | Y
Waterside Economizer | New | Grocery | 74027.32 | 69914.69 | 4112.629 | 5.556% | 74027.3169 | 69914.6882 | 4112.6287 | 5.556% | Y | Y | Y | Y
Waterside Economizer | New | Healthcare | 291597.9 | 275398 | 16199.88 | 5.556% | 291597.9075 | 275398.0237 | 16199.8837 | 5.556% | Y | Y | Y | Y
Waterside Economizer | New | Hospitals | 276218.3 | 260872.8 | 15345.46 | 5.556% | 276218.271 | 260872.8115 | 15345.4595 | 5.556% | N | Y | Y | Y
Waterside Economizer | New | Institutional | 72386.82 | 68365.33 | 4021.49 | 5.556% | 72386.8223 | 68365.3322 | 4021.4901 | 5.556% | Y | Y | Y | Y
Waterside Economizer | New | Lodging/Hospitality | 221364.2 | 209066.2 | 12298.01 | 5.556% | 221364.2343 | 209066.2213 | 12298.013 | 5.556% | Y | Y | Y | Y
Waterside Economizer | New | Miscellaneous | 74847.56 | 70689.37 | 4158.198 | 5.556% | 74847.5642 | 70689.3661 | 4158.198 | 5.556% | Y | Y | Y | Y
Waterside Economizer | New | Offices | 150823 | 142443.9 | 8379.054 | 5.556% | 150822.9683 | 142443.9145 | 8379.0538 | 5.556% | N | Y | Y | Y
Waterside Economizer | New | Restaurants | 217160.5 | 205096 | 12064.47 | 5.556% | 217160.467 | 205095.9966 | 12064.4704 | 5.556% | N | N | Y | Y
Waterside Economizer | New | Retail | 170201.3 | 160745.7 | 9455.628 | 5.556% | 170201.3103 | 160745.6819 | 9455.6283 | 5.556% | Y | N | Y | Y
Waterside Economizer | New | Schools K-12 | 147952.1 | 139732.5 | 8219.561 | 5.556% | 147952.1028 | 139732.5416 | 8219.5613 | 5.556% | Y | Y | Y | Y
Waterside Economizer | New | Warehouse | 32502.3 | 30696.62 | 1805.683 | 5.556% | 32502.2984 | 30696.6152 | 1805.6832 | 5.556% | N | Y | Y | Y
Window Sun Protection | Existing | Assembly | 481.6825 | 404.6133 | 77.0692 | 16% | 481.6825 | 404.6133 | 77.0692 | 16% | Y | Y | Y | Y
Window Sun Protection | Existing | College and University | 481.6825 | 404.6133 | 77.0692 | 16% | 481.6825 | 404.6133 | 77.0692 | 16% | Y | Y | Y | Y
Window Sun Protection | Existing | Grocery | 481.6825 | 404.6133 | 77.0692 | 16% | 481.6825 | 404.6133 | 77.0692 | 16% | Y | Y | Y | Y
Window Sun Protection | Existing | Healthcare | 481.6825 | 404.6133 | 77.0692 | 16% | 481.6825 | 404.6133 | 77.0692 | 16% | Y | Y | Y | Y
Window Sun Protection | Existing | Hospitals | 481.6825 | 404.6133 | 77.0692 | 16% | 481.6825 | 404.6133 | 77.0692 | 16% | Y | Y | Y | Y
Window Sun Protection | Existing | Institutional | 481.6825 | 404.6133 | 77.0692 | 16% | 481.6825 | 404.6133 | 77.0692 | 16% | Y | Y | Y | Y
Window Sun Protection | Existing | Lodging/Hospitality | 481.6825 | 404.6133 | 77.0692 | 16% | 481.6825 | 404.6133 | 77.0692 | 16% | Y | Y | Y | Y
Window Sun Protection | Existing | Miscellaneous | 481.6825 | 404.6133 | 77.0692 | 16% | 481.6825 | 404.6133 | 77.0692 | 16% | Y | Y | Y | Y
Window Sun Protection | Existing | Offices | 481.6825 | 404.6133 | 77.0692 | 16% | 481.6825 | 404.6133 | 77.0692 | 16% | Y | Y | Y | Y
Window Sun Protection | Existing | Restaurants | 481.6825 | 404.6133 | 77.0692 | 16% | 481.6825 | 404.6133 | 77.0692 | 16% | Y | Y | Y | Y
Window Sun Protection | Existing | Retail | 481.6825 | 404.6133 | 77.0692 | 16% | 481.6825 | 404.6133 | 77.0692 | 16% | Y | Y | Y | Y
Window Sun Protection | Existing | Schools K-12 | 481.6825 | 404.6133 | 77.0692 | 16% | 481.6825 | 404.6133 | 77.0692 | 16% | Y | Y | Y | Y
Window Sun Protection | Existing | Warehouse | 481.6825 | 404.6133 | 77.0692 | 16% | 481.6825 | 404.6133 | 77.0692 | 16% | Y | Y | Y | Y
Window Sun Protection | New | Assembly | 289.0095 | 242.768 | 46.2415 | 16% | 289.0095 | 242.768 | 46.2415 | 16% | Y | Y | Y | Y
Window Sun Protection | New | College and University | 289.0095 | 242.768 | 46.2415 | 16% | 289.0095 | 242.768 | 46.2415 | 16% | Y | Y | Y | Y
Window Sun Protection | New | Grocery | 289.0095 | 242.768 | 46.2415 | 16% | 289.0095 | 242.768 | 46.2415 | 16% | Y | Y | Y | Y
Window Sun Protection | New | Healthcare | 289.0095 | 242.768 | 46.2415 | 16% | 289.0095 | 242.768 | 46.2415 | 16% | Y | Y | Y | Y
Window Sun Protection | New | Hospitals | 289.0095 | 242.768 | 46.2415 | 16% | 289.0095 | 242.768 | 46.2415 | 16% | Y | Y | Y | Y
Window Sun Protection | New | Institutional | 289.0095 | 242.768 | 46.2415 | 16% | 289.0095 | 242.768 | 46.2415 | 16% | Y | Y | Y | Y
Window Sun Protection | New | Lodging/Hospitality | 289.0095 | 242.768 | 46.2415 | 16% | 289.0095 | 242.768 | 46.2415 | 16% | Y | Y | Y | Y
Window Sun Protection | New | Miscellaneous | 289.0095 | 242.768 | 46.2415 | 16% | 289.0095 | 242.768 | 46.2415 | 16% | Y | Y | Y | Y
Window Sun Protection | New | Offices | 289.0095 | 242.768 | 46.2415 | 16% | 289.0095 | 242.768 | 46.2415 | 16% | Y | Y | Y | Y
Window Sun Protection | New | Restaurants | 289.0095 | 242.768 | 46.2415 | 16% | 289.0095 | 242.768 | 46.2415 | 16% | Y | Y | Y | Y
Window Sun Protection | New | Retail | 289.0095 | 242.768 | 46.2415 | 16% | 289.0095 | 242.768 | 46.2415 | 16% | Y | Y | Y | Y
Window Sun Protection | New | Schools K-12 | 289.0095 | 242.768 | 46.2415 | 16% | 289.0095 | 242.768 | 46.2415 | 16% | Y | Y | Y | Y
Window Sun Protection | New | Warehouse | 289.0095 | 242.768 | 46.2415 | 16% | 289.0095 | 242.768 | 46.2415 | 16% | Y | Y | Y | Y
Bi-Level Lighting Control (Interior) | Existing | Assembly | 1438 | 992.22 | 445.78 | 31% | 1438 | 992.22 | 445.78 | 31% | Y | Y | Y | Y
Bi-Level Lighting Control (Interior) | Existing | College and University | 2204 | 1520.76 | 683.24 | 31% | 2204 | 1520.76 | 683.24 | 31% | Y | Y | Y | Y
Bi-Level Lighting Control (Interior) | Existing | Grocery | 2772 | 1912.68 | 859.32 | 31% | 2772 | 1912.68 | 859.32 | 31% | Y | Y | Y | Y
Bi-Level Lighting Control (Interior) | Existing | Healthcare | 2514 | 1734.66 | 779.34 | 31% | 2514 | 1734.66 | 779.34 | 31% | Y | Y | Y | Y
Bi-Level Lighting Control (Interior) | Existing | Hospitals | 3401 | 2346.69 | 1054.31 | 31% | 3401 | 2346.69 | 1054.31 | 31% | Y | Y | Y | Y
Bi-Level Lighting Control (Interior) | Existing | Institutional | 1649.5 | 1138.155 | 511.345 | 31% | 1649.5 | 1138.155 | 511.345 | 31% | Y | Y | Y | Y
Bi-Level Lighting Control (Interior) | Existing | Lodging/Hospitality | 1877 | 1295.13 | 581.87 | 31% | 1877 | 1295.13 | 581.87 | 31% | Y | Y | Y | Y
Bi-Level Lighting Control (Interior) | Existing | Miscellaneous | 2204 | 1520.76 | 683.24 | 31% | 2204 | 1520.76 | 683.24 | 31% | Y | Y | Y | Y
Bi-Level Lighting Control (Interior) | Existing | Offices | 1626.5 | 1122.285 | 504.215 | 31% | 1626.5 | 1122.285 | 504.215 | 31% | Y | Y | Y | Y
Bi-Level Lighting Control (Interior) | Existing | Restaurants | 1678.5 | 1158.165 | 520.335 | 31% | 1678.5 | 1158.165 | 520.335 | 31% | Y | Y | Y | Y
Bi-Level Lighting Control (Interior) | Existing | Retail | 2492 | 1719.48 | 772.52 | 31% | 2492 | 1719.48 | 772.52 | 31% | Y | Y | Y | Y
Bi-Level Lighting Control (Interior) | Existing | Schools K-12 | 1189.5 | 820.755 | 368.745 | 31% | 1189.5 | 820.755 | 368.745 | 31% | Y | Y | Y | Y
Bi-Level Lighting Control (Interior) | Existing | Warehouse | 1912 | 1319.28 | 592.72 | 31% | 1912 | 1319.28 | 592.72 | 31% | Y | Y | Y | Y
Bi-Level Lighting Control (Interior) | New | Assembly | 1438 | 992.22 | 445.78 | 31% | 1438 | 992.22 | 445.78 | 31% | Y | Y | Y | Y
Bi-Level Lighting Control (Interior) | New | College and University | 2204 | 1520.76 | 683.24 | 31% | 2204 | 1520.76 | 683.24 | 31% | Y | Y | Y | Y
Bi-Level Lighting Control (Interior) | New | Grocery | 2772 | 1912.68 | 859.32 | 31% | 2772 | 1912.68 | 859.32 | 31% | Y | Y | Y | Y
Bi-Level Lighting Control (Interior) | New | Healthcare | 2514 | 1734.66 | 779.34 | 31% | 2514 | 1734.66 | 779.34 | 31% | Y | Y | Y | Y
Bi-Level Lighting Control (Interior) | New | Hospitals | 3401 | 2346.69 | 1054.31 | 31% | 3401 | 2346.69 | 1054.31 | 31% | Y | Y | Y | Y
Bi-Level Lighting Control (Interior) | New | Institutional | 1649.5 | 1138.155 | 511.345 | 31% | 1649.5 | 1138.155 | 511.345 | 31% | Y | Y | Y | Y
Bi-Level Lighting Control (Interior) | New | Lodging/Hospitality | 1877 | 1295.13 | 581.87 | 31% | 1877 | 1295.13 | 581.87 | 31% | Y | Y | Y | Y
Bi-Level Lighting Control (Interior) | New | Miscellaneous | 2204 | 1520.76 | 683.24 | 31% | 2204 | 1520.76 | 683.24 | 31% | Y | Y | Y | Y
Bi-Level Lighting Control (Interior) | New | Offices | 1626.5 | 1122.285 | 504.215 | 31% | 1626.5 | 1122.285 | 504.215 | 31% | Y | Y | Y | Y
Bi-Level Lighting Control (Interior) | New | Restaurants | 1678.5 | 1158.165 | 520.335 | 31% | 1678.5 | 1158.165 | 520.335 | 31% | Y | Y | Y | Y
Bi-Level Lighting Control (Interior) | New | Retail | 2492 | 1719.48 | 772.52 | 31% | 2492 | 1719.48 | 772.52 | 31% | Y | Y | Y | Y
Bi-Level Lighting Control (Interior) | New | Schools K-12 | 1189.5 | 820.755 | 368.745 | 31% | 1189.5 | 820.755 | 368.745 | 31% | Y | Y | Y | Y
Bi-Level Lighting Control (Interior) | New | Warehouse | 1912 | 1319.28 | 592.72 | 31% | 1912 | 1319.28 | 592.72 | 31% | Y | Y | Y | Y
Interior Lighting Controls | Existing | Assembly | 1438 | 1035.36 | 402.64 | 28% | 1438 | 1035.36 | 402.64 | 28% | Y | Y | Y | Y
Interior Lighting Controls | Existing | College and University | 2204 | 1586.88 | 617.12 | 28% | 2204 | 1586.88 | 617.12 | 28% | Y | Y | Y | Y
Interior Lighting Controls | Existing | Grocery | 2772 | 1995.84 | 776.16 | 28% | 2772 | 1995.84 | 776.16 | 28% | Y | Y | Y | Y
Interior Lighting Controls | Existing | Healthcare | 2514 | 1810.08 | 703.92 | 28% | 2514 | 1810.08 | 703.92 | 28% | Y | Y | Y | Y
Interior Lighting Controls | Existing | Hospitals | 3401 | 2448.72 | 952.28 | 28% | 3401 | 2448.72 | 952.28 | 28% | Y | Y | Y | Y
Interior Lighting Controls | Existing | Institutional | 1649.5 | 1187.64 | 461.86 | 28% | 1649.5 | 1187.64 | 461.86 | 28% | Y | Y | Y | Y
Interior Lighting Controls | Existing | Lodging/Hospitality | 1877 | 1351.44 | 525.56 | 28% | 1877 | 1351.44 | 525.56 | 28% | Y | Y | Y | Y
Interior Lighting Controls | Existing | Miscellaneous | 2204 | 1586.88 | 617.12 | 28% | 2204 | 1586.88 | 617.12 | 28% | Y | Y | Y | Y
Interior Lighting Controls | Existing | Offices | 1626.5 | 1171.08 | 455.42 | 28% | 1626.5 | 1171.08 | 455.42 | 28% | Y | Y | Y | Y
Interior Lighting Controls | Existing | Restaurants | 1678.5 | 1208.52 | 469.98 | 28% | 1678.5 | 1208.52 | 469.98 | 28% | Y | Y | Y | Y
Interior Lighting Controls | Existing | Retail | 2492 | 1794.24 | 697.76 | 28% | 2492 | 1794.24 | 697.76 | 28% | Y | Y | Y | Y
Interior Lighting Controls | Existing | Schools K-12 | 1189.5 | 856.44 | 333.06 | 28% | 1189.5 | 856.44 | 333.06 | 28% | Y | Y | Y | Y
Interior Lighting Controls | Existing | Warehouse | 1912 | 1376.64 | 535.36 | 28% | 1912 | 1376.64 | 535.36 | 28% | Y | Y | Y | Y
Interior Lighting Controls | New | Assembly | 1438 | 1035.36 | 402.64 | 28% | 1438 | 1035.36 | 402.64 | 28% | Y | Y | Y | Y
Interior Lighting Controls | New | College and University | 2204 | 1586.88 | 617.12 | 28% | 2204 | 1586.88 | 617.12 | 28% | Y | Y | Y | Y
Interior Lighting Controls | New | Grocery | 2772 | 1995.84 | 776.16 | 28% | 2772 | 1995.84 | 776.16 | 28% | Y | Y | Y | Y
Interior Lighting Controls | New | Healthcare | 2514 | 1810.08 | 703.92 | 28% | 2514 | 1810.08 | 703.92 | 28% | Y | Y | Y | Y
Interior Lighting Controls | New | Hospitals | 3401 | 2448.72 | 952.28 | 28% | 3401 | 2448.72 | 952.28 | 28% | Y | Y | Y | Y
Interior Lighting Controls | New | Institutional | 1649.5 | 1187.64 | 461.86 | 28% | 1649.5 | 1187.64 | 461.86 | 28% | Y | Y | Y | Y
Interior Lighting Controls | New | Lodging/Hospitality | 1877 | 1351.44 | 525.56 | 28% | 1877 | 1351.44 | 525.56 | 28% | Y | Y | Y | Y
Interior Lighting Controls | New | Miscellaneous | 2204 | 1586.88 | 617.12 | 28% | 2204 | 1586.88 | 617.12 | 28% | Y | Y | Y | Y
Interior Lighting Controls | New | Offices | 1626.5 | 1171.08 | 455.42 | 28% | 1626.5 | 1171.08 | 455.42 | 28% | Y | Y | Y | Y
Interior Lighting Controls | New | Restaurants | 1678.5 | 1208.52 | 469.98 | 28% | 1678.5 | 1208.52 | 469.98 | 28% | Y | Y | Y | Y
Interior Lighting Controls | New | Retail | 2492 | 1794.24 | 697.76 | 28% | 2492 | 1794.24 | 697.76 | 28% | Y | Y | Y | Y
Interior Lighting Controls | New | Schools K-12 | 1189.5 | 856.44 | 333.06 | 28% | 1189.5 | 856.44 | 333.06 | 28% | Y | Y | Y | Y
Interior Lighting Controls | New | Warehouse | 1912 | 1376.64 | 535.36 | 28% | 1912 | 1376.64 | 535.36 | 28% | Y | Y | Y | Y
Efficient Motor Belts | Existing | Assembly | 8580.042 | 8485.235 | 94.8071 | 1.105% | 8580.0419 | 8485.2348 | 94.8071 | 1.105% | Y | Y | Y | Y
Efficient Motor Belts | Existing | College and University | 8580.042 | 8485.235 | 94.8071 | 1.105% | 8580.0419 | 8485.2348 | 94.8071 | 1.105% | Y | Y | Y | Y
Efficient Motor Belts | Existing | Grocery | 8580.042 | 8485.235 | 94.8071 | 1.105% | 8580.0419 | 8485.2348 | 94.8071 | 1.105% | Y | Y | Y | Y
Efficient Motor Belts | Existing | Healthcare | 8580.042 | 8485.235 | 94.8071 | 1.105% | 8580.0419 | 8485.2348 | 94.8071 | 1.105% | Y | Y | Y | Y
Efficient Motor Belts | Existing | Hospitals | 8580.042 | 8485.235 | 94.8071 | 1.105% | 8580.0419 | 8485.2348 | 94.8071 | 1.105% | Y | Y | Y | Y
Efficient Motor Belts | Existing | Institutional | 8580.042 | 8485.235 | 94.8071 | 1.105% | 8580.0419 | 8485.2348 | 94.8071 | 1.105% | Y | Y | Y | Y
Efficient Motor Belts | Existing | Lodging/Hospitality | 8580.042 | 8485.235 | 94.8071 | 1.105% | 8580.0419 | 8485.2348 | 94.8071 | 1.105% | Y | Y | Y | Y
Efficient Motor Belts | Existing | Miscellaneous | 8580.042 | 8485.235 | 94.8071 | 1.105% | 8580.0419 | 8485.2348 | 94.8071 | 1.105% | Y | Y | Y | Y
Efficient Motor Belts | Existing | Offices | 8580.042 | 8485.235 | 94.8071 | 1.105% | 8580.0419 | 8485.2348 | 94.8071 | 1.105% | Y | Y | Y | Y
Efficient Motor Belts | Existing | Restaurants | 8580.042 | 8485.235 | 94.8071 | 1.105% | 8580.0419 | 8485.2348 | 94.8071 | 1.105% | Y | Y | Y | Y
Efficient Motor Belts | Existing | Retail | 8580.042 | 8485.235 | 94.8071 | 1.105% | 8580.0419 | 8485.2348 | 94.8071 | 1.105% | Y | Y | Y | Y
Efficient Motor Belts | Existing | Schools K-12 | 8580.042 | 8485.235 | 94.8071 | 1.105% | 8580.0419 | 8485.2348 | 94.8071 | 1.105% | Y | Y | Y | Y
Efficient Motor Belts | Existing | Warehouse | 8580.042 | 8485.235 | 94.8071 | 1.105% | 8580.0419 | 8485.2348 | 94.8071 | 1.105% | Y | Y | Y | Y
Efficient Motor Belts | New | Assembly | 8580.042 | 8485.235 | 94.8071 | 1.105% | 8580.0419 | 8485.2348 | 94.8071 | 1.105% | Y | Y | Y | Y
Efficient Motor Belts | New | College and University | 8580.042 | 8485.235 | 94.8071 | 1.105% | 8580.0419 | 8485.2348 | 94.8071 | 1.105% | Y | Y | Y | Y
Efficient Motor Belts | New | Grocery | 8580.042 | 8485.235 | 94.8071 | 1.105% | 8580.0419 | 8485.2348 | 94.8071 | 1.105% | Y | Y | Y | Y
Efficient Motor Belts | New | Healthcare | 8580.042 | 8485.235 | 94.8071 | 1.105% | 8580.0419 | 8485.2348 | 94.8071 | 1.105% | Y | Y | Y | Y
Efficient Motor Belts | New | Hospitals | 8580.042 | 8485.235 | 94.8071 | 1.105% | 8580.0419 | 8485.2348 | 94.8071 | 1.105% | Y | Y | Y | Y
Efficient Motor Belts | New | Institutional | 8580.042 | 8485.235 | 94.8071 | 1.105% | 8580.0419 | 8485.2348 | 94.8071 | 1.105% | Y | Y | Y | Y
Efficient Motor Belts | New | Lodging/Hospitality | 8580.042 | 8485.235 | 94.8071 | 1.105% | 8580.0419 | 8485.2348 | 94.8071 | 1.105% | Y | Y | Y | Y
Efficient Motor Belts | New | Miscellaneous | 8580.042 | 8485.235 | 94.8071 | 1.105% | 8580.0419 | 8485.2348 | 94.8071 | 1.105% | Y | Y | Y | Y
Efficient Motor Belts | New | Offices | 8580.042 | 8485.235 | 94.8071 | 1.105% | 8580.0419 | 8485.2348 | 94.8071 | 1.105% | Y | Y | Y | Y
Efficient Motor Belts | New | Restaurants | 8580.042 | 8485.235 | 94.8071 | 1.105% | 8580.0419 | 8485.2348 | 94.8071 | 1.105% | Y | Y | Y | Y
Efficient Motor Belts | New | Retail | 8580.042 | 8485.235 | 94.8071 | 1.105% | 8580.0419 | 8485.2348 | 94.8071 | 1.105% | Y | Y | Y | Y
Efficient Motor Belts | New | Schools K-12 | 8580.042 | 8485.235 | 94.8071 | 1.105% | 8580.0419 | 8485.2348 | 94.8071 | 1.105% | Y | Y | Y | Y
Efficient Motor Belts | New | Warehouse | 8580.042 | 8485.235 | 94.8071 | 1.105% | 8580.0419 | 8485.2348 | 94.8071 | 1.105% | Y | Y | Y | Y
Engine Block Timer | Existing | Assembly | 720 | 460.8 | 259.2 | 36% | 720 | 460.8 | 259.2 | 36% | Y | Y | Y | Y
Engine Block Timer | Existing | College and University | 720 | 460.8 | 259.2 | 36% | 720 | 460.8 | 259.2 | 36% | Y | Y | Y | Y
Engine Block Timer | Existing | Grocery | 720 | 460.8 | 259.2 | 36% | 720 | 460.8 | 259.2 | 36% | Y | Y | Y | Y
Engine Block Timer | Existing | Healthcare | 720 | 460.8 | 259.2 | 36% | 720 | 460.8 | 259.2 | 36% | Y | Y | Y | Y
Engine Block Timer | Existing | Hospitals | 720 | 460.8 | 259.2 | 36% | 720 | 460.8 | 259.2 | 36% | Y | Y | Y | Y
Engine Block Timer | Existing | Institutional | 720 | 460.8 | 259.2 | 36% | 720 | 460.8 | 259.2 | 36% | Y | Y | Y | Y
Engine Block Timer | Existing | Lodging/Hospitality | 720 | 460.8 | 259.2 | 36% | 720 | 460.8 | 259.2 | 36% | Y | Y | Y | Y
Engine Block Timer | Existing | Miscellaneous | 720 | 460.8 | 259.2 | 36% | 720 | 460.8 | 259.2 | 36% | Y | Y | Y | Y
Engine Block Timer | Existing | Offices | 720 | 460.8 | 259.2 | 36% | 720 | 460.8 | 259.2 | 36% | Y | Y | Y | Y
Engine Block Timer | Existing | Restaurants | 720 | 460.8 | 259.2 | 36% | 720 | 460.8 | 259.2 | 36% | Y | Y | Y | Y
Engine Block Timer | Existing | Retail | 720 | 460.8 | 259.2 | 36% | 720 | 460.8 | 259.2 | 36% | Y | Y | Y | Y
Engine Block Timer | Existing | Schools K-12 | 720 | 460.8 | 259.2 | 36% | 720 | 460.8 | 259.2 | 36% | Y | Y | Y | Y
Engine Block Timer | Existing | Warehouse | 720 | 460.8 | 259.2 | 36% | 720 | 460.8 | 259.2 | 36% | Y | Y | Y | Y
Engine Block Timer | New | Assembly | 720 | 460.8 | 259.2 | 36% | 720 | 460.8 | 259.2 | 36% | Y | Y | Y | Y
Engine Block Timer | New | College and University | 720 | 460.8 | 259.2 | 36% | 720 | 460.8 | 259.2 | 36% | Y | Y | Y | Y
Engine Block Timer | New | Grocery | 720 | 460.8 | 259.2 | 36% | 720 | 460.8 | 259.2 | 36% | Y | Y | Y | Y
Engine Block Timer | New | Healthcare | 720 | 460.8 | 259.2 | 36% | 720 | 460.8 | 259.2 | 36% | Y | Y | Y | Y
Engine Block Timer | New | Hospitals | 720 | 460.8 | 259.2 | 36% | 720 | 460.8 | 259.2 | 36% | Y | Y | Y | Y
Engine Block Timer | New | Institutional | 720 | 460.8 | 259.2 | 36% | 720 | 460.8 | 259.2 | 36% | Y | Y | Y | Y
Engine Block Timer | New | Lodging/Hospitality | 720 | 460.8 | 259.2 | 36% | 720 | 460.8 | 259.2 | 36% | Y | Y | Y | Y
Engine Block Timer | New | Miscellaneous | 720 | 460.8 | 259.2 | 36% | 720 | 460.8 | 259.2 | 36% | Y | Y | Y | Y
Engine Block Timer | New | Offices | 720 | 460.8 | 259.2 | 36% | 720 | 460.8 | 259.2 | 36% | Y | Y | Y | Y
Engine Block Timer | New | Restaurants | 720 | 460.8 | 259.2 | 36% | 720 | 460.8 | 259.2 | 36% | Y | Y | Y | Y
Engine Block Timer | New | Retail | 720 | 460.8 | 259.2 | 36% | 720 | 460.8 | 259.2 | 36% | Y | Y | Y | Y
Engine Block Timer | New | Schools K-12 | 720 | 460.8 | 259.2 | 36% | 720 | 460.8 | 259.2 | 36% | Y | Y | Y | Y
Engine Block Timer | New | Warehouse | 720 | 460.8 | 259.2 | 36% | 720 | 460.8 | 259.2 | 36% | Y | Y | Y | Y
Regenerative Drive Elevator Motor | Existing | Assembly | 32653.2 | 30625.26 | 2027.935 | 6.211% | 32653.1987 | 30625.2632 | 2027.9355 | 6.211% | N | Y | Y | Y
Regenerative Drive Elevator Motor | Existing | College and University | 32653.2 | 30625.26 | 2027.935 | 6.211% | 32653.1987 | 30625.2632 | 2027.9355 | 6.211% | N | Y | Y | Y
Regenerative Drive Elevator Motor | Existing | Grocery | 32653.2 | 30625.26 | 2027.935 | 6.211% | 32653.1987 | 30625.2632 | 2027.9355 | 6.211% | N | Y | Y | Y
Regenerative Drive Elevator Motor | Existing | Healthcare | 32653.2 | 30625.26 | 2027.935 | 6.211% | 32653.1987 | 30625.2632 | 2027.9355 | 6.211% | N | Y | Y | Y
Regenerative Drive Elevator Motor | Existing | Hospitals | 32653.2 | 30625.26 | 2027.935 | 6.211% | 32653.1987 | 30625.2632 | 2027.9355 | 6.211% | N | Y | Y | Y
Regenerative Drive Elevator Motor | Existing | Institutional | 32653.2 | 30625.26 | 2027.935 | 6.211% | 32653.1987 | 30625.2632 | 2027.9355 | 6.211% | N | Y | Y | Y
Regenerative Drive Elevator Motor | Existing | Lodging/Hospitality | 32653.2 | 30625.26 | 2027.935 | 6.211% | 32653.1987 | 30625.2632 | 2027.9355 | 6.211% | N | Y | Y | Y
Regenerative Drive Elevator Motor | Existing | Miscellaneous | 32653.2 | 30625.26 | 2027.935 | 6.211% | 32653.1987 | 30625.2632 | 2027.9355 | 6.211% | N | Y | Y | Y
Regenerative Drive Elevator Motor | Existing | Offices | 32653.2 | 30625.26 | 2027.935 | 6.211% | 32653.1987 | 30625.2632 | 2027.9355 | 6.211% | N | Y | Y | Y
Regenerative Drive Elevator Motor | Existing | Restaurants | 32653.2 | 30625.26 | 2027.935 | 6.211% | 32653.1987 | 30625.2632 | 2027.9355 | 6.211% | N | Y | Y | Y
Regenerative Drive Elevator Motor | Existing | Retail | 32653.2 | 30625.26 | 2027.935 | 6.211% | 32653.1987 | 30625.2632 | 2027.9355 | 6.211% | N | Y | Y | Y
Regenerative Drive Elevator Motor | Existing | Schools K-12 | 32653.2 | 30625.26 | 2027.935 | 6.211% | 32653.1987 | 30625.2632 | 2027.9355 | 6.211% | N | Y | Y | Y
Regenerative Drive Elevator Motor | Existing | Warehouse | 32653.2 | 30625.26 | 2027.935 | 6.211% | 32653.1987 | 30625.2632 | 2027.9355 | 6.211% | N | Y | Y | Y
Regenerative Drive Elevator Motor | New | Assembly | 32653.2 | 30625.26 | 2027.935 | 6.211% | 32653.1987 | 30625.2632 | 2027.9355 | 6.211% | N | Y | Y | Y
Regenerative Drive Elevator Motor | New | College and University | 32653.2 | 30625.26 | 2027.935 | 6.211% | 32653.1987 | 30625.2632 | 2027.9355 | 6.211% | N | Y | Y | Y
Regenerative Drive Elevator Motor | New | Grocery | 32653.2 | 30625.26 | 2027.935 | 6.211% | 32653.1987 | 30625.2632 | 2027.9355 | 6.211% | N | Y | Y | Y
Regenerative Drive Elevator Motor | New | Healthcare | 32653.2 | 30625.26 | 2027.935 | 6.211% | 32653.1987 | 30625.2632 | 2027.9355 | 6.211% | N | Y | Y | Y
Regenerative Drive Elevator Motor | New | Hospitals | 32653.2 | 30625.26 | 2027.935 | 6.211% | 32653.1987 | 30625.2632 | 2027.9355 | 6.211% | N | Y | Y | Y
Regenerative Drive Elevator Motor | New | Institutional | 32653.2 | 30625.26 | 2027.935 | 6.211% | 32653.1987 | 30625.2632 | 2027.9355 | 6.211% | N | Y | Y | Y
Regenerative Drive Elevator Motor | New | Lodging/Hospitality | 32653.2 | 30625.26 | 2027.935 | 6.211% | 32653.1987 | 30625.2632 | 2027.9355 | 6.211% | N | Y | Y | Y
Regenerative Drive Elevator Motor | New | Miscellaneous | 32653.2 | 30625.26 | 2027.935 | 6.211% | 32653.1987 | 30625.2632 | 2027.9355 | 6.211% | N | Y | Y | Y
Regenerative Drive Elevator Motor | New | Offices | 32653.2 | 30625.26 | 2027.935 | 6.211% | 32653.1987 | 30625.2632 | 2027.9355 | 6.211% | N | Y | Y | Y
Regenerative Drive Elevator Motor | New | Restaurants | 32653.2 | 30625.26 | 2027.935 | 6.211% | 32653.1987 | 30625.2632 | 2027.9355 | 6.211% | N | Y | Y | Y
Regenerative Drive Elevator Motor | New | Retail | 32653.2 | 30625.26 | 2027.935 | 6.211% | 32653.1987 | 30625.2632 | 2027.9355 | 6.211% | N | Y | Y | Y
Regenerative Drive Elevator Motor | New | Schools K-12 | 32653.2 | 30625.26 | 2027.935 | 6.211% | 32653.1987 | 30625.2632 | 2027.9355 | 6.211% | N | Y | Y | Y
Regenerative Drive Elevator Motor | New | Warehouse | 32653.2 | 30625.26 | 2027.935 | 6.211% | 32653.1987 | 30625.2632 | 2027.9355 | 6.211% | N | Y | Y | Y
VSD Controlled Compressor | Existing | Assembly | 63311.04 | 50150.88 | 13160.16 | 20.79% | 63311.04 | 50150.88 | 13160.16 | 20.79% | Y | Y | Y | Y
VSD Controlled Compressor | Existing | College and University | 63311.04 | 50150.88 | 13160.16 | 20.79% | 63311.04 | 50150.88 | 13160.16 | 20.79% | Y | Y | Y | Y
VSD Controlled Compressor | Existing | Grocery | 63311.04 | 50150.88 | 13160.16 | 20.79% | 63311.04 | 50150.88 | 13160.16 | 20.79% | Y | Y | Y | Y
VSD Controlled Compressor | Existing | Healthcare | 63311.04 | 50150.88 | 13160.16 | 20.79% | 63311.04 | 50150.88 | 13160.16 | 20.79% | Y | Y | Y | Y
VSD Controlled Compressor | Existing | Hospitals | 63311.04 | 50150.88 | 13160.16 | 20.79% | 63311.04 | 50150.88 | 13160.16 | 20.79% | Y | Y | Y | Y
VSD Controlled Compressor | Existing | Institutional | 63311.04 | 50150.88 | 13160.16 | 20.79% | 63311.04 | 50150.88 | 13160.16 | 20.79% | Y | Y | Y | Y
VSD Controlled Compressor | Existing | Lodging/Hospitality | 63311.04 | 50150.88 | 13160.16 | 20.79% | 63311.04 | 50150.88 | 13160.16 | 20.79% | Y | Y | Y | Y
VSD Controlled Compressor | Existing | Miscellaneous | 63311.04 | 50150.88 | 13160.16 | 20.79% | 63311.04 | 50150.88 | 13160.16 | 20.79% | Y | Y | Y | Y
VSD Controlled Compressor | Existing | Offices | 63311.04 | 50150.88 | 13160.16 | 20.79% | 63311.04 | 50150.88 | 13160.16 | 20.79% | Y | Y | Y | Y
VSD Controlled Compressor | Existing | Restaurants | 63311.04 | 50150.88 | 13160.16 | 20.79% | 63311.04 | 50150.88 | 13160.16 | 20.79% | Y | Y | Y | Y
VSD Controlled Compressor | Existing | Retail | 63311.04 | 50150.88 | 13160.16 | 20.79% | 63311.04 | 50150.88 | 13160.16 | 20.79% | Y | Y | Y | Y
VSD Controlled Compressor | Existing | Schools K-12 | 63311.04 | 50150.88 | 13160.16 | 20.79% | 63311.04 | 50150.88 | 13160.16 | 20.79% | Y | Y | Y | Y
VSD Controlled Compressor | Existing | Warehouse | 63311.04 | 50150.88 | 13160.16 | 20.79% | 63311.04 | 50150.88 | 13160.16 | 20.79% | Y | Y | Y | Y
VSD Controlled Compressor | New | Assembly | 63311.04 | 50150.88 | 13160.16 | 20.79% | 63311.04 | 50150.88 | 13160.16 | 20.79% | Y | Y | Y | Y
VSD Controlled Compressor | New | College and University | 63311.04 | 50150.88 | 13160.16 | 20.79% | 63311.04 | 50150.88 | 13160.16 | 20.79% | Y | Y | Y | Y
VSD Controlled Compressor | New | Grocery | 63311.04 | 50150.88 | 13160.16 | 20.79% | 63311.04 | 50150.88 | 13160.16 | 20.79% | Y | Y | Y | Y
VSD Controlled Compressor | New | Healthcare | 63311.04 | 50150.88 | 13160.16 | 20.79% | 63311.04 | 50150.88 | 13160.16 | 20.79% | Y | Y | Y | Y
VSD Controlled Compressor | New | Hospitals | 63311.04 | 50150.88 | 13160.16 | 20.79% | 63311.04 | 50150.88 | 13160.16 | 20.79% | Y | Y | Y | Y
VSD Controlled Compressor | New | Institutional | 63311.04 | 50150.88 | 13160.16 | 20.79% | 63311.04 | 50150.88 | 13160.16 | 20.79% | Y | Y | Y | Y
VSD Controlled Compressor | New | Lodging/Hospitality | 63311.04 | 50150.88 | 13160.16 | 20.79% | 63311.04 | 50150.88 | 13160.16 | 20.79% | Y | Y | Y | Y
VSD Controlled Compressor | New | Miscellaneous | 63311.04 | 50150.88 | 13160.16 | 20.79% | 63311.04 | 50150.88 | 13160.16 | 20.79% | Y | Y | Y | Y
VSD Controlled Compressor | New | Offices | 63311.04 | 50150.88 | 13160.16 | 20.79% | 63311.04 | 50150.88 | 13160.16 | 20.79% | Y | Y | Y | Y
VSD Controlled Compressor | New | Restaurants | 63311.04 | 50150.88 | 13160.16 | 20.79% | 63311.04 | 50150.88 | 13160.16 | 20.79% | Y | Y | Y | Y
VSD Controlled Compressor | New | Retail | 63311.04 | 50150.88 | 13160.16 | 20.79% | 63311.04 | 50150.88 | 13160.16 | 20.79% | Y | Y | Y | Y
VSD Controlled Compressor | New | Schools K-12 | 63311.04 | 50150.88 | 13160.16 | 20.79% | 63311.04 | 50150.88 | 13160.16 | 20.79% | Y | Y | Y | Y
VSD Controlled Compressor | New | Warehouse | 63311.04 | 50150.88 | 13160.16 | 20.79% | 63311.04 | 50150.88 | 13160.16 | 20.79% | Y | Y | Y | Y
Network PC Power Management | Existing | Assembly | 4709.98 | 2048.977 | 2661.004 | 56.5% | 4709.9802 | 2048.9767 | 2661.0035 | 56.5% | Y | Y | Y | Y
Network PC Power Management | Existing | College and University | 12376.37 | 5384.076 | 6992.293 | 56.5% | 12376.3686 | 5384.0759 | 6992.2928 | 56.5% | Y | Y | Y | Y
Network PC Power Management | Existing | Grocery | 5993.598 | 2607.387 | 3386.211 | 56.5% | 5993.5979 | 2607.3872 | 3386.2106 | 56.5% | Y | Y | Y | Y
Network PC Power Management | Existing | Healthcare | 8423.329 | 3664.39 | 4758.939 | 56.5% | 8423.3288 | 3664.39 | 4758.9388 | 56.5% | Y | Y | Y | Y
Network PC Power Management | Existing | Hospitals | 73884.64 | 32141.94 | 41742.7 | 56.5% | 73884.6412 | 32141.9412 | 41742.7 | 56.5% | Y | Y | N | Y
Network PC Power Management | Existing | Institutional | 7689.451 | 3345.132 | 4344.319 | 56.5% | 7689.4506 | 3345.1319 | 4344.3187 | 56.5% | Y | Y | Y | Y
Network PC Power Management | Existing | Lodging/Hospitality | 6916.342 | 3008.807 | 3907.534 | 56.5% | 6916.3419 | 3008.8074 | 3907.5345 | 56.5% | Y | Y | Y | Y
Network PC Power Management | Existing | Miscellaneous | 103245.1 | 44914.59 | 58330.53 | 56.5% | 103245.1184 | 44914.5922 | 58330.5263 | 56.5% | Y | Y | Y | Y
Network PC Power Management | Existing | Offices | 5845.512 | 2542.966 | 3302.547 | 56.5% | 5845.5124 | 2542.9658 | 3302.5466 | 56.5% | Y | Y | Y | Y
Network PC Power Management | Existing | Restaurants | 5635.34 | 2451.535 | 3183.805 | 56.5% | 5635.3397 | 2451.5346 | 3183.805 | 56.5% | Y | Y | Y | Y
Network PC Power Management | Existing | Retail | 2549.85 | 1109.258 | 1440.592 | 56.5% | 2549.8498 | 1109.2579 | 1440.5919 | 56.5% | Y | Y | Y | Y
Network PC Power Management | Existing | Schools K-12 | 8485.469 | 3691.423 | 4794.046 | 56.5% | 8485.4686 | 3691.4226 | 4794.046 | 56.5% | Y | Y | Y | Y
Network PC Power Management | Existing | Warehouse | 693.059 | 301.5006 | 391.5584 | 56.5% | 693.059 | 301.5006 | 391.5584 | 56.5% | Y | Y | Y | Y
Network PC Power Management | New | Assembly | 4709.98 | 2048.977 | 2661.004 | 56.5% | 4709.9802 | 2048.9767 | 2661.0035 | 56.5% | Y | Y | Y | Y
Network PC Power Management | New | College and University | 12376.37 | 5384.076 | 6992.293 | 56.5% | 12376.3686 | 5384.0759 | 6992.2928 | 56.5% | Y | Y | Y | Y
Network PC Power Management | New | Grocery | 5993.598 | 2607.387 | 3386.211 | 56.5% | 5993.5979 | 2607.3872 | 3386.2106 | 56.5% | Y | Y | Y | Y
Network PC Power Management | New | Healthcare | 8423.329 | 3664.39 | 4758.939 | 56.5% | 8423.3288 | 3664.39 | 4758.9388 | 56.5% | Y | Y | Y | Y
Network PC Power Management | New | Hospitals | 73884.64 | 32141.94 | 41742.7 | 56.5% | 73884.6412 | 32141.9412 | 41742.7 | 56.5% | Y | Y | N | Y
Network PC Power Management | New | Institutional | 7689.451 | 3345.132 | 4344.319 | 56.5% | 7689.4506 | 3345.1319 | 4344.3187 | 56.5% | Y | Y | Y | Y
Network PC Power Management | New | Lodging/Hospitality | 6916.342 | 3008.807 | 3907.534 | 56.5% | 6916.3419 | 3008.8074 | 3907.5345 | 56.5% | Y | Y | Y | Y
Network PC Power Management | New | Miscellaneous | 103245.1 | 44914.59 | 58330.53 | 56.5% | 103245.1184 | 44914.5922 | 58330.5263 | 56.5% | Y | Y | Y | Y
Network PC Power Management | New | Offices | 5845.512 | 2542.966 | 3302.547 | 56.5% | 5845.5124 | 2542.9658 | 3302.5466 | 56.5% | Y | Y | Y | Y
Network PC Power Management | New | Restaurants | 5635.34 | 2451.535 | 3183.805 | 56.5% | 5635.3397 | 2451.5346 | 3183.805 | 56.5% | Y | Y | Y | Y
Network PC Power Management | New | Retail | 2549.85 | 1109.258 | 1440.592 | 56.5% | 2549.8498 | 1109.2579 | 1440.5919 | 56.5% | Y | Y | Y | Y
Network PC Power Management | New | Schools K-12 | 8485.469 | 3691.423 | 4794.046 | 56.5% | 8485.4686 | 3691.4226 | 4794.046 | 56.5% | Y | Y | Y | Y
Network PC Power Management | New | Warehouse | 693.059 | 301.5006 | 391.5584 | 56.5% | 693.059 | 301.5006 | 391.5584 | 56.5% | Y | Y | Y | Y
Smart Strip Plug Outlet | Existing | Assembly | 4709.98 | 4654.076 | 55.9044 | 1.187% | 4709.9802 | 4654.0758 | 55.9044 | 1.187% | Y | Y | Y | Y
Smart Strip Plug Outlet | Existing | College and University | 12376.37 | 12229.47 | 146.8994 | 1.187% | 12376.3686 | 12229.4693 | 146.8994 | 1.187% | Y | Y | Y | Y
Smart Strip Plug Outlet | Existing | Grocery | 5993.598 | 5922.458 | 71.1401 | 1.187% | 5993.5979 | 5922.4578 | 71.1401 | 1.187% | Y | Y | Y | Y
Smart Strip Plug Outlet | Existing | Healthcare | 8423.329 | 8323.349 | 99.9794 | 1.187% | 8423.3288 | 8323.3494 | 99.9794 | 1.187% | Y | Y | Y | Y
Smart Strip Plug Outlet | Existing | Hospitals | 73884.64 | 73007.68 | 876.9623 | 1.187% | 73884.6412 | 73007.6789 | 876.9623 | 1.187% | Y | Y | Y | Y
Smart Strip Plug Outlet | Existing | Institutional | 7689.451 | 7598.182 | 91.2687 | 1.187% | 7689.4506 | 7598.1818 | 91.2687 | 1.187% | Y | Y | Y | Y
Smart Strip Plug Outlet | Existing | Lodging/Hospitality | 6916.342 | 6834.249 | 82.0924 | 1.187% | 6916.3419 | 6834.2494 | 82.0924 | 1.187% | Y | Y | Y | Y
Smart Strip Plug Outlet | Existing | Miscellaneous | 103245.1 | 102019.7 | 1225.452 | 1.187% | 103245.1184 | 102019.6665 | 1225.4519 | 1.187% | Y | N | Y | Y
Smart Strip Plug Outlet | Existing | Offices | 5845.512 | 5776.13 | 69.3824 | 1.187% | 5845.5124 | 5776.13 | 69.3824 | 1.187% | Y | Y | Y | Y
Smart Strip Plug Outlet | Existing | Restaurants | 5635.34 | 5568.452 | 66.8878 | 1.187% | 5635.3397 | 5568.4519 | 66.8878 | 1.187% | Y | Y | Y | Y
Smart Strip Plug Outlet | Existing | Retail | 2549.85 | 2519.585 | 30.265 | 1.187% | 2549.8498 | 2519.5847 | 30.265 | 1.187% | Y | Y | Y | Y
Smart Strip Plug Outlet | Existing | Schools K-12 | 8485.469 | 8384.752 | 100.717 | 1.187% | 8485.4686 | 8384.7517 | 100.717 | 1.187% | Y | Y | Y | Y
Smart Strip Plug Outlet | Existing | Warehouse | 693.059 | 684.8328 | 8.2262 | 1.187% | 693.059 | 684.8328 | 8.2262 | 1.187% | Y | Y | Y | Y
Smart Strip Plug Outlet | New | Assembly | 4709.98 | 4654.076 | 55.9044 | 1.187% | 4709.9802 | 4654.0758 | 55.9044 | 1.187% | Y | Y | Y | Y
Smart Strip Plug Outlet | New | College and University | 12376.37 | 12229.47 | 146.8994 | 1.187% | 12376.3686 | 12229.4693 | 146.8994 | 1.187% | Y | Y | Y | Y
Smart Strip Plug Outlet | New | Grocery | 5993.598 | 5922.458 | 71.1401 | 1.187% | 5993.5979 | 5922.4578 | 71.1401 | 1.187% | Y | Y | Y | Y
Smart Strip Plug Outlet | New | Healthcare | 8423.329 | 8323.349 | 99.9794 | 1.187% | 8423.3288 | 8323.3494 | 99.9794 | 1.187% | Y | Y | Y | Y
Smart Strip Plug Outlet | New | Hospitals | 73884.64 | 73007.68 | 876.9623 | 1.187% | 73884.6412 | 73007.6789 | 876.9623 | 1.187% | Y | Y | Y | Y
Smart Strip Plug Outlet | New | Institutional | 7689.451 | 7598.182 | 91.2687 | 1.187% | 7689.4506 | 7598.1818 | 91.2687 | 1.187% | Y | Y | Y | Y
Smart Strip Plug Outlet | New | Lodging/Hospitality | 6916.342 | 6834.249 | 82.0924 | 1.187% | 6916.3419 | 6834.2494 | 82.0924 | 1.187% | Y | Y | Y | Y
Smart Strip Plug Outlet | New | Miscellaneous | 103245.1 | 102019.7 | 1225.452 | 1.187% | 103245.1184 | 102019.6665 | 1225.4519 | 1.187% | Y | N | Y | Y
Smart Strip Plug Outlet | New | Offices | 5845.512 | 5776.13 | 69.3824 | 1.187% | 5845.5124 | 5776.13 | 69.3824 | 1.187% | Y | Y | Y | Y
Smart Strip Plug Outlet | New | Restaurants | 5635.34 | 5568.452 | 66.8878 | 1.187% | 5635.3397 | 5568.4519 | 66.8878 | 1.187% | Y | Y | Y | Y
Smart Strip Plug Outlet | New | Retail | 2549.85 | 2519.585 | 30.265 | 1.187% | 2549.8498 | 2519.5847 | 30.265 | 1.187% | Y | Y | Y | Y
Smart Strip Plug Outlet | New | Schools K-12 | 8485.469 | 8384.752 | 100.717 | 1.187% | 8485.4686 | 8384.7517 | 100.717 | 1.187% | Y | Y | Y | Y
Smart Strip Plug Outlet | New | Warehouse | 693.059 | 684.8328 | 8.2262 | 1.187% | 693.059 | 684.8328 | 8.2262 | 1.187% | Y | Y | Y | Y
Anti-Sweat Controls | Existing | Assembly | 1203.098 | 180.4648 | 1022.634 | 85% | 1203.0984 | 180.4648 | 1022.6336 | 85% | Y | Y | Y | Y
Anti-Sweat Controls | Existing | College and University | 1203.098 | 180.4648 | 1022.634 | 85% | 1203.0984 | 180.4648 | 1022.6336 | 85% | Y | Y | Y | Y
Anti-Sweat Controls | Existing | Grocery | 1203.098 | 180.4648 | 1022.634 | 85% | 1203.0984 | 180.4648 | 1022.6336 | 85% | Y | Y | Y | Y
Anti-Sweat Controls | Existing | Healthcare | 1203.098 | 180.4648 | 1022.634 | 85% | 1203.0984 | 180.4648 | 1022.6336 | 85% | Y | Y | Y | Y
Anti-Sweat Controls | Existing | Hospitals | 1203.098 | 180.4648 | 1022.634 | 85% | 1203.0984 | 180.4648 | 1022.6336 | 85% | Y | Y | Y | Y
Anti-Sweat Controls | Existing | Institutional | 1203.098 | 180.4648 | 1022.634 | 85% | 1203.0984 | 180.4648 | 1022.6336 | 85% | Y | Y | Y | Y
Anti-Sweat Controls | Existing | Lodging/Hospitality | 1203.098 | 180.4648 | 1022.634 | 85% | 1203.0984 | 180.4648 | 1022.6336 | 85% | Y | Y | Y | Y
Anti-Sweat Controls | Existing | Miscellaneous | 1203.098 | 180.4648 | 1022.634 | 85% | 1203.0984 | 180.4648 | 1022.6336 | 85% | Y | Y | Y | Y
Anti-Sweat Controls | Existing | Offices | 1203.098 | 180.4648 | 1022.634 | 85% | 1203.0984 | 180.4648 | 1022.6336 | 85% | Y | Y | Y | Y
Anti-Sweat Controls | Existing | Restaurants | 1203.098 | 180.4648 | 1022.634 | 85% | 1203.0984 | 180.4648 | 1022.6336 | 85% | Y | Y | Y | Y
Anti-Sweat Controls | Existing | Retail | 1203.098 | 180.4648 | 1022.634 | 85% | 1203.0984 | 180.4648 | 1022.6336 | 85% | Y | Y | Y | Y
Anti-Sweat Controls | Existing | Schools K-12 | 1203.098 | 180.4648 | 1022.634 | 85% | 1203.0984 | 180.4648 | 1022.6336 | 85% | Y | Y | Y | Y
Anti-Sweat Controls | Existing | Warehouse | 1203.098 | 180.4648 | 1022.634 | 85% | 1203.0984 | 180.4648 | 1022.6336 | 85% | Y | Y | Y | Y
Anti-Sweat Controls | New | Assembly | 1203.098 | 180.4648 | 1022.634 | 85% | 1203.0984 | 180.4648 | 1022.6336 | 85% | Y | Y | Y | Y
Anti-Sweat Controls | New | College and University | 1203.098 | 180.4648 | 1022.634 | 85% | 1203.0984 | 180.4648 | 1022.6336 | 85% | Y | Y | Y | Y
Anti-Sweat Controls | New | Grocery | 1203.098 | 180.4648 | 1022.634 | 85% | 1203.0984 | 180.4648 | 1022.6336 | 85% | Y | Y | Y | Y
Anti-Sweat Controls | New | Healthcare | 1203.098 | 180.4648 | 1022.634 | 85% | 1203.0984 | 180.4648 | 1022.6336 | 85% | Y | Y | Y | Y
Anti-Sweat Controls | New | Hospitals | 1203.098 | 180.4648 | 1022.634 | 85% | 1203.0984 | 180.4648 | 1022.6336 | 85% | Y | Y | Y | Y
Anti-Sweat Controls | New | Institutional | 1203.098 | 180.4648 | 1022.634 | 85% | 1203.0984 | 180.4648 | 1022.6336 | 85% | Y | Y | Y | Y
Anti-Sweat Controls | New | Lodging/Hospitality | 1203.098 | 180.4648 | 1022.634 | 85% | 1203.0984 | 180.4648 | 1022.6336 | 85% | Y | Y | Y | Y
Anti-Sweat Controls | New | Miscellaneous | 1203.098 | 180.4648 | 1022.634 | 85% | 1203.0984 | 180.4648 | 1022.6336 | 85% | Y | Y | Y | Y
Anti-Sweat Controls | New | Offices | 1203.098 | 180.4648 | 1022.634 | 85% | 1203.0984 | 180.4648 | 1022.6336 | 85% | Y | Y | Y | Y
Anti-Sweat Controls | New | Restaurants | 1203.098 | 180.4648 | 1022.634 | 85% | 1203.0984 | 180.4648 | 1022.6336 | 85% | Y | Y | Y | Y
Anti-Sweat Controls | New | Retail | 1203.098 | 180.4648 | 1022.634 | 85% | 1203.0984 | 180.4648 | 1022.6336 | 85% | Y | Y | Y | Y
Anti-Sweat Controls | New | Schools K-12 | 1203.098 | 180.4648 | 1022.634 | 85% | 1203.0984 | 180.4648 | 1022.6336 | 85% | Y | Y | Y | Y
Anti-Sweat Controls | New | Warehouse | 1203.098 | 180.4648 | 1022.634 | 85% | 1203.0984 | 180.4648 | 1022.6336 | 85% | Y | Y | Y | Y
Automatic Door Closer for Walk-in Coolers and Freezers | Existing | Assembly | 1248.353 | 1209.27 | 39.0829 | 3.131% | 1248.3532 | 1209.2703 | 39.0829 | 3.131% | Y | Y | Y | Y
Automatic Door Closer for Walk-in Coolers and Freezers | Existing | College and University | 1248.353 | 1209.27 | 39.0829 | 3.131% | 1248.3532 | 1209.2703 | 39.0829 | 3.131% | Y | Y | Y | Y
Automatic Door Closer for Walk-in Coolers and Freezers | Existing | Grocery | 1248.353 | 1209.27 | 39.0829 | 3.131% | 1248.3532 | 1209.2703 | 39.0829 | 3.131% | Y | Y | Y | Y
Automatic Door Closer for Walk-in Coolers and Freezers | Existing | Healthcare | 1248.353 | 1209.27 | 39.0829 | 3.131% | 1248.3532 | 1209.2703 | 39.0829 | 3.131% | Y | Y | Y | Y
Automatic Door Closer for Walk-in Coolers and Freezers | Existing | Hospitals | 1248.353 | 1209.27 | 39.0829 | 3.131% | 1248.3532 | 1209.2703 | 39.0829 | 3.131% | Y | Y | Y | Y
Automatic Door Closer for Walk-in Coolers and Freezers | Existing | Institutional | 1248.353 | 1209.27 | 39.0829 | 3.131% | 1248.3532 | 1209.2703 | 39.0829 | 3.131% | Y | Y | Y | Y
Automatic Door Closer for Walk-in Coolers and Freezers | Existing | Lodging/Hospitality | 1248.353 | 1209.27 | 39.0829 | 3.131% | 1248.3532 | 1209.2703 | 39.0829 | 3.131% | Y | Y | Y | Y
Automatic Door Closer for Walk-in Coolers and Freezers | Existing | Miscellaneous | 1248.353 | 1209.27 | 39.0829 | 3.131% | 1248.3532 | 1209.2703 | 39.0829 | 3.131% | Y | Y | Y | Y
Automatic Door Closer for Walk-in Coolers and Freezers | Existing | Offices | 1248.353 | 1209.27 | 39.0829 | 3.131% | 1248.3532 | 1209.2703 | 39.0829 | 3.131% | Y | Y | Y | Y
Automatic Door Closer for Walk-in Coolers and Freezers | Existing | Restaurants | 1248.353 | 1209.27 | 39.0829 | 3.131% | 1248.3532 | 1209.2703 | 39.0829 | 3.131% | Y | Y | Y | Y
Automatic Door Closer for Walk-in Coolers and Freezers | Existing | Retail | 1248.353 | 1209.27 | 39.0829 | 3.131% | 1248.3532 | 1209.2703 | 39.0829 | 3.131% | Y | Y | Y | Y
Automatic Door Closer for Walk-in Coolers and Freezers | Existing | Schools K-12 | 1248.353 | 1209.27 | 39.0829 | 3.131% | 1248.3532 | 1209.2703 | 39.0829 | 3.131% | Y | Y | Y | Y
Automatic Door Closer for Walk-in Coolers and Freezers | Existing | Warehouse | 1248.353 | 1209.27 | 39.0829 | 3.131% | 1248.3532 | 1209.2703 | 39.0829 | 3.131% | Y | Y | Y | Y
Automatic Door Closer for Walk-in Coolers and Freezers | New | Assembly | 1248.353 | 1209.27 | 39.0829 | 3.131% | 1248.3532 | 1209.2703 | 39.0829 | 3.131% | Y | Y | Y | Y
Automatic Door Closer for Walk-in Coolers and Freezers | New | College and University | 1248.353 | 1209.27 | 39.0829 | 3.131% | 1248.3532 | 1209.2703 | 39.0829 | 3.131% | Y | Y | Y | Y
Automatic Door Closer for Walk-in Coolers and Freezers | New | Grocery | 1248.353 | 1209.27 | 39.0829 | 3.131% | 1248.3532 | 1209.2703 | 39.0829 | 3.131% | Y | Y | Y | Y
Automatic Door Closer for Walk-in Coolers and Freezers | New | Healthcare | 1248.353 | 1209.27 | 39.0829 | 3.131% | 1248.3532 | 1209.2703 | 39.0829 | 3.131% | Y | Y | Y | Y
Automatic Door Closer for Walk-in Coolers and Freezers | New | Hospitals | 1248.353 | 1209.27 | 39.0829 | 3.131% | 1248.3532 | 1209.2703 | 39.0829 | 3.131% | Y | Y | Y | Y
Automatic Door Closer for Walk-in Coolers and Freezers | New | Institutional | 1248.353 | 1209.27 | 39.0829 | 3.131% | 1248.3532 | 1209.2703 | 39.0829 | 3.131% | Y | Y | Y | Y
Automatic Door Closer for Walk-in Coolers and Freezers | New | Lodging/Hospitality | 1248.353 | 1209.27 | 39.0829 | 3.131% | 1248.3532 | 1209.2703 | 39.0829 | 3.131% | Y | Y | Y | Y
Automatic Door Closer for Walk-in Coolers and Freezers | New | Miscellaneous | 1248.353 | 1209.27 | 39.0829 | 3.131% | 1248.3532 | 1209.2703 | 39.0829 | 3.131% | Y | Y | Y | Y
Automatic Door Closer for Walk-in Coolers and Freezers | New | Offices | 1248.353 | 1209.27 | 39.0829 | 3.131% | 1248.3532 | 1209.2703 | 39.0829 | 3.131% | Y | Y | Y | Y
Automatic Door Closer for Walk-in Coolers and Freezers | New | Restaurants | 1248.353 | 1209.27 | 39.0829 | 3.131% | 1248.3532 | 1209.2703 | 39.0829 | 3.131% | Y | Y | Y | Y
Automatic Door Closer for Walk-in Coolers and Freezers | New | Retail | 1248.353 | 1209.27 | 39.0829 | 3.131% | 1248.3532 | 1209.2703 | 39.0829 | 3.131% | Y | Y | Y | Y
Automatic Door Closer for Walk-in Coolers and Freezers | New | Schools K-12 | 1248.353 | 1209.27 | 39.0829 | 3.131% | 1248.3532 | 1209.2703 | 39.0829 | 3.131% | Y | Y | Y | Y
Automatic Door Closer for Walk-in Coolers and Freezers | New | Warehouse | 1248.353 | 1209.27 | 39.0829 | 3.131% | 1248.3532 | 1209.2703 | 39.0829 | 3.131% | Y | Y | Y | Y
Demand Defrost | Existing | Assembly | 1314.9 | 920.43 | 394.47 | 30% | 1314.9 | 920.43 | 394.47 | 30% | Y | Y | Y | Y
Demand Defrost | Existing | College and University | 1314.9 | 920.43 | 394.47 | 30% | 1314.9 | 920.43 | 394.47 | 30% | Y | Y | Y | Y
Demand Defrost | Existing | Grocery | 1314.9 | 920.43 | 394.47 | 30% | 1314.9 | 920.43 | 394.47 | 30% | Y | Y | Y | Y
Demand Defrost | Existing | Healthcare | 1314.9 | 920.43 | 394.47 | 30% | 1314.9 | 920.43 | 394.47 | 30% | Y | Y | Y | Y
Demand Defrost | Existing | Hospitals | 1314.9 | 920.43 | 394.47 | 30% | 1314.9 | 920.43 | 394.47 | 30% | Y | Y | Y | Y
Demand Defrost | Existing | Institutional | 1314.9 | 920.43 | 394.47 | 30% | 1314.9 | 920.43 | 394.47 | 30% | Y | Y | Y | Y
Demand Defrost | Existing | Lodging/Hospitality | 1314.9 | 920.43 | 394.47 | 30% | 1314.9 | 920.43 | 394.47 | 30% | Y | Y | Y | Y
Demand Defrost | Existing | Miscellaneous | 1314.9 | 920.43 | 394.47 | 30% | 1314.9 | 920.43 | 394.47 | 30% | Y | Y | Y | Y
Demand Defrost | Existing | Offices | 1314.9 | 920.43 | 394.47 | 30% | 1314.9 | 920.43 | 394.47 | 30% | Y | Y | Y | Y
Demand Defrost | Existing | Restaurants | 1314.9 | 920.43 | 394.47 | 30% | 1314.9 | 920.43 | 394.47 | 30% | Y | Y | Y | Y
Demand Defrost | Existing | Retail | 1314.9 | 920.43 | 394.47 | 30% | 1314.9 | 920.43 | 394.47 | 30% | Y | Y | Y | Y
Demand Defrost | Existing | Schools K-12 | 1314.9 | 920.43 | 394.47 | 30% | 1314.9 | 920.43 | 394.47 | 30% | Y | Y | Y | Y
Demand Defrost | Existing | Warehouse | 1314.9 | 920.43 | 394.47 | 30% | 1314.9 | 920.43 | 394.47 | 30% | Y | Y | Y | Y
Demand Defrost | New | Assembly | 1314.9 | 920.43 | 394.47 | 30% | 1314.9 | 920.43 | 394.47 | 30% | Y | Y | Y | Y
Demand Defrost | New | College and University | 1314.9 | 920.43 | 394.47 | 30% | 1314.9 | 920.43 | 394.47 | 30% | Y | Y | Y | Y
Demand Defrost | New | Grocery | 1314.9 | 920.43 | 394.47 | 30% | 1314.9 | 920.43 | 394.47 | 30% | Y | Y | Y | Y
Demand Defrost | New | Healthcare | 1314.9 | 920.43 | 394.47 | 30% | 1314.9 | 920.43 | 394.47 | 30% | Y | Y | Y | Y
Demand Defrost | New | Hospitals | 1314.9 | 920.43 | 394.47 | 30% | 1314.9 | 920.43 | 394.47 | 30% | Y | Y | Y | Y
Demand Defrost | New | Institutional | 1314.9 | 920.43 | 394.47 | 30% | 1314.9 | 920.43 | 394.47 | 30% | Y | Y | Y | Y
Demand Defrost | New | Lodging/Hospitality | 1314.9 | 920.43 | 394.47 | 30% | 1314.9 | 920.43 | 394.47 | 30% | Y | Y | Y | Y
Demand Defrost | New | Miscellaneous | 1314.9 | 920.43 | 394.47 | 30% | 1314.9 | 920.43 | 394.47 | 30% | Y | Y | Y | Y
Demand Defrost | New | Offices | 1314.9 | 920.43 | 394.47 | 30% | 1314.9 | 920.43 | 394.47 | 30% | Y | Y | Y | Y
Demand Defrost | New | Restaurants | 1314.9 | 920.43 | 394.47 | 30% | 1314.9 | 920.43 | 394.47 | 30% | Y | Y | Y | Y
Demand Defrost | New | Retail | 1314.9 | 920.43 | 394.47 | 30% | 1314.9 | 920.43 | 394.47 | 30% | Y | Y | Y | Y
Demand Defrost | New | Schools K-12 | 1314.9 | 920.43 | 394.47 | 30% | 1314.9 | 920.43 | 394.47 | 30% | Y | Y | Y | Y
Demand Defrost | New | Warehouse | 1314.9 | 920.43 | 394.47 | 30% | 1314.9 | 920.43 | 394.47 | 30% | Y | Y | Y | Y
Floating Head Pressure Controls | Existing | Assembly | 41710.92 | 39187.35 | 2523.571 | 6.05% | 41710.92 | 39187.3486 | 2523.5714 | 6.05% | Y | Y | Y | Y
Floating Head Pressure Controls | Existing | College and University | 41710.92 | 39187.35 | 2523.571 | 6.05% | 41710.92 | 39187.3486 | 2523.5714 | 6.05% | Y | Y | Y | Y
Floating Head Pressure Controls | Existing | Grocery | 41710.92 | 39187.35 | 2523.571 | 6.05% | 41710.92 | 39187.3486 | 2523.5714 | 6.05% | Y | Y | Y | Y
Floating Head Pressure Controls | Existing | Healthcare | 41710.92 | 39187.35 | 2523.571 | 6.05% | 41710.92 | 39187.3486 | 2523.5714 | 6.05% | Y | Y | Y | Y
Floating Head Pressure Controls | Existing | Hospitals | 41710.92 | 39187.35 | 2523.571 | 6.05% | 41710.92 | 39187.3486 | 2523.5714 | 6.05% | Y | Y | Y | Y
Floating Head Pressure Controls | Existing | Institutional | 41710.92 | 39187.35 | 2523.571 | 6.05% | 41710.92 | 39187.3486 | 2523.5714 | 6.05% | Y | Y | Y | Y
Floating Head Pressure Controls | Existing | Lodging/Hospitality | 41710.92 | 39187.35 | 2523.571 | 6.05% | 41710.92 | 39187.3486 | 2523.5714 | 6.05% | Y | Y | Y | Y
Floating Head Pressure Controls | Existing | Miscellaneous | 41710.92 | 39187.35 | 2523.571 | 6.05% | 41710.92 | 39187.3486 | 2523.5714 | 6.05% | Y | Y | Y | Y
Floating Head Pressure Controls | Existing | Offices | 41710.92 | 39187.35 | 2523.571 | 6.05% | 41710.92 | 39187.3486 | 2523.5714 | 6.05% | Y | Y | Y | Y
Floating Head Pressure Controls | Existing | Restaurants | 41710.92 | 39187.35 | 2523.571 | 6.05% | 41710.92 | 39187.3486 | 2523.5714 | 6.05% | Y | Y | Y | Y
Floating Head Pressure Controls | Existing | Retail | 41710.92 | 39187.35 | 2523.571 | 6.05% | 41710.92 | 39187.3486 | 2523.5714 | 6.05% | Y | Y | Y | Y
Floating Head Pressure Controls | Existing | Schools K-12 | 41710.92 | 39187.35 | 2523.571 | 6.05% | 41710.92 | 39187.3486 | 2523.5714 | 6.05% | Y | Y | Y | Y
Floating Head Pressure Controls | Existing | Warehouse | 41710.92 | 39187.35 | 2523.571 | 6.05% | 41710.92 | 39187.3486 | 2523.5714 | 6.05% | Y | Y | Y | Y
Floating Head Pressure Controls | New | Assembly | 41710.92 | 39187.35 | 2523.571 | 6.05% | 41710.92 | 39187.3486 | 2523.5714 | 6.05% | Y | Y | Y | Y
Floating Head Pressure Controls | New | College and University | 41710.92 | 39187.35 | 2523.571 | 6.05% | 41710.92 | 39187.3486 | 2523.5714 | 6.05% | Y | Y | Y | Y
Floating Head Pressure Controls | New | Grocery | 41710.92 | 39187.35 | 2523.571 | 6.05% | 41710.92 | 39187.3486 | 2523.5714 | 6.05% | Y | Y | Y | Y
Floating Head Pressure Controls | New | Healthcare | 41710.92 | 39187.35 | 2523.571 | 6.05% | 41710.92 | 39187.3486 | 2523.5714 | 6.05% | Y | Y | Y | Y
Floating Head Pressure Controls | New | Hospitals | 41710.92 | 39187.35 | 2523.571 | 6.05% | 41710.92 | 39187.3486 | 2523.5714 | 6.05% | Y | Y | Y | Y
Floating Head Pressure Controls | New | Institutional | 41710.92 | 39187.35 | 2523.571 | 6.05% | 41710.92 | 39187.3486 | 2523.5714 | 6.05% | Y | Y | Y | Y
Floating Head Pressure Controls | New | Lodging/Hospitality | 41710.92 | 39187.35 | 2523.571 | 6.05% | 41710.92 | 39187.3486 | 2523.5714 | 6.05% | Y | Y | Y | Y
Floating Head Pressure Controls | New | Miscellaneous | 41710.92 | 39187.35 | 2523.571 | 6.05% | 41710.92 | 39187.3486 | 2523.5714 | 6.05% | Y | Y | Y | Y
Floating Head Pressure Controls | New | Offices | 41710.92 | 39187.35 | 2523.571 | 6.05% | 41710.92 | 39187.3486 | 2523.5714 | 6.05% | Y | Y | Y | Y
Floating Head Pressure Controls | New | Restaurants | 41710.92 | 39187.35 | 2523.571 | 6.05% | 41710.92 | 39187.3486 | 2523.5714 | 6.05% | Y | Y | Y | Y
Floating Head Pressure Controls | New | Retail | 41710.92 | 39187.35 | 2523.571 | 6.05% | 41710.92 | 39187.3486 | 2523.5714 | 6.05% | Y | Y | Y | Y
Floating Head Pressure Controls | New | Schools K-12 | 41710.92 | 39187.35 | 2523.571 | 6.05% | 41710.92 | 39187.3486 | 2523.5714 | 6.05% | Y | Y | Y | Y
Floating Head Pressure Controls | New | Warehouse | 41710.92 | 39187.35 | 2523.571 | 6.05% | 41710.92 | 39187.3486 | 2523.5714 | 6.05% | Y | Y | Y | Y
Freezer-Cooler Replacement Gaskets | Existing | Assembly | 4993.413 | 4837.081 | 156.3315 | 3.131% | 4993.4129 | 4837.0814 | 156.3315 | 3.131% | Y | Y | Y | Y
Freezer-Cooler Replacement Gaskets | Existing | College and University | 4993.413 | 4837.081 | 156.3315 | 3.131% | 4993.4129 | 4837.0814 | 156.3315 | 3.131% | Y | Y | Y | Y
Freezer-Cooler Replacement Gaskets | Existing | Grocery | 4993.413 | 4837.081 | 156.3315 | 3.131% | 4993.4129 | 4837.0814 | 156.3315 | 3.131% | Y | Y | Y | Y
Freezer-Cooler Replacement Gaskets | Existing | Healthcare | 4993.413 | 4837.081 | 156.3315 | 3.131% | 4993.4129 | 4837.0814 | 156.3315 | 3.131% | Y | Y | Y | Y
Freezer-Cooler Replacement Gaskets | Existing | Hospitals | 4993.413 | 4837.081 | 156.3315 | 3.131% | 4993.4129 | 4837.0814 | 156.3315 | 3.131% | Y | Y | Y | Y
Freezer-Cooler Replacement Gaskets | Existing | Institutional | 4993.413 | 4837.081 | 156.3315 | 3.131% | 4993.4129 | 4837.0814 | 156.3315 | 3.131% | Y | Y | Y | Y
Freezer-Cooler Replacement Gaskets | Existing | Lodging/Hospitality | 4993.413 | 4837.081 | 156.3315 | 3.131% | 4993.4129 | 4837.0814 | 156.3315 | 3.131% | Y | Y | Y | Y
Freezer-Cooler Replacement Gaskets | Existing | Miscellaneous | 4993.413 | 4837.081 | 156.3315 | 3.131% | 4993.4129 | 4837.0814 | 156.3315 | 3.131% | Y | Y | Y | Y
Freezer-Cooler Replacement Gaskets | Existing | Offices | 4993.413 | 4837.081 | 156.3315 | 3.131% | 4993.4129 | 4837.0814 | 156.3315 | 3.131% | Y | Y | Y | Y
Freezer-Cooler Replacement Gaskets | Existing | Restaurants | 4993.413 | 4837.081 | 156.3315 | 3.131% | 4993.4129 | 4837.0814 | 156.3315 | 3.131% | Y | Y | Y | Y
Freezer-Cooler Replacement Gaskets | Existing | Retail | 4993.413 | 4837.081 | 156.3315 | 3.131% | 4993.4129 | 4837.0814 | 156.3315 | 3.131% | Y | Y | Y | Y
Freezer-Cooler Replacement Gaskets | Existing | Schools K-12 | 4993.413 | 4837.081 | 156.3315 | 3.131% | 4993.4129 | 4837.0814 | 156.3315 | 3.131% | Y | Y | Y | Y
Freezer-Cooler Replacement Gaskets | Existing | Warehouse | 4993.413 | 4837.081 | 156.3315 | 3.131% | 4993.4129 | 4837.0814 | 156.3315 | 3.131% | Y | Y | Y | Y
Freezer-Cooler Replacement Gaskets | New | Assembly | 0 | 0 | 0 | 0% | 0 | 0 | 0 | 0% | Y | Y | Y | Y
Freezer-Cooler Replacement Gaskets | New | College and University | 0 | 0 | 0 | 0% | 0 | 0 | 0 | 0% | Y | Y | Y | Y
Freezer-Cooler Replacement Gaskets | New | Grocery | 0 | 0 | 0 | 0% | 0 | 0 | 0 | 0% | Y | Y | Y | Y
Freezer-Cooler Replacement Gaskets | New | Healthcare | 0 | 0 | 0 | 0% | 0 | 0 | 0 | 0% | Y | Y | Y | Y
Freezer-Cooler Replacement Gaskets | New | Hospitals | 0 | 0 | 0 | 0% | 0 | 0 | 0 | 0% | Y | Y | Y | Y
Freezer-Cooler Replacement Gaskets | New | Institutional | 0 | 0 | 0 | 0% | 0 | 0 | 0 | 0% | Y | Y | Y | Y
Freezer-Cooler Replacement Gaskets | New | Lodging/Hospitality | 0 | 0 | 0 | 0% | 0 | 0 | 0 | 0% | Y | Y | Y | Y
Freezer-Cooler Replacement Gaskets | New | Miscellaneous | 0 | 0 | 0 | 0% | 0 | 0 | 0 | 0% | Y | Y | Y | Y
Freezer-Cooler Replacement Gaskets | New | Offices | 0 | 0 | 0 | 0% | 0 | 0 | 0 | 0% | Y | Y | Y | Y
Freezer-Cooler Replacement Gaskets | New | Restaurants | 0 | 0 | 0 | 0% | 0 | 0 | 0 | 0% | Y | Y | Y | Y
Freezer-Cooler Replacement Gaskets | New | Retail | 0 | 0 | 0 | 0% | 0 | 0 | 0 | 0% | Y | Y | Y | Y
Freezer-Cooler Replacement Gaskets | New | Schools K-12 | 0 | 0 | 0 | 0% | 0 | 0 | 0 | 0% | Y | Y | Y | Y
Freezer-Cooler Replacement Gaskets | New | Warehouse | 0 | 0 | 0 | 0% | 0 | 0 | 0 | 0% | Y | Y | Y | Y
High Efficiency Refrigeration Compressor | Existing | Assembly | 1957.5 | 1822 | 135.5 | 6.922% | 1957.5 | 1822 | 135.5 | 6.922% | Y | Y | Y | Y
High Efficiency Refrigeration Compressor | Existing | College and University | 1957.5 | 1822 | 135.5 | 6.922% | 1957.5 | 1822 | 135.5 | 6.922% | Y | Y | Y | Y
High Efficiency Refrigeration Compressor | Existing | Grocery | 1957.5 | 1822 | 135.5 | 6.922% | 1957.5 | 1822 | 135.5 | 6.922% | Y | Y | Y | Y
High Efficiency Refrigeration Compressor | Existing | Healthcare | 1957.5 | 1822 | 135.5 | 6.922% | 1957.5 | 1822 | 135.5 | 6.922% | Y | Y | Y | Y
High Efficiency Refrigeration Compressor | Existing | Hospitals | 1957.5 | 1822 | 135.5 | 6.922% | 1957.5 | 1822 | 135.5 | 6.922% | Y | Y | Y | Y
High Efficiency Refrigeration Compressor | Existing | Institutional | 1957.5 | 1822 | 135.5 | 6.922% | 1957.5 | 1822 | 135.5 | 6.922% | Y | Y | Y | Y
High Efficiency Refrigeration Compressor | Existing | Lodging/Hospitality | 1957.5 | 1822 | 135.5 | 6.922% | 1957.5 | 1822 | 135.5 | 6.922% | Y | Y | Y | Y
High Efficiency Refrigeration Compressor | Existing | Miscellaneous | 1957.5 | 1822 | 135.5 | 6.922% | 1957.5 | 1822 | 135.5 | 6.922% | Y | Y | Y | Y
High Efficiency Refrigeration Compressor | Existing | Offices | 1957.5 | 1822 | 135.5 | 6.922% | 1957.5 | 1822 | 135.5 | 6.922% | Y | Y | Y | Y
High Efficiency Refrigeration Compressor | Existing | Restaurants | 1957.5 | 1822 | 135.5 | 6.922% | 1957.5 | 1822 | 135.5 | 6.922% | Y | Y | Y | Y
High Efficiency Refrigeration Compressor | Existing | Retail | 1957.5 | 1822 | 135.5 | 6.922% | 1957.5 | 1822 | 135.5 | 6.922% | Y | Y | Y | Y
High Efficiency Refrigeration Compressor | Existing | Schools K-12 | 1957.5 | 1822 | 135.5 | 6.922% | 1957.5 | 1822 | 135.5 | 6.922% | Y | Y | Y | Y
High Efficiency Refrigeration Compressor | Existing | Warehouse | 1957.5 | 1822 | 135.5 | 6.922% | 1957.5 | 1822 | 135.5 | 6.922% | Y | Y | Y | Y
High Efficiency Refrigeration Compressor | New | Assembly | 1957.5 | 1822 | 135.5 | 6.922% | 1957.5 | 1822 | 135.5 | 6.922% | Y | Y | Y | Y
High Efficiency Refrigeration Compressor | New | College and University | 1957.5 | 1822 | 135.5 | 6.922% | 1957.5 | 1822 | 135.5 | 6.922% | Y | Y | Y | Y
High Efficiency Refrigeration Compressor | New | Grocery | 1957.5 | 1822 | 135.5 | 6.922% | 1957.5 | 1822 | 135.5 | 6.922% | Y | Y | Y | Y
High Efficiency Refrigeration Compressor | New | Healthcare | 1957.5 | 1822 | 135.5 | 6.922% | 1957.5 | 1822 | 135.5 | 6.922% | Y | Y | Y | Y
High Efficiency Refrigeration Compressor | New | Hospitals | 1957.5 | 1822 | 135.5 | 6.922% | 1957.5 | 1822 | 135.5 | 6.922% | Y | Y | Y | Y
High Efficiency Refrigeration Compressor | New | Institutional | 1957.5 | 1822 | 135.5 | 6.922% | 1957.5 | 1822 | 135.5 | 6.922% | Y | Y | Y | Y
High Efficiency Refrigeration Compressor | New | Lodging/Hospitality | 1957.5 | 1822 | 135.5 | 6.922% | 1957.5 | 1822 | 135.5 | 6.922% | Y | Y | Y | Y
High Efficiency Refrigeration Compressor | New | Miscellaneous | 1957.5 | 1822 | 135.5 | 6.922% | 1957.5 | 1822 | 135.5 | 6.922% | Y | Y | Y | Y
High Efficiency Refrigeration Compressor | New | Offices | 1957.5 | 1822 | 135.5 | 6.922% | 1957.5 | 1822 | 135.5 | 6.922% | Y | Y | Y | Y
High Efficiency Refrigeration Compressor | New | Restaurants | 1957.5 | 1822 | 135.5 | 6.922% | 1957.5 | 1822 | 135.5 | 6.922% | Y | Y | Y | Y
High Efficiency Refrigeration Compressor | New | Retail | 1957.5 | 1822 | 135.5 | 6.922% | 1957.5 | 1822 | 135.5 | 6.922% | Y | Y | Y | Y
High Efficiency Refrigeration Compressor | New | Schools K-12 | 1957.5 | 1822 | 135.5 | 6.922% | 1957.5 | 1822 | 135.5 | 6.922% | Y | Y | Y | Y
High Efficiency Refrigeration Compressor | New | Warehouse | 1957.5 | 1822 | 135.5 | 6.922% | 1957.5 | 1822 | 135.5 | 6.922% | Y | Y | Y | Y
High R-Value Glass Doors | Existing | Assembly | 735 | 560 | 175 | 23.81% | 735 | 560 | 175 | 23.81% | Y | Y | Y | Y
High R-Value Glass Doors | Existing | College and University | 735 | 560 | 175 | 23.81% | 735 | 560 | 175 | 23.81% | Y | Y | Y | Y
High R-Value Glass Doors | Existing | Grocery | 735 | 560 | 175 | 23.81% | 735 | 560 | 175 | 23.81% | Y | Y | Y | Y
High R-Value Glass Doors | Existing | Healthcare | 735 | 560 | 175 | 23.81% | 735 | 560 | 175 | 23.81% | Y | Y | Y | Y
High R-Value Glass Doors | Existing | Hospitals | 735 | 560 | 175 | 23.81% | 735 | 560 | 175 | 23.81% | Y | Y | Y | Y
High R-Value Glass Doors | Existing | Institutional | 735 | 560 | 175 | 23.81% | 735 | 560 | 175 | 23.81% | Y | Y | Y | Y
High R-Value Glass Doors | Existing | Lodging/Hospitality | 735 | 560 | 175 | 23.81% | 735 | 560 | 175 | 23.81% | Y | Y | Y | Y
High R-Value Glass Doors | Existing | Miscellaneous | 735 | 560 | 175 | 23.81% | 735 | 560 | 175 | 23.81% | Y | Y | Y | Y
High R-Value Glass Doors | Existing | Offices | 735 | 560 | 175 | 23.81% | 735 | 560 | 175 | 23.81% | Y | Y | Y | Y
High R-Value Glass Doors | Existing | Restaurants | 735 | 560 | 175 | 23.81% | 735 | 560 | 175 | 23.81% | Y | Y | Y | Y
High R-Value Glass Doors | Existing | Retail | 735 | 560 | 175 | 23.81% | 735 | 560 | 175 | 23.81% | Y | Y | Y | Y
High R-Value Glass Doors | Existing | Schools K-12 | 735 | 560 | 175 | 23.81% | 735 | 560 | 175 | 23.81% | Y | Y | Y | Y
High R-Value Glass Doors | Existing | Warehouse | 735 | 560 | 175 | 23.81% | 735 | 560 | 175 | 23.81% | Y | Y | Y | Y
High R-Value Glass Doors | New | Assembly | 0 | 0 | 0 | 0% | 0 | 0 | 0 | 0% | Y | Y | Y | Y
High R-Value Glass Doors | New | College and University | 0 | 0 | 0 | 0% | 0 | 0 | 0 | 0% | Y | Y | Y | Y
High R-Value Glass Doors | New | Grocery | 0 | 0 | 0 | 0% | 0 | 0 | 0 | 0% | Y | Y | Y | Y
High R-Value Glass Doors | New | Healthcare | 0 | 0 | 0 | 0% | 0 | 0 | 0 | 0% | Y | Y | Y | Y
High R-Value Glass Doors | New | Hospitals | 0 | 0 | 0 | 0% | 0 | 0 | 0 | 0% | Y | Y | Y | Y
High R-Value Glass Doors | New | Institutional | 0 | 0 | 0 | 0% | 0 | 0 | 0 | 0% | Y | Y | Y | Y
High R-Value Glass Doors | New | Lodging/Hospitality | 0 | 0 | 0 | 0% | 0 | 0 | 0 | 0% | Y | Y | Y | Y
High R-Value Glass Doors | New | Miscellaneous | 0 | 0 | 0 | 0% | 0 | 0 | 0 | 0% | Y | Y | Y | Y
High R-Value Glass Doors | New | Offices | 0 | 0 | 0 | 0% | 0 | 0 | 0 | 0% | Y | Y | Y | Y
High R-Value Glass Doors | New | Restaurants | 0 | 0 | 0 | 0% | 0 | 0 | 0 | 0% | Y | Y | Y | Y
High R-Value Glass Doors | New | Retail | 0 | 0 | 0 | 0% | 0 | 0 | 0 | 0% | Y | Y | Y | Y
High R-Value Glass Doors | New | Schools K-12 | 0 | 0 | 0 | 0% | 0 | 0 | 0 | 0% | Y | Y | Y | Y
High R-Value Glass Doors | New | Warehouse | 0 | 0 | 0 | 0% | 0 | 0 | 0 | 0% | Y | Y | Y | Y
Night Covers for Display Cases | Existing | Assembly | 5505.417 | 5402.105 | 103.3118 | 1.877% | 5505.4167 | 5402.1048 | 103.3118 | 1.877% | Y | Y | Y | Y
Night Covers for Display Cases | Existing | College and University | 5505.417 | 5402.105 | 103.3118 | 1.877% | 5505.4167 | 5402.1048 | 103.3118 | 1.877% | Y | Y | Y | Y
Night Covers for Display Cases | Existing | Grocery | 5505.417 | 5402.105 | 103.3118 | 1.877% | 5505.4167 | 5402.1048 | 103.3118 | 1.877% | Y | Y | Y | Y
Night Covers for Display Cases | Existing | Healthcare | 5505.417 | 5402.105 | 103.3118 | 1.877% | 5505.4167 | 5402.1048 | 103.3118 | 1.877% | Y | Y | Y | Y
Night Covers for Display Cases | Existing | Hospitals | 5505.417 | 5402.105 | 103.3118 | 1.877% | 5505.4167 | 5402.1048 | 103.3118 | 1.877% | Y | Y | Y | Y
Night Covers for Display Cases | Existing | Institutional | 5505.417 | 5402.105 | 103.3118 | 1.877% | 5505.4167 | 5402.1048 | 103.3118 | 1.877% | Y | Y | Y | Y
Night Covers for Display Cases | Existing | Lodging/Hospitality | 5505.417 | 5402.105 | 103.3118 | 1.877% | 5505.4167 | 5402.1048 | 103.3118 | 1.877% | Y | Y | Y | Y
Night Covers for Display Cases | Existing | Miscellaneous | 5505.417 | 5402.105 | 103.3118 | 1.877% | 5505.4167 | 5402.1048 | 103.3118 | 1.877% | Y | Y | Y | Y
Night Covers for Display Cases | Existing | Offices | 5505.417 | 5402.105 | 103.3118 | 1.877% | 5505.4167 | 5402.1048 | 103.3118 | 1.877% | Y | Y | Y | Y
Night Covers for Display Cases | Existing | Restaurants | 5505.417 | 5402.105 | 103.3118 | 1.877% | 5505.4167 | 5402.1048 | 103.3118 | 1.877% | Y | Y | Y | Y
Night Covers for Display Cases | Existing | Retail | 5505.417 | 5402.105 | 103.3118 | 1.877% | 5505.4167 | 5402.1048 | 103.3118 | 1.877% | Y | Y | Y | Y
Night Covers for Display Cases | Existing | Schools K-12 | 5505.417 | 5402.105 | 103.3118 | 1.877% | 5505.4167 | 5402.1048 | 103.3118 | 1.877% | Y | Y | Y | Y
Night Covers for Display Cases | Existing | Warehouse | 5505.417 | 5402.105 | 103.3118 | 1.877% | 5505.4167 | 5402.1048 | 103.3118 | 1.877% | Y | Y | Y | Y
Night Covers for Display Cases | New | Assembly | 5505.417 | 5402.105 | 103.3118 | 1.877% | 5505.4167 | 5402.1048 | 103.3118 | 1.877% | Y | Y | Y | Y
Night Covers for Display Cases | New | College and University | 5505.417 | 5402.105 | 103.3118 | 1.877% | 5505.4167 | 5402.1048 | 103.3118 | 1.877% | Y | Y | Y | Y
Night Covers for Display Cases | New | Grocery | 5505.417 | 5402.105 | 103.3118 | 1.877% | 5505.4167 | 5402.1048 | 103.3118 | 1.877% | Y | Y | Y | Y
Night Covers for Display Cases | New | Healthcare | 5505.417 | 5402.105 | 103.3118 | 1.877% | 5505.4167 | 5402.1048 | 103.3118 | 1.877% | Y | Y | Y | Y
Night Covers for Display Cases | New | Hospitals | 5505.417 | 5402.105 | 103.3118 | 1.877% | 5505.4167 | 5402.1048 | 103.3118 | 1.877% | Y | Y | Y | Y
Night Covers for Display Cases | New | Institutional | 5505.417 | 5402.105 | 103.3118 | 1.877% | 5505.4167 | 5402.1048 | 103.3118 | 1.877% | Y | Y | Y | Y
Night Covers for Display Cases | New | Lodging/Hospitality | 5505.417 | 5402.105 | 103.3118 | 1.877% | 5505.4167 | 5402.1048 | 103.3118 | 1.877% | Y | Y | Y | Y
Night Covers for Display Cases | New | Miscellaneous | 5505.417 | 5402.105 | 103.3118 | 1.877% | 5505.4167 | 5402.1048 | 103.3118 | 1.877% | Y | Y | Y | Y
Night Covers for Display Cases | New | Offices | 5505.417 | 5402.105 | 103.3118 | 1.877% | 5505.4167 | 5402.1048 | 103.3118 | 1.877% | Y | Y | Y | Y
Night Covers for Display Cases | New | Restaurants | 5505.417 | 5402.105 | 103.3118 | 1.877% | 5505.4167 | 5402.1048 | 103.3118 | 1.877% | Y | Y | Y | Y
Night Covers for Display Cases | New | Retail | 5505.417 | 5402.105 | 103.3118 | 1.877% | 5505.4167 | 5402.1048 | 103.3118 | 1.877% | Y | Y | Y | Y
Night Covers for Display Cases | New | Schools K-12 | 5505.417 | 5402.105 | 103.3118 | 1.877% | 5505.4167 | 5402.1048 | 103.3118 | 1.877% | Y | Y | Y | Y
Night Covers for Display Cases | New | Warehouse | 5505.417 | 5402.105 | 103.3118 | 1.877% | 5505.4167 | 5402.1048 | 103.3118 | 1.877% | Y | Y | Y | Y
PSC to ECM Evaporator Fan Motor (Reach-In) | Existing | Assembly | 1343.82 | 839.8873 | 503.9324 | 37.5% | 1343.8198 | 839.8873 | 503.9324 | 37.5% | Y | Y | Y | Y
PSC to ECM Evaporator Fan Motor (Reach-In) | Existing | College and University | 1343.82 | 839.8873 | 503.9324 | 37.5% | 1343.8198 | 839.8873 | 503.9324 | 37.5% | Y | Y | Y | Y
PSC to ECM Evaporator Fan Motor (Reach-In) | Existing | Grocery | 1343.82 | 839.8873 | 503.9324 | 37.5% | 1343.8198 | 839.8873 | 503.9324 | 37.5% | Y | Y | Y | Y
PSC to ECM Evaporator Fan Motor (Reach-In) | Existing | Healthcare | 1343.82 | 839.8873 | 503.9324 | 37.5% | 1343.8198 | 839.8873 | 503.9324 | 37.5% | Y | Y | Y | Y
PSC to ECM Evaporator Fan Motor (Reach-In) | Existing | Hospitals | 1343.82 | 839.8873 | 503.9324 | 37.5% | 1343.8198 | 839.8873 | 503.9324 | 37.5% | Y | Y | Y | Y
PSC to ECM Evaporator Fan Motor (Reach-In) | Existing | Institutional | 1343.82 | 839.8873 | 503.9324 | 37.5% | 1343.8198 | 839.8873 | 503.9324 | 37.5% | Y | Y | Y | Y
PSC to ECM Evaporator Fan Motor (Reach-In) | Existing | Lodging/Hospitality | 1343.82 | 839.8873 | 503.9324 | 37.5% | 1343.8198 | 839.8873 | 503.9324 | 37.5% | Y | Y | Y | Y
PSC to ECM Evaporator Fan Motor (Reach-In) | Existing | Miscellaneous | 1343.82 | 839.8873 | 503.9324 | 37.5% | 1343.8198 | 839.8873 | 503.9324 | 37.5% | Y | Y | Y | Y
PSC to ECM Evaporator Fan Motor (Reach-In) | Existing | Offices | 1343.82 | 839.8873 | 503.9324 | 37.5% | 1343.8198 | 839.8873 | 503.9324 | 37.5% | Y | Y | Y | Y
PSC to ECM Evaporator Fan Motor (Reach-In) | Existing | Restaurants | 1343.82 | 839.8873 | 503.9324 | 37.5% | 1343.8198 | 839.8873 | 503.9324 | 37.5% | Y | Y | Y | Y
PSC to ECM Evaporator Fan Motor (Reach-In) | Existing | Retail | 1343.82 | 839.8873 | 503.9324 | 37.5% | 1343.8198 | 839.8873 | 503.9324 | 37.5% | Y | Y | Y | Y
PSC to ECM Evaporator Fan Motor (Reach-In) | Existing | Schools K-12 | 1343.82 | 839.8873 | 503.9324 | 37.5% | 1343.8198 | 839.8873 | 503.9324 | 37.5% | Y | Y | Y | Y
PSC to ECM Evaporator Fan Motor (Reach-In) | Existing | Warehouse | 1343.82 | 839.8873 | 503.9324 | 37.5% | 1343.8198 | 839.8873 | 503.9324 | 37.5% | Y | Y | Y | Y
PSC to ECM Evaporator Fan Motor (Reach-In) | New | Assembly | 1343.82 | 839.8873 | 503.9324 | 37.5% | 1343.8198 | 839.8873 | 503.9324 | 37.5% | Y | Y | Y | Y
PSC to ECM Evaporator Fan Motor (Reach-In) | New | College and University | 1343.82 | 839.8873 | 503.9324 | 37.5% | 1343.8198 | 839.8873 | 503.9324 | 37.5% | Y | Y | Y | Y
PSC to ECM Evaporator Fan Motor (Reach-In) | New | Grocery | 1343.82 | 839.8873 | 503.9324 | 37.5% | 1343.8198 | 839.8873 | 503.9324 | 37.5% | Y | Y | Y | Y
PSC to ECM Evaporator Fan Motor (Reach-In) | New | Healthcare | 1343.82 | 839.8873 | 503.9324 | 37.5% | 1343.8198 | 839.8873 | 503.9324 | 37.5% | Y | Y | Y | Y
PSC to ECM Evaporator Fan Motor (Reach-In) | New | Hospitals | 1343.82 | 839.8873 | 503.9324 | 37.5% | 1343.8198 | 839.8873 | 503.9324 | 37.5% | Y | Y | Y | Y
PSC to ECM Evaporator Fan Motor (Reach-In) | New | Institutional | 1343.82 | 839.8873 | 503.9324 | 37.5% | 1343.8198 | 839.8873 | 503.9324 | 37.5% | Y | Y | Y | Y
PSC to ECM Evaporator Fan Motor (Reach-In) | New | Lodging/Hospitality | 1343.82 | 839.8873 | 503.9324 | 37.5% | 1343.8198 | 839.8873 | 503.9324 | 37.5% | Y | Y | Y | Y
PSC to ECM Evaporator Fan Motor (Reach-In) | New | Miscellaneous | 1343.82 | 839.8873 | 503.9324 | 37.5% | 1343.8198 | 839.8873 | 503.9324 | 37.5% | Y | Y | Y | Y
PSC to ECM Evaporator Fan Motor (Reach-In) | New | Offices | 1343.82 | 839.8873 | 503.9324 | 37.5% | 1343.8198 | 839.8873 | 503.9324 | 37.5% | Y | Y | Y | Y
PSC to ECM Evaporator Fan Motor (Reach-In) | New | Restaurants | 1343.82 | 839.8873 | 503.9324 | 37.5% | 1343.8198 | 839.8873 | 503.9324 | 37.5% | Y | Y | Y | Y
PSC to ECM Evaporator Fan Motor (Reach-In) | New | Retail | 1343.82 | 839.8873 | 503.9324 | 37.5% | 1343.8198 | 839.8873 | 503.9324 | 37.5% | Y | Y | Y | Y
PSC to ECM Evaporator Fan Motor (Reach-In) | New | Schools K-12 | 1343.82 | 839.8873 | 503.9324 | 37.5% | 1343.8198 | 839.8873 | 503.9324 | 37.5% | Y | Y | Y | Y
PSC to ECM Evaporator Fan Motor (Reach-In) | New | Warehouse | 1343.82 | 839.8873 | 503.9324 | 37.5% | 1343.8198 | 839.8873 | 503.9324 | 37.5% | Y | Y | Y | Y
PSC to ECM Evaporator Fan Motor (Walk-In, Refrigerator) | Existing | Assembly | 872.1376 | 545.086 | 327.0516 | 37.5% | 872.1376 | 545.086 | 327.0516 | 37.5% | Y | Y | Y | Y
PSC to ECM Evaporator Fan Motor (Walk-In, Refrigerator) | Existing | College and University | 872.1376 | 545.086 | 327.0516 | 37.5% | 872.1376 | 545.086 | 327.0516 | 37.5% | Y | Y | Y | Y
PSC to ECM Evaporator Fan Motor (Walk-In, Refrigerator) | Existing | Grocery | 872.1376 | 545.086 | 327.0516 | 37.5% | 872.1376 | 545.086 | 327.0516 | 37.5% | Y | Y | Y | Y
PSC to ECM Evaporator Fan Motor (Walk-In, Refrigerator) | Existing | Healthcare | 872.1376 | 545.086 | 327.0516 | 37.5% | 872.1376 | 545.086 | 327.0516 | 37.5% | Y | Y | Y | Y
PSC to ECM Evaporator Fan Motor (Walk-In, Refrigerator) | Existing | Hospitals | 872.1376 | 545.086 | 327.0516 | 37.5% | 872.1376 | 545.086 | 327.0516 | 37.5% | Y | Y | Y | Y
PSC to ECM Evaporator Fan Motor (Walk-In, Refrigerator) | Existing | Institutional | 872.1376 | 545.086 | 327.0516 | 37.5% | 872.1376 | 545.086 | 327.0516 | 37.5% | Y | Y | Y | Y
PSC to ECM Evaporator Fan Motor (Walk-In, Refrigerator) | Existing | Lodging/Hospitality | 872.1376 | 545.086 | 327.0516 | 37.5% | 872.1376 | 545.086 | 327.0516 | 37.5% | Y | Y | Y | Y
PSC to ECM Evaporator Fan Motor (Walk-In, Refrigerator) | Existing | Miscellaneous | 872.1376 | 545.086 | 327.0516 | 37.5% | 872.1376 | 545.086 | 327.0516 | 37.5% | Y | Y | Y | Y
PSC to ECM Evaporator Fan Motor (Walk-In, Refrigerator) | Existing | Offices | 872.1376 | 545.086 | 327.0516 | 37.5% | 872.1376 | 545.086 | 327.0516 | 37.5% | Y | Y | Y | Y
PSC to ECM Evaporator Fan Motor (Walk-In, Refrigerator) | Existing | Restaurants | 872.1376 | 545.086 | 327.0516 | 37.5% | 872.1376 | 545.086 | 327.0516 | 37.5% | Y | Y | Y | Y
PSC to ECM Evaporator Fan Motor (Walk-In, Refrigerator) | Existing | Retail | 872.1376 | 545.086 | 327.0516 | 37.5% | 872.1376 | 545.086 | 327.0516 | 37.5% | Y | Y | Y | Y
PSC to ECM Evaporator Fan Motor (Walk-In, Refrigerator) | Existing | Schools K-12 | 872.1376 | 545.086 | 327.0516 | 37.5% | 872.1376 | 545.086 | 327.0516 | 37.5% | Y | Y | Y | Y
PSC to ECM Evaporator Fan Motor (Walk-In, Refrigerator) | Existing | Warehouse | 872.1376 | 545.086 | 327.0516 | 37.5% | 872.1376 | 545.086 | 327.0516 | 37.5% | Y | Y | Y | Y
PSC to ECM Evaporator Fan Motor (Walk-In, Refrigerator) | New | Assembly | 872.1376 | 545.086 | 327.0516 | 37.5% | 872.1376 | 545.086 | 327.0516 | 37.5% | Y | Y | Y | Y
PSC to ECM Evaporator Fan Motor (Walk-In, Refrigerator) | New | College and University | 872.1376 | 545.086 | 327.0516 | 37.5% | 872.1376 | 545.086 | 327.0516 | 37.5% | Y | Y | Y | Y
PSC to ECM Evaporator Fan Motor (Walk-In, Refrigerator) | New | Grocery | 872.1376 | 545.086 | 327.0516 | 37.5% | 872.1376 | 545.086 | 327.0516 | 37.5% | Y | Y | Y | Y
PSC to ECM Evaporator Fan Motor (Walk-In, Refrigerator) | New | Healthcare | 872.1376 | 545.086 | 327.0516 | 37.5% | 872.1376 | 545.086 | 327.0516 | 37.5% | Y | Y | Y | Y
PSC to ECM Evaporator Fan Motor (Walk-In, Refrigerator) | New | Hospitals | 872.1376 | 545.086 | 327.0516 | 37.5% | 872.1376 | 545.086 | 327.0516 | 37.5% | Y | Y | Y | Y
PSC to ECM Evaporator Fan Motor (Walk-In, Refrigerator) | New | Institutional | 872.1376 | 545.086 | 327.0516 | 37.5% | 872.1376 | 545.086 | 327.0516 | 37.5% | Y | Y | Y | Y
PSC to ECM Evaporator Fan Motor (Walk-In, Refrigerator) | New | Lodging/Hospitality | 872.1376 | 545.086 | 327.0516 | 37.5% | 872.1376 | 545.086 | 327.0516 | 37.5% | Y | Y | Y | Y
PSC to ECM Evaporator Fan Motor (Walk-In, Refrigerator) | New | Miscellaneous | 872.1376 | 545.086 | 327.0516 | 37.5% | 872.1376 | 545.086 | 327.0516 | 37.5% | Y | Y | Y | Y
PSC to ECM Evaporator Fan Motor (Walk-In, Refrigerator) | New | Offices | 872.1376 | 545.086 | 327.0516 | 37.5% | 872.1376 | 545.086 | 327.0516 | 37.5% | Y | Y | Y | Y
PSC to ECM Evaporator Fan Motor (Walk-In, Refrigerator) | New | Restaurants | 872.1376 | 545.086 | 327.0516 | 37.5% | 872.1376 | 545.086 | 327.0516 | 37.5% | Y | Y | Y | Y
PSC to ECM Evaporator Fan Motor (Walk-In, Refrigerator) | New | Retail | 872.1376 | 545.086 | 327.0516 | 37.5% | 872.1376 | 545.086 | 327.0516 | 37.5% | Y | Y | Y | Y
PSC to ECM Evaporator Fan Motor (Walk-In, Refrigerator) | New | Schools K-12 | 872.1376 | 545.086 | 327.0516 | 37.5% | 872.1376 | 545.086 | 327.0516 | 37.5% | Y | Y | Y | Y
PSC to ECM Evaporator Fan Motor (Walk-In, Refrigerator) | New | Warehouse | 872.1376 | 545.086 | 327.0516 | 37.5% | 872.1376 | 545.086 | 327.0516 | 37.5% | Y | Y | Y | Y
Refrigerated Display Case Lighting Controls | Existing | Assembly | 2434.55 | 2373.114 | 61.4361 | 2.524% | 2434.55 | 2373.1139 | 61.4361 | 2.524% | Y | Y | Y | Y
Refrigerated Display Case Lighting Controls | Existing | College and University | 2434.55 | 2373.114 | 61.4361 | 2.524% | 2434.55 | 2373.1139 | 61.4361 | 2.524% | Y | Y | Y | Y
Refrigerated Display Case Lighting Controls | Existing | Grocery | 2434.55 | 2373.114 | 61.4361 | 2.524% | 2434.55 | 2373.1139 | 61.4361 | 2.524% | Y | Y | Y | Y
Refrigerated Display Case Lighting Controls | Existing | Healthcare | 2434.55 | 2373.114 | 61.4361 | 2.524% | 2434.55 | 2373.1139 | 61.4361 | 2.524% | Y | Y | Y | Y
Refrigerated Display Case Lighting Controls | Existing | Hospitals | 2434.55 | 2373.114 | 61.4361 | 2.524% | 2434.55 | 2373.1139 | 61.4361 | 2.524% | Y | Y | Y | Y
Refrigerated Display Case Lighting Controls | Existing | Institutional | 2434.55 | 2373.114 | 61.4361 | 2.524% | 2434.55 | 2373.1139 | 61.4361 | 2.524% | Y | Y | Y | Y
Refrigerated Display Case Lighting Controls | Existing | Lodging/Hospitality | 2434.55 | 2373.114 | 61.4361 | 2.524% | 2434.55 | 2373.1139 | 61.4361 | 2.524% | Y | Y | Y | Y
Refrigerated Display Case Lighting Controls | Existing | Miscellaneous | 2434.55 | 2373.114 | 61.4361 | 2.524% | 2434.55 | 2373.1139 | 61.4361 | 2.524% | Y | Y | Y | Y
Refrigerated Display Case Lighting Controls | Existing | Offices | 2434.55 | 2373.114 | 61.4361 | 2.524% | 2434.55 | 2373.1139 | 61.4361 | 2.524% | Y | Y | Y | Y
Refrigerated Display Case Lighting Controls | Existing | Restaurants | 2434.55 | 2373.114 | 61.4361 | 2.524% | 2434.55 | 2373.1139 | 61.4361 | 2.524% | Y | Y | Y | Y
Refrigerated Display Case Lighting Controls | Existing | Retail | 2434.55 | 2373.114 | 61.4361 | 2.524% | 2434.55 | 2373.1139 | 61.4361 | 2.524% | Y | Y | Y | Y
Refrigerated Display Case Lighting Controls | Existing | Schools K-12 | 2434.55 | 2373.114 | 61.4361 | 2.524% | 2434.55 | 2373.1139 | 61.4361 | 2.524% | Y | Y | Y | Y
Refrigerated Display Case Lighting Controls | Existing | Warehouse | 2434.55 | 2373.114 | 61.4361 | 2.524% | 2434.55 | 2373.1139 | 61.4361 | 2.524% | Y | Y | Y | Y
Refrigerated Display Case Lighting Controls | New | Assembly | 2434.55 | 2411.751 | 22.7985 | 0.9365% | 2434.55 | 2411.7515 | 22.7985 | 0.9365% | Y | Y | Y | Y
Refrigerated Display Case Lighting Controls | New | College and University | 2434.55 | 2411.751 | 22.7985 | 0.9365% | 2434.55 | 2411.7515 | 22.7985 | 0.9365% | Y | Y | Y | Y
Refrigerated Display Case Lighting Controls | New | Grocery | 2434.55 | 2411.751 | 22.7985 | 0.9365% | 2434.55 | 2411.7515 | 22.7985 | 0.9365% | Y | Y | Y | Y
Refrigerated Display Case Lighting Controls | New | Healthcare | 2434.55 | 2411.751 | 22.7985 | 0.9365% | 2434.55 | 2411.7515 | 22.7985 | 0.9365% | Y | Y | Y | Y
Refrigerated Display Case Lighting Controls | New | Hospitals | 2434.55 | 2411.751 | 22.7985 | 0.9365% | 2434.55 | 2411.7515 | 22.7985 | 0.9365% | Y | Y | Y | Y
Refrigerated Display Case Lighting Controls | New | Institutional | 2434.55 | 2411.751 | 22.7985 | 0.9365% | 2434.55 | 2411.7515 | 22.7985 | 0.9365% | Y | Y | Y | Y
Refrigerated Display Case Lighting Controls | New | Lodging/Hospitality | 2434.55 | 2411.751 | 22.7985 | 0.9365% | 2434.55 | 2411.7515 | 22.7985 | 0.9365% | Y | Y | Y | Y
Refrigerated Display Case Lighting Controls | New | Miscellaneous | 2434.55 | 2411.751 | 22.7985 | 0.9365% | 2434.55 | 2411.7515 | 22.7985 | 0.9365% | Y | Y | Y | Y
Refrigerated Display Case Lighting Controls | New | Offices | 2434.55 | 2411.751 | 22.7985 | 0.9365% | 2434.55 | 2411.7515 | 22.7985 | 0.9365% | Y | Y | Y | Y
Refrigerated Display Case Lighting Controls | New | Restaurants | 2434.55 | 2411.751 | 22.7985 | 0.9365% | 2434.55 | 2411.7515 | 22.7985 | 0.9365% | Y | Y | Y | Y
Refrigerated Display Case Lighting Controls | New | Retail | 2434.55 | 2411.751 | 22.7985 | 0.9365% | 2434.55 | 2411.7515 | 22.7985 | 0.9365% | Y | Y | Y | Y
Refrigerated Display Case Lighting Controls | New | Schools K-12 | 2434.55 | 2411.751 | 22.7985 | 0.9365% | 2434.55 | 2411.7515 | 22.7985 | 0.9365% | Y | Y | Y | Y
Refrigerated Display Case Lighting Controls | New | Warehouse | 2434.55 | 2411.751 | 22.7985 | 0.9365% | 2434.55 | 2411.7515 | 22.7985 | 0.9365% | Y | Y | Y | Y
Strip Curtains for Walk-ins | Existing | Assembly | 19854.73 | 19434.73 | 420 | 2.115% | 19854.7304 | 19434.7304 | 420 | 2.115% | Y | Y | Y | Y
Strip Curtains for Walk-ins | Existing | College and University | 19854.73 | 19434.73 | 420 | 2.115% | 19854.7304 | 19434.7304 | 420 | 2.115% | Y | Y | Y | Y
Strip Curtains for Walk-ins | Existing | Grocery | 19854.73 | 19434.73 | 420 | 2.115% | 19854.7304 | 19434.7304 | 420 | 2.115% | Y | Y | Y | Y
Strip Curtains for Walk-ins | Existing | Healthcare | 19854.73 | 19434.73 | 420 | 2.115% | 19854.7304 | 19434.7304 | 420 | 2.115% | Y | Y | Y | Y
Strip Curtains for Walk-ins | Existing | Hospitals | 19854.73 | 19434.73 | 420 | 2.115% | 19854.7304 | 19434.7304 | 420 | 2.115% | Y | Y | Y | Y
Strip Curtains for Walk-ins | Existing | Institutional | 19854.73 | 19434.73 | 420 | 2.115% | 19854.7304 | 19434.7304 | 420 | 2.115% | Y | Y | Y | Y
Strip Curtains for Walk-ins | Existing | Lodging/Hospitality | 19854.73 | 19434.73 | 420 | 2.115% | 19854.7304 | 19434.7304 | 420 | 2.115% | Y | Y | Y | Y
Strip Curtains for Walk-ins | Existing | Miscellaneous | 19854.73 | 19434.73 | 420 | 2.115% | 19854.7304 | 19434.7304 | 420 | 2.115% | Y | Y | Y | Y
Strip Curtains for Walk-ins | Existing | Offices | 19854.73 | 19434.73 | 420 | 2.115% | 19854.7304 | 19434.7304 | 420 | 2.115% | Y | Y | Y | Y
Strip Curtains for Walk-ins | Existing | Restaurants | 19854.73 | 19434.73 | 420 | 2.115% | 19854.7304 | 19434.7304 | 420 | 2.115% | Y | Y | Y | Y
Strip Curtains for Walk-ins | Existing | Retail | 19854.73 | 19434.73 | 420 | 2.115% | 19854.7304 | 19434.7304 | 420 | 2.115% | Y | Y | Y | Y
Strip Curtains for Walk-ins | Existing | Schools K-12 | 19854.73 | 19434.73 | 420 | 2.115% | 19854.7304 | 19434.7304 | 420 | 2.115% | Y | Y | Y | Y
Strip Curtains for Walk-ins | Existing | Warehouse | 19854.73 | 19434.73 | 420 | 2.115% | 19854.7304 | 19434.7304 | 420 | 2.115% | Y | Y | Y | Y
Strip Curtains for Walk-ins | New | Assembly | 19854.73 | 19434.73 | 420 | 2.115% | 19854.7304 | 19434.7304 | 420 | 2.115% | Y | Y | Y | Y
Strip Curtains for Walk-ins | New | College and University | 19854.73 | 19434.73 | 420 | 2.115% | 19854.7304 | 19434.7304 | 420 | 2.115% | Y | Y | Y | Y
Strip Curtains for Walk-ins | New | Grocery | 19854.73 | 19434.73 | 420 | 2.115% | 19854.7304 | 19434.7304 | 420 | 2.115% | Y | Y | Y | Y
Strip Curtains for Walk-ins | New | Healthcare | 19854.73 | 19434.73 | 420 | 2.115% | 19854.7304 | 19434.7304 | 420 | 2.115% | Y | Y | Y | Y
Strip Curtains for Walk-ins | New | Hospitals | 19854.73 | 19434.73 | 420 | 2.115% | 19854.7304 | 19434.7304 | 420 | 2.115% | Y | Y | Y | Y
Strip Curtains for Walk-ins | New | Institutional | 19854.73 | 19434.73 | 420 | 2.115% | 19854.7304 | 19434.7304 | 420 | 2.115% | Y | Y | Y | Y
Strip Curtains for Walk-ins | New | Lodging/Hospitality | 19854.73 | 19434.73 | 420 | 2.115% | 19854.7304 | 19434.7304 | 420 | 2.115% | Y | Y | Y | Y
Strip Curtains for Walk-ins | New | Miscellaneous | 19854.73 | 19434.73 | 420 | 2.115% | 19854.7304 | 19434.7304 | 420 | 2.115% | Y | Y | Y | Y
Strip Curtains for Walk-ins | New | Offices | 19854.73 | 19434.73 | 420 | 2.115% | 19854.7304 | 19434.7304 | 420 | 2.115% | Y | Y | Y | Y
Strip Curtains for Walk-ins | New | Restaurants | 19854.73 | 19434.73 | 420 | 2.115% | 19854.7304 | 19434.7304 | 420 | 2.115% | Y | Y | Y | Y
Strip Curtains for Walk-ins | New | Retail | 19854.73 | 19434.73 | 420 | 2.115% | 19854.7304 | 19434.7304 | 420 | 2.115% | Y | Y | Y | Y
Strip Curtains for Walk-ins | New | Schools K-12 | 19854.73 | 19434.73 | 420 | 2.115% | 19854.7304 | 19434.7304 | 420 | 2.115% | Y | Y | Y | Y
Strip Curtains for Walk-ins | New | Warehouse | 19854.73 | 19434.73 | 420 | 2.115% | 19854.7304 | 19434.7304 | 420 | 2.115% | Y | Y | Y | Y
CO Sensors for Parking Garage Exhaust | Existing | Assembly | 15091.01 | 10110.97 | 4980.032 | 33% | 15091.0062 | 10110.9741 | 4980.032 | 33% | Y | Y | Y | Y
CO Sensors for Parking Garage Exhaust | Existing | College and University | 15091.01 | 10110.97 | 4980.032 | 33% | 15091.0062 | 10110.9741 | 4980.032 | 33% | Y | Y | Y | Y
CO Sensors for Parking Garage Exhaust | Existing | Grocery | 15091.01 | 10110.97 | 4980.032 | 33% | 15091.0062 | 10110.9741 | 4980.032 | 33% | Y | Y | Y | Y
CO Sensors for Parking Garage Exhaust | Existing | Healthcare | 15091.01 | 10110.97 | 4980.032 | 33% | 15091.0062 | 10110.9741 | 4980.032 | 33% | Y | Y | Y | Y
CO Sensors for Parking Garage Exhaust | Existing | Hospitals | 15091.01 | 10110.97 | 4980.032 | 33% | 15091.0062 | 10110.9741 | 4980.032 | 33% | Y | Y | Y | Y
CO Sensors for Parking Garage Exhaust | Existing | Institutional | 15091.01 | 10110.97 | 4980.032 | 33% | 15091.0062 | 10110.9741 | 4980.032 | 33% | Y | Y | Y | Y
CO Sensors for Parking Garage Exhaust | Existing | Lodging/Hospitality | 15091.01 | 10110.97 | 4980.032 | 33% | 15091.0062 | 10110.9741 | 4980.032 | 33% | Y | Y | Y | Y
CO Sensors for Parking Garage Exhaust | Existing | Miscellaneous | 15091.01 | 10110.97 | 4980.032 | 33% | 15091.0062 | 10110.9741 | 4980.032 | 33% | Y | Y | Y | Y
CO Sensors for Parking Garage Exhaust | Existing | Offices | 15091.01 | 10110.97 | 4980.032 | 33% | 15091.0062 | 10110.9741 | 4980.032 | 33% | Y | Y | Y | Y
CO Sensors for Parking Garage Exhaust | Existing | Restaurants | 15091.01 | 10110.97 | 4980.032 | 33% | 15091.0062 | 10110.9741 | 4980.032 | 33% | Y | Y | Y | Y
CO Sensors for Parking Garage Exhaust | Existing | Retail | 15091.01 | 10110.97 | 4980.032 | 33% | 15091.0062 | 10110.9741 | 4980.032 | 33% | Y | Y | Y | Y
CO Sensors for Parking Garage Exhaust | Existing | Schools K-12 | 15091.01 | 10110.97 | 4980.032 | 33% | 15091.0062 | 10110.9741 | 4980.032 | 33% | Y | Y | Y | Y
CO Sensors for Parking Garage Exhaust | Existing | Warehouse | 15091.01 | 10110.97 | 4980.032 | 33% | 15091.0062 | 10110.9741 | 4980.032 | 33% | Y | Y | Y | Y
CO Sensors for Parking Garage Exhaust | New | Assembly | 15091.01 | 10110.97 | 4980.032 | 33% | 15091.0062 | 10110.9741 | 4980.032 | 33% | Y | Y | Y | Y
CO Sensors for Parking Garage Exhaust | New | College and University | 15091.01 | 10110.97 | 4980.032 | 33% | 15091.0062 | 10110.9741 | 4980.032 | 33% | Y | Y | Y | Y
CO Sensors for Parking Garage Exhaust | New | Grocery | 15091.01 | 10110.97 | 4980.032 | 33% | 15091.0062 | 10110.9741 | 4980.032 | 33% | Y | Y | Y | Y
CO Sensors for Parking Garage Exhaust | New | Healthcare | 15091.01 | 10110.97 | 4980.032 | 33% | 15091.0062 | 10110.9741 | 4980.032 | 33% | Y | Y | Y | Y
CO Sensors for Parking Garage Exhaust | New | Hospitals | 15091.01 | 10110.97 | 4980.032 | 33% | 15091.0062 | 10110.9741 | 4980.032 | 33% | Y | Y | Y | Y
CO Sensors for Parking Garage Exhaust | New | Institutional | 15091.01 | 10110.97 | 4980.032 | 33% | 15091.0062 | 10110.9741 | 4980.032 | 33% | Y | Y | Y | Y
CO Sensors for Parking Garage Exhaust | New | Lodging/Hospitality | 15091.01 | 10110.97 | 4980.032 | 33% | 15091.0062 | 10110.9741 | 4980.032 | 33% | Y | Y | Y | Y
CO Sensors for Parking Garage Exhaust | New | Miscellaneous | 15091.01 | 10110.97 | 4980.032 | 33% | 15091.0062 | 10110.9741 | 4980.032 | 33% | Y | Y | Y | Y
CO Sensors for Parking Garage Exhaust | New | Offices | 15091.01 | 10110.97 | 4980.032 | 33% | 15091.0062 | 10110.9741 | 4980.032 | 33% | Y | Y | Y | Y
CO Sensors for Parking Garage Exhaust | New | Restaurants | 15091.01 | 10110.97 | 4980.032 | 33% | 15091.0062 | 10110.9741 | 4980.032 | 33% | Y | Y | Y | Y
CO Sensors for Parking Garage Exhaust | New | Retail | 15091.01 | 10110.97 | 4980.032 | 33% | 15091.0062 | 10110.9741 | 4980.032 | 33% | Y | Y | Y | Y
CO Sensors for Parking Garage Exhaust | New | Schools K-12 | 15091.01 | 10110.97 | 4980.032 | 33% | 15091.0062 | 10110.9741 | 4980.032 | 33% | Y | Y | Y | Y
CO Sensors for Parking Garage Exhaust | New | Warehouse | 15091.01 | 10110.97 | 4980.032 | 33% | 15091.0062 | 10110.9741 | 4980.032 | 33% | Y | Y | Y | Y
Demand Controlled Ventilation | Existing | Assembly | 9357.07 | 4678.535 | 4678.535 | 50% | 9357.0704 | 4678.5352 | 4678.5352 | 50% | Y | Y | Y | Y
Demand Controlled Ventilation | Existing | College and University | 55886.09 | 27943.04 | 27943.04 | 50% | 55886.0882 | 27943.0441 | 27943.0441 | 50% | Y | Y | Y | N
Demand Controlled Ventilation | Existing | Grocery | 22528.05 | 20402.78 | 2125.27 | 9.434% | 22528.0535 | 20402.7838 | 2125.2697 | 9.434% | Y | Y | Y | Y
Demand Controlled Ventilation | Existing | Healthcare | 39322.82 | 30247.09 | 9075.723 | 23.08% | 39322.8159 | 30247.0931 | 9075.7228 | 23.08% | Y | Y | Y | Y
Demand Controlled Ventilation | Existing | Hospitals | 409737.6 | 315170 | 94567.6 | 23.08% | 409737.5542 | 315169.9506 | 94567.6036 | 23.08% | N | N | Y | Y
Demand Controlled Ventilation | Existing | Institutional | 45457.59 | 36152.05 | 9305.548 | 20.47% | 45457.5939 | 36152.0454 | 9305.5485 | 20.47% | Y | Y | Y | Y
Demand Controlled Ventilation | Existing | Lodging/Hospitality | 37289.95 | 22041.63 | 15248.32 | 40.89% | 37289.9516 | 22041.6325 | 15248.3191 | 40.89% | Y | Y | Y | Y
Demand Controlled Ventilation | Existing | Miscellaneous | 433378.3 | 419545.7 | 13832.67 | 3.192% | 433378.3365 | 419545.6656 | 13832.6709 | 3.192% | Y | N | Y | Y
Demand Controlled Ventilation | Existing | Offices | 32395.2 | 25148.86 | 7246.334 | 22.37% | 32395.1974 | 25148.8635 | 7246.3338 | 22.37% | N | Y | Y | Y
Demand Controlled Ventilation | Existing | Restaurants | 23474.37 | 21183.07 | 2291.302 | 9.761% | 23474.3693 | 21183.0669 | 2291.3025 | 9.761% | Y | Y | Y | Y
Demand Controlled Ventilation | Existing | Retail | 10253.03 | 5126.516 | 5126.516 | 50% | 10253.0329 | 5126.5164 | 5126.5164 | 50% | Y | Y | Y | Y
Demand Controlled Ventilation | Existing | Schools K-12 | 38316.54 | 19158.27 | 19158.27 | 50% | 38316.5419 | 19158.2709 | 19158.2709 | 50% | Y | Y | Y | Y
Demand Controlled Ventilation | Existing | Warehouse | 3806.38 | 1903.19 | 1903.19 | 50% | 3806.38 | 1903.19 | 1903.19 | 50% | Y | Y | Y | Y
Demand Controlled Ventilation | New | Assembly | 9357.07 | 4678.535 | 4678.535 | 50% | 9357.0704 | 4678.5352 | 4678.5352 | 50% | Y | Y | Y | Y
Demand Controlled Ventilation | New | College and University | 55886.09 | 27943.04 | 27943.04 | 50% | 55886.0882 | 27943.0441 | 27943.0441 | 50% | Y | Y | Y | N
Demand Controlled Ventilation | New | Grocery | 22528.05 | 20402.78 | 2125.27 | 9.434% | 22528.0535 | 20402.7838 | 2125.2697 | 9.434% | Y | Y | Y | Y
Demand Controlled Ventilation | New | Healthcare | 39322.82 | 30247.09 | 9075.723 | 23.08% | 39322.8159 | 30247.0931 | 9075.7228 | 23.08% | Y | Y | Y | Y
Demand Controlled Ventilation | New | Hospitals | 409737.6 | 315170 | 94567.6 | 23.08% | 409737.5542 | 315169.9506 | 94567.6036 | 23.08% | N | N | Y | Y
Demand Controlled Ventilation | New | Institutional | 45457.59 | 36152.05 | 9305.548 | 20.47% | 45457.5939 | 36152.0454 | 9305.5485 | 20.47% | Y | Y | Y | Y
Demand Controlled Ventilation | New | Lodging/Hospitality | 37289.95 | 22041.63 | 15248.32 | 40.89% | 37289.9516 | 22041.6325 | 15248.3191 | 40.89% | Y | Y | Y | Y
Demand Controlled Ventilation | New | Miscellaneous | 433378.3 | 419545.7 | 13832.67 | 3.192% | 433378.3365 | 419545.6656 | 13832.6709 | 3.192% | Y | N | Y | Y
Demand Controlled Ventilation | New | Offices | 32395.2 | 25148.86 | 7246.334 | 22.37% | 32395.1974 | 25148.8635 | 7246.3338 | 22.37% | N | Y | Y | Y
Demand Controlled Ventilation | New | Restaurants | 23474.37 | 21183.07 | 2291.302 | 9.761% | 23474.3693 | 21183.0669 | 2291.3025 | 9.761% | Y | Y | Y | Y
Demand Controlled Ventilation | New | Retail | 10253.03 | 5126.516 | 5126.516 | 50% | 10253.0329 | 5126.5164 | 5126.5164 | 50% | Y | Y | Y | Y
Demand Controlled Ventilation | New | Schools K-12 | 38316.54 | 19158.27 | 19158.27 | 50% | 38316.5419 | 19158.2709 | 19158.2709 | 50% | Y | Y | Y | Y
Demand Controlled Ventilation | New | Warehouse | 3806.38 | 1903.19 | 1903.19 | 50% | 3806.38 | 1903.19 | 1903.19 | 50% | Y | Y | Y | Y
VAV System | Existing | Assembly | 232491.5 | 162744.1 | 69747.46 | 30% | 232491.5231 | 162744.0662 | 69747.4569 | 30% | Y | N | Y | Y
VAV System | Existing | College and University | 916260.7 | 641382.5 | 274878.2 | 30% | 916260.7327 | 641382.5129 | 274878.2198 | 30% | Y | Y | Y | N
VAV System | Existing | Grocery | 56854.47 | 39798.13 | 17056.34 | 30% | 56854.4746 | 39798.1322 | 17056.3424 | 30% | Y | Y | Y | N
VAV System | Existing | Healthcare | 242790.6 | 169953.4 | 72837.17 | 30% | 242790.5708 | 169953.3995 | 72837.1712 | 30% | N | N | Y | N
VAV System | Existing | Hospitals | 2529840 | 1770888 | 758951.9 | 30% | 2529839.5464 | 1770887.6825 | 758951.8639 | 30% | N | N | N | N
VAV System | Existing | Institutional | 248938.8 | 174257.2 | 74681.64 | 30% | 248938.7869 | 174257.1508 | 74681.6361 | 30% | N | N | Y | Y
VAV System | Existing | Lodging/Hospitality | 407917.7 | 285542.4 | 122375.3 | 30% | 407917.7131 | 285542.3992 | 122375.3139 | 30% | Y | N | Y | N
VAV System | Existing | Miscellaneous | 370046.8 | 259032.8 | 111014 | 30% | 370046.7872 | 259032.751 | 111014.0362 | 30% | N | N | Y | N
VAV System | Existing | Offices | 193851.4 | 135696 | 58155.42 | 30% | 193851.3953 | 135695.9767 | 58155.4186 | 30% | N | N | Y | Y
VAV System | Existing | Restaurants | 61296.12 | 42907.29 | 18388.84 | 30% | 61296.1247 | 42907.2873 | 18388.8374 | 30% | Y | Y | Y | Y
VAV System | Existing | Retail | 138089.1 | 96662.35 | 41426.72 | 30% | 138089.0745 | 96662.3522 | 41426.7224 | 30% | N | Y | Y | N
VAV System | Existing | Schools K-12 | 628205.4 | 439743.8 | 188461.6 | 30% | 628205.4064 | 439743.7845 | 188461.6219 | 30% | Y | N | Y | N
VAV System | Existing | Warehouse | 193838.8 | 135687.2 | 58151.65 | 30% | 193838.8423 | 135687.1896 | 58151.6527 | 30% | Y | N | Y | Y
VAV System | New | Assembly | 232491.5 | 162744.1 | 69747.46 | 30% | 232491.5231 | 162744.0662 | 69747.4569 | 30% | Y | N | Y | Y
VAV System | New | College and University | 916260.7 | 641382.5 | 274878.2 | 30% | 916260.7327 | 641382.5129 | 274878.2198 | 30% | Y | Y | Y | N
VAV System | New | Grocery | 56854.47 | 39798.13 | 17056.34 | 30% | 56854.4746 | 39798.1322 | 17056.3424 | 30% | Y | Y | Y | N
VAV System | New | Healthcare | 242790.6 | 169953.4 | 72837.17 | 30% | 242790.5708 | 169953.3995 | 72837.1712 | 30% | N | N | Y | N
VAV System | New | Hospitals | 2529840 | 1770888 | 758951.9 | 30% | 2529839.5464 | 1770887.6825 | 758951.8639 | 30% | N | N | N | N
VAV System | New | Institutional | 248938.8 | 174257.2 | 74681.64 | 30% | 248938.7869 | 174257.1508 | 74681.6361 | 30% | N | N | Y | Y
VAV System | New | Lodging/Hospitality | 407917.7 | 285542.4 | 122375.3 | 30% | 407917.7131 | 285542.3992 | 122375.3139 | 30% | Y | N | Y | N
VAV System | New | Miscellaneous | 370046.8 | 259032.8 | 111014 | 30% | 370046.7872 | 259032.751 | 111014.0362 | 30% | N | N | Y | N
VAV System | New | Offices | 193851.4 | 135696 | 58155.42 | 30% | 193851.3953 | 135695.9767 | 58155.4186 | 30% | N | N | Y | Y
VAV System | New | Restaurants | 61296.12 | 42907.29 | 18388.84 | 30% | 61296.1247 | 42907.2873 | 18388.8374 | 30% | Y | Y | Y | Y
VAV System | New | Retail | 138089.1 | 96662.35 | 41426.72 | 30% | 138089.0745 | 96662.3522 | 41426.7224 | 30% | N | Y | Y | N
VAV System | New | Schools K-12 | 628205.4 | 439743.8 | 188461.6 | 30% | 628205.4064 | 439743.7845 | 188461.6219 | 30% | Y | N | Y | N
VAV System | New | Warehouse | 193838.8 | 135687.2 | 58151.65 | 30% | 193838.8423 | 135687.1896 | 58151.6527 | 30% | Y | N | Y | Y
Retro-Commissioning | Existing | Assembly | 121290.3 | 101883.8 | 19406.44 | 16% | 121290.2825 | 101883.8373 | 19406.4452 | 16% | N | Y | Y | Y
Retro-Commissioning | Existing | College and University | 724419 | 608512 | 115907 | 16% | 724419.0246 | 608511.9806 | 115907.0439 | 16% | Y | N | Y | Y
Retro-Commissioning | Existing | Grocery | 292018.1 | 245295.2 | 46722.91 | 16% | 292018.1244 | 245295.2245 | 46722.8999 | 16% | Y | Y | N | Y
Retro-Commissioning | Existing | Healthcare | 509718.9 | 428163.9 | 81555.02 | 16% | 509718.9073 | 428163.8821 | 81555.0252 | 16% | Y | N | Y | Y
Retro-Commissioning | Existing | Hospitals | 5311191 | 4461400 | 849790.5 | 16% | 5311190.8137 | 4461400.2835 | 849790.5302 | 16% | N | N | Y | Y
Retro-Commissioning | Existing | Institutional | 589240.5 | 494962 | 94278.48 | 16% | 589240.4918 | 494962.0131 | 94278.4787 | 16% | N | Y | Y | Y
Retro-Commissioning | Existing | Lodging/Hospitality | 483368.1 | 406029.2 | 77338.89 | 16% | 483368.0736 | 406029.1818 | 77338.8918 | 16% | N | N | Y | Y
Retro-Commissioning | Existing | Miscellaneous | 5617633 | 4718811 | 898821.2 | 16% | 5617632.691 | 4718811.4604 | 898821.2306 | 16% | N | N | Y | Y
Retro-Commissioning | Existing | Offices | 419920.2 | 352733 | 67187.23 | 16% | 419920.2083 | 352732.9749 | 67187.2333 | 16% | Y | N | Y | Y
Retro-Commissioning | Existing | Restaurants | 304284.7 | 255599.1 | 48685.54 | 16% | 304284.6695 | 255599.1224 | 48685.5471 | 16% | N | Y | Y | Y
Retro-Commissioning | Existing | Retail | 132904.1 | 111639.5 | 21264.66 | 16% | 132904.1338 | 111639.4724 | 21264.6614 | 16% | Y | N | Y | Y
Retro-Commissioning | Existing | Schools K-12 | 496675.2 | 417207.2 | 79468.03 | 16% | 496675.1619 | 417207.136 | 79468.0259 | 16% | N | N | Y | Y
Retro-Commissioning | Existing | Warehouse | 49339.91 | 41445.53 | 7894.4 | 16% | 49339.9095 | 41445.524 | 7894.3855 | 16% | Y | Y | N | Y
Retro-Commissioning | New | Assembly | 121290.3 | 101883.8 | 19406.44 | 16% | 121290.2825 | 101883.8373 | 19406.4452 | 16% | N | Y | Y | Y
Retro-Commissioning | New | College and University | 724419 | 608512 | 115907 | 16% | 724419.0246 | 608511.9806 | 115907.0439 | 16% | Y | N | Y | Y
Retro-Commissioning | New | Grocery | 292018.1 | 245295.2 | 46722.91 | 16% | 292018.1244 | 245295.2245 | 46722.8999 | 16% | Y | Y | N | Y
Retro-Commissioning | New | Healthcare | 509718.9 | 428163.9 | 81555.02 | 16% | 509718.9073 | 428163.8821 | 81555.0252 | 16% | Y | N | Y | Y
Retro-Commissioning | New | Hospitals | 5311191 | 4461400 | 849790.5 | 16% | 5311190.8137 | 4461400.2835 | 849790.5302 | 16% | N | N | Y | Y
Retro-Commissioning | New | Institutional | 589240.5 | 494962 | 94278.48 | 16% | 589240.4918 | 494962.0131 | 94278.4787 | 16% | N | Y | Y | Y
Retro-Commissioning | New | Lodging/Hospitality | 483368.1 | 406029.2 | 77338.89 | 16% | 483368.0736 | 406029.1818 | 77338.8918 | 16% | N | N | Y | Y
Retro-Commissioning | New | Miscellaneous | 5617633 | 4718811 | 898821.2 | 16% | 5617632.691 | 4718811.4604 | 898821.2306 | 16% | N | N | Y | Y
Retro-Commissioning | New | Offices | 419920.2 | 352733 | 67187.23 | 16% | 419920.2083 | 352732.9749 | 67187.2333 | 16% | Y | N | Y | Y
Retro-Commissioning | New | Restaurants | 304284.7 | 255599.1 | 48685.54 | 16% | 304284.6695 | 255599.1224 | 48685.5471 | 16% | N | Y | Y | Y
Retro-Commissioning | New | Retail | 132904.1 | 111639.5 | 21264.66 | 16% | 132904.1338 | 111639.4724 | 21264.6614 | 16% | Y | N | Y | Y
Retro-Commissioning | New | Schools K-12 | 496675.2 | 417207.2 | 79468.03 | 16% | 496675.1619 | 417207.136 | 79468.0259 | 16% | N | N | Y | Y
Retro-Commissioning | New | Warehouse | 49339.91 | 41445.53 | 7894.4 | 16% | 49339.9095 | 41445.524 | 7894.3855 | 16% | Y | Y | N | Y