## MeasureStack
String | Measure Code | Number | Include this Measure | Measure Type | Name | Description | Baseline Description | Sector | Vintage | Segment | Zone | End Use | Equip Type/Competition Group | Program Category | Parent Category/Competition Group | Unit | Utility Rate Class | Load Profile | Adoption Curve Tech | Adoption Curve AchBase | Adoption Curve AchMod | Adoption Curve AchHigh | Applicability | Baseline EUI (kWh) | Measure EUI (kWh) | Savings EUI (kWh) | Energy Savings % | Demand Reduction % | Full Measure Life (yrs) | Lifetime of First Year Savings (yrs) | Adjusted Baseline Energy Savings (% of 1st Year Savings post-adjustment) (electricity) | Adjusted Baseline Demand Savings (% of 1st Year Savings post-adjustment) (electricity) | Annual Gross Energy Savings at Meter (kWh) | Secondary Fuel Annual Gross Energy Savings at Meter (Not Selected) | Net-to-Gross Ratio, Energy | Demand-to-Energy Ratio | Net-to-Gross Ratio, Demand | Freeridership Rate, Energy | Freeridership Rate, Demand | Spillover Rate, Energy | Spillover Rate, Demand | Baseline Material Cost ($) | Efficient Case Material Cost ($) | Base Labor Cost ($) | Efficient Labor Cost ($) | Full Cost (base) ($) | Full Cost (efficient) ($) | Incremental Cost per Measure ($) | Incremental O&M Cost per Measure ($) | Gross Tax Benefits per Measure ($) | Water Savings (gal) | NEB 2 | Notes | Annual Gross Demand Savings at Meter | Secondary Fuel Annual Gross Demand Savings at Meter
FL Zone 2Single FamilyTurnover |  | XXXXXXXX | Yes | Equipment | 14 SEER ASHP from base electric resistance heating | 14 SEER Air Source Heat Pump | Base AC, 14 SEER, Electric resistance heating, 3.41 HSPF | Residential | Turnover | Single Family | FL Zone 2 | Space Cooling | Heat pump-cooling |  | 0 | Per System | [7 empty] | 3838.5257 | 3838.5257 | 0 | 0 |  | 15 |  |  |  | 0 | [8 empty] | 0 | 0 | 0 | 0 | 0 | 0 | 0 | [5 empty] | 0
FL Zone 2Multi-FamilyTurnover |  | XXXXXXXX | Yes | Equipment | 14 SEER ASHP from base electric resistance heating | 14 SEER Air Source Heat Pump | Base AC, 14 SEER, Electric resistance heating, 3.41 HSPF | Residential | Turnover | Multi-Family | FL Zone 2 | Space Cooling | Heat pump-cooling |  | 0 | Per System | [7 empty] | 2559.0171 | 2559.0171 | 0 | 0 |  | 15 |  |  |  | 0 | [8 empty] | 0 | 0 | 0 | 0 | 0 | 0 | 0 | [5 empty] | 0
FL Zone 2Manufactured HomeTurnover |  | XXXXXXXX | Yes | Equipment | 14 SEER ASHP from base electric resistance heating | 14 SEER Air Source Heat Pump | Base AC, 14 SEER, Electric resistance heating, 3.41 HSPF | Residential | Turnover | Manufactured Home | FL Zone 2 | Space Cooling | Heat pump-cooling |  | 0 | Per System | [7 empty] | 3838.5257 | 3838.5257 | 0 | 0 |  | 15 |  |  |  | 0 | [8 empty] | 0 | 0 | 0 | 0 | 0 | 0 | 0 | [5 empty] | 0
FL Zone 2Single FamilyNew |  | XXXXXXXX | Yes | Equipment | 14 SEER ASHP from base electric resistance heating | 14 SEER Air Source Heat Pump | Base AC, 14 SEER, Electric resistance heating, 3.41 HSPF | Residential | New | Single Family | FL Zone 2 | Space Cooling | Heat pump-cooling |  | 0 | Per System | [7 empty] | 3838.5257 | 3838.5257 | 0 | 0 |  | 15 |  |  |  | 0 | [8 empty] | 0 | 0 | 0 | 0 | 0 | 0 | 0 | [5 empty] | 0
FL Zone 2Multi-FamilyNew |  | XXXXXXXX | Yes | Equipment | 14 SEER ASHP from base electric resistance heating | 14 SEER Air Source Heat Pump | Base AC, 14 SEER, Electric resistance heating, 3.41 HSPF | Residential | New | Multi-Family | FL Zone 2 | Space Cooling | Heat pump-cooling |  | 0 | Per System | [7 empty] | 2559.0171 | 2559.0171 | 0 | 0 |  | 15 |  |  |  | 0 | [8 empty] | 0 | 0 | 0 | 0 | 0 | 0 | 0 | [5 empty] | 0
FL Zone 2Manufactured HomeNew |  | XXXXXXXX | Yes | Equipment | 14 SEER ASHP from base electric resistance heating | 14 SEER Air Source Heat Pump | Base AC, 14 SEER, Electric resistance heating, 3.41 HSPF | Residential | New | Manufactured Home | FL Zone 2 | Space Cooling | Heat pump-cooling |  | 0 | Per System | [7 empty] | 3838.5257 | 3838.5257 | 0 | 0 |  | 15 |  |  |  | 0 | [8 empty] | 0 | 0 | 0 | 0 | 0 | 0 | 0 | [5 empty] | 0
FL Zone 2Single FamilyTurnover |  | XXXXXXXX | Yes | Equipment | 14 SEER ASHP from base electric resistance heating | 14 SEER Air Source Heat Pump | Base AC, 14 SEER, Electric resistance heating, 3.41 HSPF | Residential | Turnover | Single Family | FL Zone 2 | Space Heating | Heat pump-heating |  | 0 | Per System | [7 empty] | 9385.3372 | 3902.9268 | 5482.4104 | 0.58415 |  | 15 |  |  |  | 5482.4104 | [8 empty] | 0 | 0 | 0 | 0 | 0 | 0 | 0 | [5 empty] | 0
FL Zone 2Multi-FamilyTurnover |  | XXXXXXXX | Yes | Equipment | 14 SEER ASHP from base electric resistance heating | 14 SEER Air Source Heat Pump | Base AC, 14 SEER, Electric resistance heating, 3.41 HSPF | Residential | Turnover | Multi-Family | FL Zone 2 | Space Heating | Heat pump-heating |  | 0 | Per System | [7 empty] | 6256.8915 | 2601.9512 | 3654.9403 | 0.58415 |  | 15 |  |  |  | 3654.9403 | [8 empty] | 0 | 0 | 0 | 0 | 0 | 0 | 0 | [5 empty] | 0
FL Zone 2Manufactured HomeTurnover |  | XXXXXXXX | Yes | Equipment | 14 SEER ASHP from base electric resistance heating | 14 SEER Air Source Heat Pump | Base AC, 14 SEER, Electric resistance heating, 3.41 HSPF | Residential | Turnover | Manufactured Home | FL Zone 2 | Space Heating | Heat pump-heating |  | 0 | Per System | [7 empty] | 9385.3372 | 3902.9268 | 5482.4104 | 0.58415 |  | 15 |  |  |  | 5482.4104 | [8 empty] | 0 | 0 | 0 | 0 | 0 | 0 | 0 | [5 empty] | 0
FL Zone 2Single FamilyNew |  | XXXXXXXX | Yes | Equipment | 14 SEER ASHP from base electric resistance heating | 14 SEER Air Source Heat Pump | Base AC, 14 SEER, Electric resistance heating, 3.41 HSPF | Residential | New | Single Family | FL Zone 2 | Space Heating | Heat pump-heating |  | 0 | Per System | [7 empty] | 9385.3372 | 3902.9268 | 5482.4104 | 0.58415 |  | 15 |  |  |  | 5482.4104 | [8 empty] | 0 | 0 | 0 | 0 | 0 | 0 | 0 | [5 empty] | 0
FL Zone 2Multi-FamilyNew |  | XXXXXXXX | Yes | Equipment | 14 SEER ASHP from base electric resistance heating | 14 SEER Air Source Heat Pump | Base AC, 14 SEER, Electric resistance heating, 3.41 HSPF | Residential | New | Multi-Family | FL Zone 2 | Space Heating | Heat pump-heating |  | 0 | Per System | [7 empty] | 6256.8915 | 2601.9512 | 3654.9403 | 0.58415 |  | 15 |  |  |  | 3654.9403 | [8 empty] | 0 | 0 | 0 | 0 | 0 | 0 | 0 | [5 empty] | 0
FL Zone 2Manufactured HomeNew |  | XXXXXXXX | Yes | Equipment | 14 SEER ASHP from base electric resistance heating | 14 SEER Air Source Heat Pump | Base AC, 14 SEER, Electric resistance heating, 3.41 HSPF | Residential | New | Manufactured Home | FL Zone 2 | Space Heating | Heat pump-heating |  | 0 | Per System | [7 empty] | 9385.3372 | 3902.9268 | 5482.4104 | 0.58415 |  | 15 |  |  |  | 5482.4104 | [8 empty] | 0 | 0 | 0 | 0 | 0 | 0 | 0 | [5 empty] | 0
FL Zone 2Single FamilyTurnover |  | XXXXXXXX | Yes | Equipment | 15 SEER Air Source Heat Pump | 15 SEER Air Source Heat Pump | Code-Compliant ASHP, 14 SEER, 8.2 HSPF | Residential | Turnover | Single Family | FL Zone 2 | Space Cooling | Heat pump-cooling |  | 0 | Per System | [7 empty] | 3838.5257 | 3582.624 | 255.9017 | 0.066667 |  | 15 |  |  |  | 255.9017 | [8 empty] | 0 | 0 | 0 | 0 | 0 | 0 | 0 | [5 empty] | 0
FL Zone 2Multi-FamilyTurnover |  | XXXXXXXX | Yes | Equipment | 15 SEER Air Source Heat Pump | 15 SEER Air Source Heat Pump | Code-Compliant ASHP, 14 SEER, 8.2 HSPF | Residential | Turnover | Multi-Family | FL Zone 2 | Space Cooling | Heat pump-cooling |  | 0 | Per System | [7 empty] | 2559.0171 | 2388.416 | 170.6011 | 0.066667 |  | 15 |  |  |  | 170.6011 | [8 empty] | 0 | 0 | 0 | 0 | 0 | 0 | 0 | [5 empty] | 0
FL Zone 2Manufactured HomeTurnover |  | XXXXXXXX | Yes | Equipment | 15 SEER Air Source Heat Pump | 15 SEER Air Source Heat Pump | Code-Compliant ASHP, 14 SEER, 8.2 HSPF | Residential | Turnover | Manufactured Home | FL Zone 2 | Space Cooling | Heat pump-cooling |  | 0 | Per System | [7 empty] | 3838.5257 | 3582.624 | 255.9017 | 0.066667 |  | 15 |  |  |  | 255.9017 | [8 empty] | 0 | 0 | 0 | 0 | 0 | 0 | 0 | [5 empty] | 0
FL Zone 2Single FamilyNew |  | XXXXXXXX | Yes | Equipment | 15 SEER Air Source Heat Pump | 15 SEER Air Source Heat Pump | Code-Compliant ASHP, 14 SEER, 8.2 HSPF | Residential | New | Single Family | FL Zone 2 | Space Cooling | Heat pump-cooling |  | 0 | Per System | [7 empty] | 3838.5257 | 3582.624 | 255.9017 | 0.066667 |  | 15 |  |  |  | 255.9017 | [8 empty] | 0 | 0 | 0 | 0 | 0 | 0 | 0 | [5 empty] | 0
FL Zone 2Multi-FamilyNew |  | XXXXXXXX | Yes | Equipment | 15 SEER Air Source Heat Pump | 15 SEER Air Source Heat Pump | Code-Compliant ASHP, 14 SEER, 8.2 HSPF | Residential | New | Multi-Family | FL Zone 2 | Space Cooling | Heat pump-cooling |  | 0 | Per System | [7 empty] | 2559.0171 | 2388.416 | 170.6011 | 0.066667 |  | 15 |  |  |  | 170.6011 | [8 empty] | 0 | 0 | 0 | 0 | 0 | 0 | 0 | [5 empty] | 0
FL Zone 2Manufactured HomeNew |  | XXXXXXXX | Yes | Equipment | 15 SEER Air Source Heat Pump | 15 SEER Air Source Heat Pump | Code-Compliant ASHP, 14 SEER, 8.2 HSPF | Residential | New | Manufactured Home | FL Zone 2 | Space Cooling | Heat pump-cooling |  | 0 | Per System | [7 empty] | 3838.5257 | 3582.624 | 255.9017 | 0.066667 |  | 15 |  |  |  | 255.9017 | [8 empty] | 0 | 0 | 0 | 0 | 0 | 0 | 0 | [5 empty] | 0
FL Zone 2Single FamilyTurnover |  | XXXXXXXX | Yes | Equipment | 15 SEER Air Source Heat Pump | 15 SEER Air Source Heat Pump | Code-Compliant ASHP, 14 SEER, 8.2 HSPF | Residential | Turnover | Single Family | FL Zone 2 | Space Heating | Heat pump-heating |  | 0 | Per System | [7 empty] | 3902.9268 | 3765.1765 | 137.7504 | 0.035294 |  | 15 |  |  |  | 137.7504 | [8 empty] | 0 | 0 | 0 | 0 | 0 | 0 | 0 | [5 empty] | 0
FL Zone 2Multi-FamilyTurnover |  | XXXXXXXX | Yes | Equipment | 15 SEER Air Source Heat Pump | 15 SEER Air Source Heat Pump | Code-Compliant ASHP, 14 SEER, 8.2 HSPF | Residential | Turnover | Multi-Family | FL Zone 2 | Space Heating | Heat pump-heating |  | 0 | Per System | [7 empty] | 2601.9512 | 2510.1176 | 91.8336 | 0.035294 |  | 15 |  |  |  | 91.8336 | [8 empty] | 0 | 0 | 0 | 0 | 0 | 0 | 0 | [5 empty] | 0
FL Zone 2Manufactured HomeTurnover |  | XXXXXXXX | Yes | Equipment | 15 SEER Air Source Heat Pump | 15 SEER Air Source Heat Pump | Code-Compliant ASHP, 14 SEER, 8.2 HSPF | Residential | Turnover | Manufactured Home | FL Zone 2 | Space Heating | Heat pump-heating |  | 0 | Per System | [7 empty] | 3902.9268 | 3765.1765 | 137.7504 | 0.035294 |  | 15 |  |  |  | 137.7504 | [8 empty] | 0 | 0 | 0 | 0 | 0 | 0 | 0 | [5 empty] | 0
FL Zone 2Single FamilyNew |  | XXXXXXXX | Yes | Equipment | 15 SEER Air Source Heat Pump | 15 SEER Air Source Heat Pump | Code-Compliant ASHP, 14 SEER, 8.2 HSPF | Residential | New | Single Family | FL Zone 2 | Space Heating | Heat pump-heating |  | 0 | Per System | [7 empty] | 3902.9268 | 3765.1765 | 137.7504 | 0.035294 |  | 15 |  |  |  | 137.7504 | [8 empty] | 0 | 0 | 0 | 0 | 0 | 0 | 0 | [5 empty] | 0
FL Zone 2Multi-FamilyNew |  | XXXXXXXX | Yes | Equipment | 15 SEER Air Source Heat Pump | 15 SEER Air Source Heat Pump | Code-Compliant ASHP, 14 SEER, 8.2 HSPF | Residential | New | Multi-Family | FL Zone 2 | Space Heating | Heat pump-heating |  | 0 | Per System | [7 empty] | 2601.9512 | 2510.1176 | 91.8336 | 0.035294 |  | 15 |  |  |  | 91.8336 | [8 empty] | 0 | 0 | 0 | 0 | 0 | 0 | 0 | [5 empty] | 0
FL Zone 2Manufactured HomeNew |  | XXXXXXXX | Yes | Equipment | 15 SEER Air Source Heat Pump | 15 SEER Air Source Heat Pump | Code-Compliant ASHP, 14 SEER, 8.2 HSPF | Residential | New | Manufactured Home | FL Zone 2 | Space Heating | Heat pump-heating |  | 0 | Per System | [7 empty] | 3902.9268 | 3765.1765 | 137.7504 | 0.035294 |  | 15 |  |  |  | 137.7504 | [8 empty] | 0 | 0 | 0 | 0 | 0 | 0 | 0 | [5 empty] | 0
FL Zone 2Single FamilyTurnover |  | XXXXXXXX | Yes | Equipment | 15 SEER Central AC | 15 SEER Central AC | Code-Compliant Central AC, 14 SEER | Residential | Turnover | Single Family | FL Zone 2 | Space Cooling | CAC |  | 0 | Per System | [7 empty] | 3838.5257 | 3582.624 | 255.9017 | 0.066667 |  | 15 |  |  |  | 255.9017 | [8 empty] | 0 | 0 | 0 | 0 | 0 | 0 | 0 | [5 empty] | 0
FL Zone 2Multi-FamilyTurnover |  | XXXXXXXX | Yes | Equipment | 15 SEER Central AC | 15 SEER Central AC | Code-Compliant Central AC, 14 SEER | Residential | Turnover | Multi-Family | FL Zone 2 | Space Cooling | CAC |  | 0 | Per System | [7 empty] | 2559.0171 | 2388.416 | 170.6011 | 0.066667 |  | 15 |  |  |  | 170.6011 | [8 empty] | 0 | 0 | 0 | 0 | 0 | 0 | 0 | [5 empty] | 0
FL Zone 2Manufactured HomeTurnover |  | XXXXXXXX | Yes | Equipment | 15 SEER Central AC | 15 SEER Central AC | Code-Compliant Central AC, 14 SEER | Residential | Turnover | Manufactured Home | FL Zone 2 | Space Cooling | CAC |  | 0 | Per System | [7 empty] | 3838.5257 | 3582.624 | 255.9017 | 0.066667 |  | 15 |  |  |  | 255.9017 | [8 empty] | 0 | 0 | 0 | 0 | 0 | 0 | 0 | [5 empty] | 0
FL Zone 2Single FamilyNew |  | XXXXXXXX | Yes | Equipment | 15 SEER Central AC | 15 SEER Central AC | Code-Compliant Central AC, 14 SEER | Residential | New | Single Family | FL Zone 2 | Space Cooling | CAC |  | 0 | Per System | [7 empty] | 3838.5257 | 3582.624 | 255.9017 | 0.066667 |  | 15 |  |  |  | 255.9017 | [8 empty] | 0 | 0 | 0 | 0 | 0 | 0 | 0 | [5 empty] | 0
FL Zone 2Multi-FamilyNew |  | XXXXXXXX | Yes | Equipment | 15 SEER Central AC | 15 SEER Central AC | Code-Compliant Central AC, 14 SEER | Residential | New | Multi-Family | FL Zone 2 | Space Cooling | CAC |  | 0 | Per System | [7 empty] | 2559.0171 | 2388.416 | 170.6011 | 0.066667 |  | 15 |  |  |  | 170.6011 | [8 empty] | 0 | 0 | 0 | 0 | 0 | 0 | 0 | [5 empty] | 0
FL Zone 2Manufactured HomeNew |  | XXXXXXXX | Yes | Equipment | 15 SEER Central AC | 15 SEER Central AC | Code-Compliant Central AC, 14 SEER | Residential | New | Manufactured Home | FL Zone 2 | Space Cooling | CAC |  | 0 | Per System | [7 empty] | 3838.5257 | 3582.624 | 255.9017 | 0.066667 |  | 15 |  |  |  | 255.9017 | [8 empty] | 0 | 0 | 0 | 0 | 0 | 0 | 0 | [5 empty] | 0
FL Zone 2Single FamilyTurnover |  | XXXXXXXX | Yes | Equipment | 16 SEER Air Source Heat Pump | 16 SEER Air Source Heat Pump | Code-Compliant ASHP, 14 SEER, 8.2 HSPF | Residential | Turnover | Single Family | FL Zone 2 | Space Cooling | Heat pump-cooling |  | 0 | Per System | [7 empty] | 3838.5257 | 3358.71 | 479.8157 | 0.125 |  | 15 |  |  |  | 479.8157 | [8 empty] | 0 | 0 | 0 | 0 | 0 | 0 | 0 | [5 empty] | 0
FL Zone 2Multi-FamilyTurnover |  | XXXXXXXX | Yes | Equipment | 16 SEER Air Source Heat Pump | 16 SEER Air Source Heat Pump | Code-Compliant ASHP, 14 SEER, 8.2 HSPF | Residential | Turnover | Multi-Family | FL Zone 2 | Space Cooling | Heat pump-cooling |  | 0 | Per System | [7 empty] | 2559.0171 | 2239.14 | 319.8771 | 0.125 |  | 15 |  |  |  | 319.8771 | [8 empty] | 0 | 0 | 0 | 0 | 0 | 0 | 0 | [5 empty] | 0
FL Zone 2Manufactured HomeTurnover |  | XXXXXXXX | Yes | Equipment | 16 SEER Air Source Heat Pump | 16 SEER Air Source Heat Pump | Code-Compliant ASHP, 14 SEER, 8.2 HSPF | Residential | Turnover | Manufactured Home | FL Zone 2 | Space Cooling | Heat pump-cooling |  | 0 | Per System | [7 empty] | 3838.5257 | 3358.71 | 479.8157 | 0.125 |  | 15 |  |  |  | 479.8157 | [8 empty] | 0 | 0 | 0 | 0 | 0 | 0 | 0 | [5 empty] | 0
FL Zone 2Single FamilyNew |  | XXXXXXXX | Yes | Equipment | 16 SEER Air Source Heat Pump | 16 SEER Air Source Heat Pump | Code-Compliant ASHP, 14 SEER, 8.2 HSPF | Residential | New | Single Family | FL Zone 2 | Space Cooling | Heat pump-cooling |  | 0 | Per System | [7 empty] | 3838.5257 | 3358.71 | 479.8157 | 0.125 |  | 15 |  |  |  | 479.8157 | [8 empty] | 0 | 0 | 0 | 0 | 0 | 0 | 0 | [5 empty] | 0
FL Zone 2Multi-FamilyNew |  | XXXXXXXX | Yes | Equipment | 16 SEER Air Source Heat Pump | 16 SEER Air Source Heat Pump | Code-Compliant ASHP, 14 SEER, 8.2 HSPF | Residential | New | Multi-Family | FL Zone 2 | Space Cooling | Heat pump-cooling |  | 0 | Per System | [7 empty] | 2559.0171 | 2239.14 | 319.8771 | 0.125 |  | 15 |  |  |  | 319.8771 | [8 empty] | 0 | 0 | 0 | 0 | 0 | 0 | 0 | [5 empty] | 0
FL Zone 2Manufactured HomeNew |  | XXXXXXXX | Yes | Equipment | 16 SEER Air Source Heat Pump | 16 SEER Air Source Heat Pump | Code-Compliant ASHP, 14 SEER, 8.2 HSPF | Residential | New | Manufactured Home | FL Zone 2 | Space Cooling | Heat pump-cooling |  | 0 | Per System | [7 empty] | 3838.5257 | 3358.71 | 479.8157 | 0.125 |  | 15 |  |  |  | 479.8157 | [8 empty] | 0 | 0 | 0 | 0 | 0 | 0 | 0 | [5 empty] | 0
FL Zone 2Single FamilyTurnover |  | XXXXXXXX | Yes | Equipment | 16 SEER Air Source Heat Pump | 16 SEER Air Source Heat Pump | Code-Compliant ASHP, 14 SEER, 8.2 HSPF | Residential | Turnover | Single Family | FL Zone 2 | Space Heating | Heat pump-heating |  | 0 | Per System | [7 empty] | 3902.9268 | 3556 | 346.9268 | 0.088889 |  | 15 |  |  |  | 346.9268 | [8 empty] | 0 | 0 | 0 | 0 | 0 | 0 | 0 | [5 empty] | 0
FL Zone 2Multi-FamilyTurnover |  | XXXXXXXX | Yes | Equipment | 16 SEER Air Source Heat Pump | 16 SEER Air Source Heat Pump | Code-Compliant ASHP, 14 SEER, 8.2 HSPF | Residential | Turnover | Multi-Family | FL Zone 2 | Space Heating | Heat pump-heating |  | 0 | Per System | [7 empty] | 2601.9512 | 2370.6667 | 231.2846 | 0.088889 |  | 15 |  |  |  | 231.2846 | [8 empty] | 0 | 0 | 0 | 0 | 0 | 0 | 0 | [5 empty] | 0
FL Zone 2Manufactured HomeTurnover |  | XXXXXXXX | Yes | Equipment | 16 SEER Air Source Heat Pump | 16 SEER Air Source Heat Pump | Code-Compliant ASHP, 14 SEER, 8.2 HSPF | Residential | Turnover | Manufactured Home | FL Zone 2 | Space Heating | Heat pump-heating |  | 0 | Per System | [7 empty] | 3902.9268 | 3556 | 346.9268 | 0.088889 |  | 15 |  |  |  | 346.9268 | [8 empty] | 0 | 0 | 0 | 0 | 0 | 0 | 0 | [5 empty] | 0
FL Zone 2Single FamilyNew |  | XXXXXXXX | Yes | Equipment | 16 SEER Air Source Heat Pump | 16 SEER Air Source Heat Pump | Code-Compliant ASHP, 14 SEER, 8.2 HSPF | Residential | New | Single Family | FL Zone 2 | Space Heating | Heat pump-heating |  | 0 | Per System | [7 empty] | 3902.9268 | 3556 | 346.9268 | 0.088889 |  | 15 |  |  |  | 346.9268 | [8 empty] | 0 | 0 | 0 | 0 | 0 | 0 | 0 | [5 empty] | 0
FL Zone 2Multi-FamilyNew |  | XXXXXXXX | Yes | Equipment | 16 SEER Air Source Heat Pump | 16 SEER Air Source Heat Pump | Code-Compliant ASHP, 14 SEER, 8.2 HSPF | Residential | New | Multi-Family | FL Zone 2 | Space Heating | Heat pump-heating |  | 0 | Per System | [7 empty] | 2601.9512 | 2370.6667 | 231.2846 | 0.088889 |  | 15 |  |  |  | 231.2846 | [8 empty] | 0 | 0 | 0 | 0 | 0 | 0 | 0 | [5 empty] | 0
FL Zone 2Manufactured HomeNew |  | XXXXXXXX | Yes | Equipment | 16 SEER Air Source Heat Pump | 16 SEER Air Source Heat Pump | Code-Compliant ASHP, 14 SEER, 8.2 HSPF | Residential | New | Manufactured Home | FL Zone 2 | Space Heating | Heat pump-heating |  | 0 | Per System | [7 empty] | 3902.9268 | 3556 | 346.9268 | 0.088889 |  | 15 |  |  |  | 346.9268 | [8 empty] | 0 | 0 | 0 | 0 | 0 | 0 | 0 | [5 empty] | 0
FL Zone 2Single FamilyTurnover |  | XXXXXXXX | Yes | Equipment | 16 SEER Central AC | 16 SEER Central AC | Code-Compliant Central AC, 14 SEER | Residential | Turnover | Single Family | FL Zone 2 | Space Cooling | CAC |  | 0 | Per System | [7 empty] | 3838.5257 | 3358.71 | 479.8157 | 0.125 |  | 15 |  |  |  | 479.8157 | [8 empty] | 0 | 0 | 0 | 0 | 0 | 0 | 0 | [5 empty] | 0
FL Zone 2Multi-FamilyTurnover |  | XXXXXXXX | Yes | Equipment | 16 SEER Central AC | 16 SEER Central AC | Code-Compliant Central AC, 14 SEER | Residential | Turnover | Multi-Family | FL Zone 2 | Space Cooling | CAC |  | 0 | Per System | [7 empty] | 2559.0171 | 2239.14 | 319.8771 | 0.125 |  | 15 |  |  |  | 319.8771 | [8 empty] | 0 | 0 | 0 | 0 | 0 | 0 | 0 | [5 empty] | 0
FL Zone 2Manufactured HomeTurnover |  | XXXXXXXX | Yes | Equipment | 16 SEER Central AC | 16 SEER Central AC | Code-Compliant Central AC, 14 SEER | Residential | Turnover | Manufactured Home | FL Zone 2 | Space Cooling | CAC |  | 0 | Per System | [7 empty] | 3838.5257 | 3358.71 | 479.8157 | 0.125 |  | 15 |  |  |  | 479.8157 | [8 empty] | 0 | 0 | 0 | 0 | 0 | 0 | 0 | [5 empty] | 0
FL Zone 2Single FamilyNew |  | XXXXXXXX | Yes | Equipment | 16 SEER Central AC | 16 SEER Central AC | Code-Compliant Central AC, 14 SEER | Residential | New | Single Family | FL Zone 2 | Space Cooling | CAC |  | 0 | Per System | [7 empty] | 3838.5257 | 3358.71 | 479.8157 | 0.125 |  | 15 |  |  |  | 479.8157 | [8 empty] | 0 | 0 | 0 | 0 | 0 | 0 | 0 | [5 empty] | 0
FL Zone 2Multi-FamilyNew |  | XXXXXXXX | Yes | Equipment | 16 SEER Central AC | 16 SEER Central AC | Code-Compliant Central AC, 14 SEER | Residential | New | Multi-Family | FL Zone 2 | Space Cooling | CAC |  | 0 | Per System | [7 empty] | 2559.0171 | 2239.14 | 319.8771 | 0.125 |  | 15 |  |  |  | 319.8771 | [8 empty] | 0 | 0 | 0 | 0 | 0 | 0 | 0 | [5 empty] | 0
FL Zone 2Manufactured HomeNew |  | XXXXXXXX | Yes | Equipment | 16 SEER Central AC | 16 SEER Central AC | Code-Compliant Central AC, 14 SEER | Residential | New | Manufactured Home | FL Zone 2 | Space Cooling | CAC |  | 0 | Per System | [7 empty] | 3838.5257 | 3358.71 | 479.8157 | 0.125 |  | 15 |  |  |  | 479.8157 | [8 empty] | 0 | 0 | 0 | 0 | 0 | 0 | 0 | [5 empty] | 0
FL Zone 2Single FamilyTurnover |  | XXXXXXXX | Yes | Equipment | 17 SEER Air Source Heat Pump | 17 SEER Air Source Heat Pump | Code-Compliant ASHP, 14 SEER, 8.2 HSPF | Residential | Turnover | Single Family | FL Zone 2 | Space Cooling | Heat pump-cooling |  | 0 | Per System | [7 empty] | 3838.5257 | 3161.1388 | 677.3869 | 0.17647 |  | 15 |  |  |  | 677.3869 | [8 empty] | 0 | 0 | 0 | 0 | 0 | 0 | 0 | [5 empty] | 0
FL Zone 2Multi-FamilyTurnover |  | XXXXXXXX | Yes | Equipment | 17 SEER Air Source Heat Pump | 17 SEER Air Source Heat Pump | Code-Compliant ASHP, 14 SEER, 8.2 HSPF | Residential | Turnover | Multi-Family | FL Zone 2 | Space Cooling | Heat pump-cooling |  | 0 | Per System | [7 empty] | 2559.0171 | 2107.4259 | 451.5913 | 0.17647 |  | 15 |  |  |  | 451.5913 | [8 empty] | 0 | 0 | 0 | 0 | 0 | 0 | 0 | [5 empty] | 0
FL Zone 2Manufactured HomeTurnover |  | XXXXXXXX | Yes | Equipment | 17 SEER Air Source Heat Pump | 17 SEER Air Source Heat Pump | Code-Compliant ASHP, 14 SEER, 8.2 HSPF | Residential | Turnover | Manufactured Home | FL Zone 2 | Space Cooling | Heat pump-cooling |  | 0 | Per System | [7 empty] | 3838.5257 | 3161.1388 | 677.3869 | 0.17647 |  | 15 |  |  |  | 677.3869 | [8 empty] | 0 | 0 | 0 | 0 | 0 | 0 | 0 | [5 empty] | 0
FL Zone 2Single FamilyNew |  | XXXXXXXX | Yes | Equipment | 17 SEER Air Source Heat Pump | 17 SEER Air Source Heat Pump | Code-Compliant ASHP, 14 SEER, 8.2 HSPF | Residential | New | Single Family | FL Zone 2 | Space Cooling | Heat pump-cooling |  | 0 | Per System | [7 empty] | 3838.5257 | 3161.1388 | 677.3869 | 0.17647 |  | 15 |  |  |  | 677.3869 | [8 empty] | 0 | 0 | 0 | 0 | 0 | 0 | 0 | [5 empty] | 0
FL Zone 2Multi-FamilyNew |  | XXXXXXXX | Yes | Equipment | 17 SEER Air Source Heat Pump | 17 SEER Air Source Heat Pump | Code-Compliant ASHP, 14 SEER, 8.2 HSPF | Residential | New | Multi-Family | FL Zone 2 | Space Cooling | Heat pump-cooling |  | 0 | Per System | [7 empty] | 2559.0171 | 2107.4259 | 451.5913 | 0.17647 |  | 15 |  |  |  | 451.5913 | [8 empty] | 0 | 0 | 0 | 0 | 0 | 0 | 0 | [5 empty] | 0
FL Zone 2Manufactured HomeNew |  | XXXXXXXX | Yes | Equipment | 17 SEER Air Source Heat Pump | 17 SEER Air Source Heat Pump | Code-Compliant ASHP, 14 SEER, 8.2 HSPF | Residential | New | Manufactured Home | FL Zone 2 | Space Cooling | Heat pump-cooling |  | 0 | Per System | [7 empty] | 3838.5257 | 3161.1388 | 677.3869 | 0.17647 |  | 15 |  |  |  | 677.3869 | [8 empty] | 0 | 0 | 0 | 0 | 0 | 0 | 0 | [5 empty] | 0
FL Zone 2Single FamilyTurnover |  | XXXXXXXX | Yes | Equipment | 17 SEER Air Source Heat Pump | 17 SEER Air Source Heat Pump | Code-Compliant ASHP, 14 SEER, 8.2 HSPF | Residential | Turnover | Single Family | FL Zone 2 | Space Heating | Heat pump-heating |  | 0 | Per System | [7 empty] | 3902.9268 | 3368.8421 | 534.0847 | 0.13684 |  | 15 |  |  |  | 534.0847 | [8 empty] | 0 | 0 | 0 | 0 | 0 | 0 | 0 | [5 empty] | 0
FL Zone 2Multi-FamilyTurnover |  | XXXXXXXX | Yes | Equipment | 17 SEER Air Source Heat Pump | 17 SEER Air Source Heat Pump | Code-Compliant ASHP, 14 SEER, 8.2 HSPF | Residential | Turnover | Multi-Family | FL Zone 2 | Space Heating | Heat pump-heating |  | 0 | Per System | [7 empty] | 2601.9512 | 2245.8947 | 356.0565 | 0.13684 |  | 15 |  |  |  | 356.0565 | [8 empty] | 0 | 0 | 0 | 0 | 0 | 0 | 0 | [5 empty] | 0
FL Zone 2Manufactured HomeTurnover |  | XXXXXXXX | Yes | Equipment | 17 SEER Air Source Heat Pump | 17 SEER Air Source Heat Pump | Code-Compliant ASHP, 14 SEER, 8.2 HSPF | Residential | Turnover | Manufactured Home | FL Zone 2 | Space Heating | Heat pump-heating |  | 0 | Per System | [7 empty] | 3902.9268 | 3368.8421 | 534.0847 | 0.13684 |  | 15 |  |  |  | 534.0847 | [8 empty] | 0 | 0 | 0 | 0 | 0 | 0 | 0 | [5 empty] | 0
FL Zone 2Single FamilyNew |  | XXXXXXXX | Yes | Equipment | 17 SEER Air Source Heat Pump | 17 SEER Air Source Heat Pump | Code-Compliant ASHP, 14 SEER, 8.2 HSPF | Residential | New | Single Family | FL Zone 2 | Space Heating | Heat pump-heating |  | 0 | Per System | [7 empty] | 3902.9268 | 3368.8421 | 534.0847 | 0.13684 |  | 15 |  |  |  | 534.0847 | [8 empty] | 0 | 0 | 0 | 0 | 0 | 0 | 0 | [5 empty] | 0
FL Zone 2Multi-FamilyNew |  | XXXXXXXX | Yes | Equipment | 17 SEER Air Source Heat Pump | 17 SEER Air Source Heat Pump | Code-Compliant ASHP, 14 SEER, 8.2 HSPF | Residential | New | Multi-Family | FL Zone 2 | Space Heating | Heat pump-heating |  | 0 | Per System | [7 empty] | 2601.9512 | 2245.8947 | 356.0565 | 0.13684 |  | 15 |  |  |  | 356.0565 | [8 empty] | 0 | 0 | 0 | 0 | 0 | 0 | 0 | [5 empty] | 0
FL Zone 2Manufactured HomeNew |  | XXXXXXXX | Yes | Equipment | 17 SEER Air Source Heat Pump | 17 SEER Air Source Heat Pump | Code-Compliant ASHP, 14 SEER, 8.2 HSPF | Residential | New | Manufactured Home | FL Zone 2 | Space Heating | Heat pump-heating |  | 0 | Per System | [7 empty] | 3902.9268 | 3368.8421 | 534.0847 | 0.13684 |  | 15 |  |  |  | 534.0847 | [8 empty] | 0 | 0 | 0 | 0 | 0 | 0 | 0 | [5 empty] | 0
FL Zone 2Single FamilyTurnover |  | XXXXXXXX | Yes | Equipment | 17 SEER Central AC | 17 SEER Central AC | Code-Compliant Central AC, 14 SEER | Residential | Turnover | Single Family | FL Zone 2 | Space Cooling | CAC |  | 0 | Per System | [7 empty] | 3838.5257 | 3161.1388 | 677.3869 | 0.17647 |  | 15 |  |  |  | 677.3869 | [8 empty] | 0 | 0 | 0 | 0 | 0 | 0 | 0 | [5 empty] | 0
FL Zone 2Multi-FamilyTurnover |  | XXXXXXXX | Yes | Equipment | 17 SEER Central AC | 17 SEER Central AC | Code-Compliant Central AC, 14 SEER | Residential | Turnover | Multi-Family | FL Zone 2 | Space Cooling | CAC |  | 0 | Per System | [7 empty] | 2559.0171 | 2107.4259 | 451.5913 | 0.17647 |  | 15 |  |  |  | 451.5913 | [8 empty] | 0 | 0 | 0 | 0 | 0 | 0 | 0 | [5 empty] | 0
FL Zone 2Manufactured HomeTurnover |  | XXXXXXXX | Yes | Equipment | 17 SEER Central AC | 17 SEER Central AC | Code-Compliant Central AC, 14 SEER | Residential | Turnover | Manufactured Home | FL Zone 2 | Space Cooling | CAC |  | 0 | Per System | [7 empty] | 3838.5257 | 3161.1388 | 677.3869 | 0.17647 |  | 15 |  |  |  | 677.3869 | [8 empty] | 0 | 0 | 0 | 0 | 0 | 0 | 0 | [5 empty] | 0
FL Zone 2Single FamilyNew |  | XXXXXXXX | Yes | Equipment | 17 SEER Central AC | 17 SEER Central AC | Code-Compliant Central AC, 14 SEER | Residential | New | Single Family | FL Zone 2 | Space Cooling | CAC |  | 0 | Per System | [7 empty] | 3838.5257 | 3161.1388 | 677.3869 | 0.17647 |  | 15 |  |  |  | 677.3869 | [8 empty] | 0 | 0 | 0 | 0 | 0 | 0 | 0 | [5 empty] | 0
FL Zone 2Multi-FamilyNew |  | XXXXXXXX | Yes | Equipment | 17 SEER Central AC | 17 SEER Central AC | Code-Compliant Central AC, 14 SEER | Residential | New | Multi-Family | FL Zone 2 | Space Cooling | CAC |  | 0 | Per System | [7 empty] | 2559.0171 | 2107.4259 | 451.5913 | 0.17647 |  | 15 |  |  |  | 451.5913 | [8 empty] | 0 | 0 | 0 | 0 | 0 | 0 | 0 | [5 empty] | 0
FL Zone 2Manufactured HomeNew |  | XXXXXXXX | Yes | Equipment | 17 SEER Central AC | 17 SEER Central AC | Code-Compliant Central AC, 14 SEER | Residential | New | Manufactured Home | FL Zone 2 | Space Cooling | CAC |  | 0 | Per System | [7 empty] | 3838.5257 | 3161.1388 | 677.3869 | 0.17647 |  | 15 |  |  |  | 677.3869 | [8 empty] | 0 | 0 | 0 | 0 | 0 | 0 | 0 | [5 empty] | 0
FL Zone 2Single FamilyTurnover |  | XXXXXXXX | Yes | Equipment | 18 SEER Air Source Heat Pump | 18 SEER Air Source Heat Pump | Code-Compliant ASHP, 14 SEER, 8.2 HSPF | Residential | Turnover | Single Family | FL Zone 2 | Space Cooling | Heat pump-cooling |  | 0 | Per System | [7 empty] | 3838.5257 | 2985.52 | 853.0057 | 0.22222 |  | 15 |  |  |  | 853.0057 | [8 empty] | 0 | 0 | 0 | 0 | 0 | 0 | 0 | [5 empty] | 0
FL Zone 2Multi-FamilyTurnover |  | XXXXXXXX | Yes | Equipment | 18 SEER Air Source Heat Pump | 18 SEER Air Source Heat Pump | Code-Compliant ASHP, 14 SEER, 8.2 HSPF | Residential | Turnover | Multi-Family | FL Zone 2 | Space Cooling | Heat pump-cooling |  | 0 | Per System | [7 empty] | 2559.0171 | 1990.3467 | 568.6705 | 0.22222 |  | 15 |  |  |  | 568.6705 | [8 empty] | 0 | 0 | 0 | 0 | 0 | 0 | 0 | [5 empty] | 0
FL Zone 2Manufactured HomeTurnover |  | XXXXXXXX | Yes | Equipment | 18 SEER Air Source Heat Pump | 18 SEER Air Source Heat Pump | Code-Compliant ASHP, 14 SEER, 8.2 HSPF | Residential | Turnover | Manufactured Home | FL Zone 2 | Space Cooling | Heat pump-cooling |  | 0 | Per System | [7 empty] | 3838.5257 | 2985.52 | 853.0057 | 0.22222 |  | 15 |  |  |  | 853.0057 | [8 empty] | 0 | 0 | 0 | 0 | 0 | 0 | 0 | [5 empty] | 0
FL Zone 2Single FamilyNew |  | XXXXXXXX | Yes | Equipment | 18 SEER Air Source Heat Pump | 18 SEER Air Source Heat Pump | Code-Compliant ASHP, 14 SEER, 8.2 HSPF | Residential | New | Single Family | FL Zone 2 | Space Cooling | Heat pump-cooling |  | 0 | Per System | [7 empty] | 3838.5257 | 2985.52 | 853.0057 | 0.22222 |  | 15 |  |  |  | 853.0057 | [8 empty] | 0 | 0 | 0 | 0 | 0 | 0 | 0 | [5 empty] | 0
FL Zone 2Multi-FamilyNew |  | XXXXXXXX | Yes | Equipment | 18 SEER Air Source Heat Pump | 18 SEER Air Source Heat Pump | Code-Compliant ASHP, 14 SEER, 8.2 HSPF | Residential | New | Multi-Family | FL Zone 2 | Space Cooling | Heat pump-cooling |  | 0 | Per System | [7 empty] | 2559.0171 | 1990.3467 | 568.6705 | 0.22222 |  | 15 |  |  |  | 568.6705 | [8 empty] | 0 | 0 | 0 | 0 | 0 | 0 | 0 | [5 empty] | 0
FL Zone 2Manufactured HomeNew |  | XXXXXXXX | Yes | Equipment | 18 SEER Air Source Heat Pump | 18 SEER Air Source Heat Pump | Code-Compliant ASHP, 14 SEER, 8.2 HSPF | Residential | New | Manufactured Home | FL Zone 2 | Space Cooling | Heat pump-cooling |  | 0 | Per System | [7 empty] | 3838.5257 | 2985.52 | 853.0057 | 0.22222 |  | 15 |  |  |  | 853.0057 | [8 empty] | 0 | 0 | 0 | 0 | 0 | 0 | 0 | [5 empty] | 0
FL Zone 2Single FamilyTurnover |  | XXXXXXXX | Yes | Equipment | 18 SEER Air Source Heat Pump | 18 SEER Air Source Heat Pump | Code-Compliant ASHP, 14 SEER, 8.2 HSPF | Residential | Turnover | Single Family | FL Zone 2 | Space Heating | Heat pump-heating |  | 0 | Per System | [7 empty] | 3902.9268 | 3368.8421 | 534.0847 | 0.13684 |  | 15 |  |  |  | 534.0847 | [8 empty] | 0 | 0 | 0 | 0 | 0 | 0 | 0 | [5 empty] | 0
FL Zone 2Multi-FamilyTurnover |  | XXXXXXXX | Yes | Equipment | 18 SEER Air Source Heat Pump | 18 SEER Air Source Heat Pump | Code-Compliant ASHP, 14 SEER, 8.2 HSPF | Residential | Turnover | Multi-Family | FL Zone 2 | Space Heating | Heat pump-heating |  | 0 | Per System | [7 empty] | 2601.9512 | 2245.8947 | 356.0565 | 0.13684 |  | 15 |  |  |  | 356.0565 | [8 empty] | 0 | 0 | 0 | 0 | 0 | 0 | 0 | [5 empty] | 0
FL Zone 2Manufactured HomeTurnover |  | XXXXXXXX | Yes | Equipment | 18 SEER Air Source Heat Pump | 18 SEER Air Source Heat Pump | Code-Compliant ASHP, 14 SEER, 8.2 HSPF | Residential | Turnover | Manufactured Home | FL Zone 2 | Space Heating | Heat pump-heating |  | 0 | Per System | [7 empty] | 3902.9268 | 3368.8421 | 534.0847 | 0.13684 |  | 15 |  |  |  | 534.0847 | [8 empty] | 0 | 0 | 0 | 0 | 0 | 0 | 0 | [5 empty] | 0
FL Zone 2Single FamilyNew |  | XXXXXXXX | Yes | Equipment | 18 SEER Air Source Heat Pump | 18 SEER Air Source Heat Pump | Code-Compliant ASHP, 14 SEER, 8.2 HSPF | Residential | New | Single Family | FL Zone 2 | Space Heating | Heat pump-heating |  | 0 | Per System | [7 empty] | 3902.9268 | 3368.8421 | 534.0847 | 0.13684 |  | 15 |  |  |  | 534.0847 | [8 empty] | 0 | 0 | 0 | 0 | 0 | 0 | 0 | [5 empty] | 0
FL Zone 2Multi-FamilyNew |  | XXXXXXXX | Yes | Equipment | 18 SEER Air Source Heat Pump | 18 SEER Air Source Heat Pump | Code-Compliant ASHP, 14 SEER, 8.2 HSPF | Residential | New | Multi-Family | FL Zone 2 | Space Heating | Heat pump-heating |  | 0 | Per System | [7 empty] | 2601.9512 | 2245.8947 | 356.0565 | 0.13684 |  | 15 |  |  |  | 356.0565 | [8 empty] | 0 | 0 | 0 | 0 | 0 | 0 | 0 | [5 empty] | 0
FL Zone 2Manufactured HomeNew |  | XXXXXXXX | Yes | Equipment | 18 SEER Air Source Heat Pump | 18 SEER Air Source Heat Pump | Code-Compliant ASHP, 14 SEER, 8.2 HSPF | Residential | New | Manufactured Home | FL Zone 2 | Space Heating | Heat pump-heating |  | 0 | Per System | [7 empty] | 3902.9268 | 3368.8421 | 534.0847 | 0.13684 |  | 15 |  |  |  | 534.0847 | [8 empty] | 0 | 0 | 0 | 0 | 0 | 0 | 0 | [5 empty] | 0
FL Zone 2Single FamilyTurnover |  | XXXXXXXX | Yes | Equipment | 18 SEER Central AC | 18 SEER Central AC | Code-Compliant Central AC, 14 SEER | Residential | Turnover | Single Family | FL Zone 2 | Space Cooling | CAC |  | 0 | Per System | [7 empty] | 3838.5257 | 2985.52 | 853.0057 | 0.22222 |  | 15 |  |  |  | 853.0057 | [8 empty] | 0 | 0 | 0 | 0 | 0 | 0 | 0 | [5 empty] | 0
FL Zone 2Multi-FamilyTurnover |  | XXXXXXXX | Yes | Equipment | 18 SEER Central AC | 18 SEER Central AC | Code-Compliant Central AC, 14 SEER | Residential | Turnover | Multi-Family | FL Zone 2 | Space Cooling | CAC |  | 0 | Per System | [7 empty] | 2559.0171 | 1990.3467 | 568.6705 | 0.22222 |  | 15 |  |  |  | 568.6705 | [8 empty] | 0 | 0 | 0 | 0 | 0 | 0 | 0 | [5 empty] | 0
FL Zone 2Manufactured HomeTurnover |  | XXXXXXXX | Yes | Equipment | 18 SEER Central AC | 18 SEER Central AC | Code-Compliant Central AC, 14 SEER | Residential | Turnover | Manufactured Home | FL Zone 2 | Space Cooling | CAC |  | 0 | Per System | [7 empty] | 3838.5257 | 2985.52 | 853.0057 | 0.22222 |  | 15 |  |  |  | 853.0057 | [8 empty] | 0 | 0 | 0 | 0 | 0 | 0 | 0 | [5 empty] | 0
FL Zone 2Single FamilyNew |  | XXXXXXXX | Yes | Equipment | 18 SEER Central AC | 18 SEER Central AC | Code-Compliant Central AC, 14 SEER | Residential | New | Single Family | FL Zone 2 | Space Cooling | CAC |  | 0 | Per System | [7 empty] | 3838.5257 | 2985.52 | 853.0057 | 0.22222 |  | 15 |  |  |  | 853.0057 | [8 empty] | 0 | 0 | 0 | 0 | 0 | 0 | 0 | [5 empty] | 0
FL Zone 2Multi-FamilyNew |  | XXXXXXXX | Yes | Equipment | 18 SEER Central AC | 18 SEER Central AC | Code-Compliant Central AC, 14 SEER | Residential | New | Multi-Family | FL Zone 2 | Space Cooling | CAC |  | 0 | Per System | [7 empty] | 2559.0171 | 1990.3467 | 568.6705 | 0.22222 |  | 15 |  |  |  | 568.6705 | [8 empty] | 0 | 0 | 0 | 0 | 0 | 0 | 0 | [5 empty] | 0
FL Zone 2Manufactured HomeNew |  | XXXXXXXX | Yes | Equipment | 18 SEER Central AC | 18 SEER Central AC | Code-Compliant Central AC, 14 SEER | Residential | New | Manufactured Home | FL Zone 2 | Space Cooling | CAC |  | 0 | Per System | [7 empty] | 3838.5257 | 2985.52 | 853.0057 | 0.22222 |  | 15 |  |  |  | 853.0057 | [8 empty] | 0 | 0 | 0 | 0 | 0 | 0 | 0 | [5 empty] | 0
FL Zone 2Single FamilyTurnover |  | XXXXXXXX | Yes | Equipment | 21 SEER Air Source Heat Pump | 21 SEER Air Source Heat Pump | Code-Compliant ASHP, 14 SEER, 8.2 HSPF | Residential | Turnover | Single Family | FL Zone 2 | Space Cooling | Heat pump-cooling |  | 0 | Per System | [7 empty] | 3838.5257 | 2559.0171 | 1279.5086 | 0.33333 |  | 15 |  |  |  | 1279.5086 | [8 empty] | 0 | 0 | 0 | 0 | 0 | 0 | 0 | [5 empty] | 0
FL Zone 2Multi-FamilyTurnover |  | XXXXXXXX | Yes | Equipment | 21 SEER Air Source Heat Pump | 21 SEER Air Source Heat Pump | Code-Compliant ASHP, 14 SEER, 8.2 HSPF | Residential | Turnover | Multi-Family | FL Zone 2 | Space Cooling | Heat pump-cooling |  | 0 | Per System | [7 empty] | 2559.0171 | 1706.0114 | 853.0057 | 0.33333 |  | 15 |  |  |  | 853.0057 | [8 empty] | 0 | 0 | 0 | 0 | 0 | 0 | 0 | [5 empty] | 0
FL Zone 2Manufactured HomeTurnover |  | XXXXXXXX | Yes | Equipment | 21 SEER Air Source Heat Pump | 21 SEER Air Source Heat Pump | Code-Compliant ASHP, 14 SEER, 8.2 HSPF | Residential | Turnover | Manufactured Home | FL Zone 2 | Space Cooling | Heat pump-cooling |  | 0 | Per System | [7 empty] | 3838.5257 | 2559.0171 | 1279.5086 | 0.33333 |  | 15 |  |  |  | 1279.5086 | [8 empty] | 0 | 0 | 0 | 0 | 0 | 0 | 0 | [5 empty] | 0
FL Zone 2Single FamilyNew |  | XXXXXXXX | Yes | Equipment | 21 SEER Air Source Heat Pump | 21 SEER Air Source Heat Pump | Code-Compliant ASHP, 14 SEER, 8.2 HSPF | Residential | New | Single Family | FL Zone 2 | Space Cooling | Heat pump-cooling |  | 0 | Per System | [7 empty] | 3838.5257 | 2559.0171 | 1279.5086 | 0.33333 |  | 15 |  |  |  | 1279.5086 | [8 empty] | 0 | 0 | 0 | 0 | 0 | 0 | 0 | [5 empty] | 0
FL Zone 2Multi-FamilyNew |  | XXXXXXXX | Yes | Equipment | 21 SEER Air Source Heat Pump | 21 SEER Air Source Heat Pump | Code-Compliant ASHP, 14 SEER, 8.2 HSPF | Residential | New | Multi-Family | FL Zone 2 | Space Cooling | Heat pump-cooling |  | 0 | Per System | [7 empty] | 2559.0171 | 1706.0114 | 853.0057 | 0.33333 |  | 15 |  |  |  | 853.0057 | [8 empty] | 0 | 0 | 0 | 0 | 0 | 0 | 0 | [5 empty] | 0
FL Zone 2Manufactured HomeNew |  | XXXXXXXX | Yes | Equipment | 21 SEER Air Source Heat Pump | 21 SEER Air Source Heat Pump | Code-Compliant ASHP, 14 SEER, 8.2 HSPF | Residential | New | Manufactured Home | FL Zone 2 | Space Cooling | Heat pump-cooling |  | 0 | Per System | [7 empty] | 3838.5257 | 2559.0171 | 1279.5086 | 0.33333 |  | 15 |  |  |  | 1279.5086 | [8 empty] | 0 | 0 | 0 | 0 | 0 | 0 | 0 | [5 empty] | 0
FL Zone 2Single FamilyTurnover |  | XXXXXXXX | Yes | Equipment | 21 SEER Air Source Heat Pump | 21 SEER Air Source Heat Pump | Code-Compliant ASHP, 14 SEER, 8.2 HSPF | Residential | Turnover | Single Family | FL Zone 2 | Space Heating | Heat pump-heating |  | 0 | Per System | [7 empty] | 3902.9268 | 3200.4 | 702.5268 | 0.18 |  | 15 |  |  |  | 702.5268 | [8 empty] | 0 | 0 | 0 | 0 | 0 | 0 | 0 | [5 empty] | 0
FL Zone 2Multi-FamilyTurnover |  | XXXXXXXX | Yes | Equipment | 21 SEER Air Source Heat Pump | 21 SEER Air Source Heat Pump | Code-Compliant ASHP, 14 SEER, 8.2 HSPF | Residential | Turnover | Multi-Family | FL Zone 2 | Space Heating | Heat pump-heating |  | 0 | Per System | [7 empty] | 2601.9512 | 2133.6 | 468.3512 | 0.18 |  | 15 |  |  |  | 468.3512 | [8 empty] | 0 | 0 | 0 | 0 | 0 | 0 | 0 | [5 empty] | 0
FL Zone 2Manufactured HomeTurnover |  | XXXXXXXX | Yes | Equipment | 21 SEER Air Source Heat Pump | 21 SEER Air Source Heat Pump | Code-Compliant ASHP, 14 SEER, 8.2 HSPF | Residential | Turnover | Manufactured Home | FL Zone 2 | Space Heating | Heat pump-heating |  | 0 | Per System | [7 empty] | 3902.9268 | 3200.4 | 702.5268 | 0.18 |  | 15 |  |  |  | 702.5268 | [8 empty] | 0 | 0 | 0 | 0 | 0 | 0 | 0 | [5 empty] | 0
FL Zone 2Single FamilyNew |  | XXXXXXXX | Yes | Equipment | 21 SEER Air Source Heat Pump | 21 SEER Air Source Heat Pump | Code-Compliant ASHP, 14 SEER, 8.2 HSPF | Residential | New | Single Family | FL Zone 2 | Space Heating | Heat pump-heating |  | 0 | Per System | [7 empty] | 3902.9268 | 3200.4 | 702.5268 | 0.18 |  | 15 |  |  |  | 702.5268 | [8 empty] | 0 | 0 | 0 | 0 | 0 | 0 | 0 | [5 empty] | 0
FL Zone 2Multi-FamilyNew |  | XXXXXXXX | Yes | Equipment | 21 SEER Air Source Heat Pump | 21 SEER Air Source Heat Pump | Code-Compliant ASHP, 14 SEER, 8.2 HSPF | Residential | New | Multi-Family | FL Zone 2 | Space Heating | Heat pump-heating |  | 0 | Per System | [7 empty] | 2601.9512 | 2133.6 | 468.3512 | 0.18 |  | 15 |  |  |  | 468.3512 | [8 empty] | 0 | 0 | 0 | 0 | 0 | 0 | 0 | [5 empty] | 0
FL Zone 2Manufactured HomeNew |  | XXXXXXXX | Yes | Equipment | 21 SEER Air Source Heat Pump | 21 SEER Air Source Heat Pump | Code-Compliant ASHP, 14 SEER, 8.2 HSPF | Residential | New | Manufactured Home | FL Zone 2 | Space Heating | Heat pump-heating |  | 0 | Per System | [7 empty] | 3902.9268 | 3200.4 | 702.5268 | 0.18 |  | 15 |  |  |  | 702.5268 | [8 empty] | 0 | 0 | 0 | 0 | 0 | 0 | 0 | [5 empty] | 0
FL Zone 2Single FamilyTurnover |  | XXXXXXXX | Yes | Equipment | 21 SEER ASHP from base electric resistance heating | 21 SEER ASHP from base electric resistance heating | Base AC, 14 SEER, Electric resistance heating, 3.41 HSPF | Residential | Turnover | Single Family | FL Zone 2 | Space Cooling | Heat pump-cooling |  | 0 | Per System | [7 empty] | 3838.5257 | 2559.0171 | 1279.5086 | 0.33333 |  | 15 |  |  |  | 1279.5086 | [8 empty] | 0 | 0 | 0 | 0 | 0 | 0 | 0 | [5 empty] | 0
FL Zone 2Multi-FamilyTurnover |  | XXXXXXXX | Yes | Equipment | 21 SEER ASHP from base electric resistance heating | 21 SEER ASHP from base electric resistance heating | Base AC, 14 SEER, Electric resistance heating, 3.41 HSPF | Residential | Turnover | Multi-Family | FL Zone 2 | Space Cooling | Heat pump-cooling |  | 0 | Per System | [7 empty] | 2559.0171 | 1706.0114 | 853.0057 | 0.33333 |  | 15 |  |  |  | 853.0057 | [8 empty] | 0 | 0 | 0 | 0 | 0 | 0 | 0 | [5 empty] | 0
FL Zone 2Manufactured HomeTurnover |  | XXXXXXXX | Yes | Equipment | 21 SEER ASHP from base electric resistance heating | 21 SEER ASHP from base electric resistance heating | Base AC, 14 SEER, Electric resistance heating, 3.41 HSPF | Residential | Turnover | Manufactured Home | FL Zone 2 | Space Cooling | Heat pump-cooling |  | 0 | Per System | [7 empty] | 3838.5257 | 2559.0171 | 1279.5086 | 0.33333 |  | 15 |  |  |  | 1279.5086 | [8 empty] | 0 | 0 | 0 | 0 | 0 | 0 | 0 | [5 empty] | 0
FL Zone 2Single FamilyNew |  | XXXXXXXX | Yes | Equipment | 21 SEER ASHP from base electric resistance heating | 21 SEER ASHP from base electric resistance heating | Base AC, 14 SEER, Electric resistance heating, 3.41 HSPF | Residential | New | Single Family | FL Zone 2 | Space Cooling | Heat pump-cooling |  | 0 | Per System | [7 empty] | 3838.5257 | 2559.0171 | 1279.5086 | 0.33333 |  | 15 |  |  |  | 1279.5086 | [8 empty] | 0 | 0 | 0 | 0 | 0 | 0 | 0 | [5 empty] | 0
FL Zone 2Multi-FamilyNew |  | XXXXXXXX | Yes | Equipment | 21 SEER ASHP from base electric resistance heating | 21 SEER ASHP from base electric resistance heating | Base AC, 14 SEER, Electric resistance heating, 3.41 HSPF | Residential | New | Multi-Family | FL Zone 2 | Space Cooling | Heat pump-cooling |  | 0 | Per System | [7 empty] | 2559.0171 | 1706.0114 | 853.0057 | 0.33333 |  | 15 |  |  |  | 853.0057 | [8 empty] | 0 | 0 | 0 | 0 | 0 | 0 | 0 | [5 empty] | 0
FL Zone 2Manufactured HomeNew |  | XXXXXXXX | Yes | Equipment | 21 SEER ASHP from base electric resistance heating | 21 SEER ASHP from base electric resistance heating | Base AC, 14 SEER, Electric resistance heating, 3.41 HSPF | Residential | New | Manufactured Home | FL Zone 2 | Space Cooling | Heat pump-cooling |  | 0 | Per System | [7 empty] | 3838.5257 | 2559.0171 | 1279.5086 | 0.33333 |  | 15 |  |  |  | 1279.5086 | [8 empty] | 0 | 0 | 0 | 0 | 0 | 0 | 0 | [5 empty] | 0
FL Zone 2Single FamilyTurnover |  | XXXXXXXX | Yes | Equipment | 21 SEER ASHP from base electric resistance heating | 21 SEER ASHP from base electric resistance heating | Base AC, 14 SEER, Electric resistance heating, 3.41 HSPF | Residential | Turnover | Single Family | FL Zone 2 | Space Heating | Heat pump-heating |  | 0 | Per System | [7 empty] | 9385.3372 | 3200.4 | 6184.9372 | 0.659 |  | 15 |  |  |  | 6184.9372 | [8 empty] | 0 | 0 | 0 | 0 | 0 | 0 | 0 | [5 empty] | 0
FL Zone 2Multi-FamilyTurnover |  | XXXXXXXX | Yes | Equipment | 21 SEER ASHP from base electric resistance heating | 21 SEER ASHP from base electric resistance heating | Base AC, 14 SEER, Electric resistance heating, 3.41 HSPF | Residential | Turnover | Multi-Family | FL Zone 2 | Space Heating | Heat pump-heating |  | 0 | Per System | [7 empty] | 6256.8915 | 2133.6 | 4123.2915 | 0.659 |  | 15 |  |  |  | 4123.2915 | [8 empty] | 0 | 0 | 0 | 0 | 0 | 0 | 0 | [5 empty] | 0
FL Zone 2Manufactured HomeTurnover |  | XXXXXXXX | Yes | Equipment | 21 SEER ASHP from base electric resistance heating | 21 SEER ASHP from base electric resistance heating | Base AC, 14 SEER, Electric resistance heating, 3.41 HSPF | Residential | Turnover | Manufactured Home | FL Zone 2 | Space Heating | Heat pump-heating |  | 0 | Per System | [7 empty] | 9385.3372 | 3200.4 | 6184.9372 | 0.659 |  | 15 |  |  |  | 6184.9372 | [8 empty] | 0 | 0 | 0 | 0 | 0 | 0 | 0 | [5 empty] | 0
FL Zone 2Single FamilyNew |  | XXXXXXXX | Yes | Equipment | 21 SEER ASHP from base electric resistance heating | 21 SEER ASHP from base electric resistance heating | Base AC, 14 SEER, Electric resistance heating, 3.41 HSPF | Residential | New | Single Family | FL Zone 2 | Space Heating | Heat pump-heating |  | 0 | Per System | [7 empty] | 9385.3372 | 3200.4 | 6184.9372 | 0.659 |  | 15 |  |  |  | 6184.9372 | [8 empty] | 0 | 0 | 0 | 0 | 0 | 0 | 0 | [5 empty] | 0
FL Zone 2Multi-FamilyNew |  | XXXXXXXX | Yes | Equipment | 21 SEER ASHP from base electric resistance heating | 21 SEER ASHP from base electric resistance heating | Base AC, 14 SEER, Electric resistance heating, 3.41 HSPF | Residential | New | Multi-Family | FL Zone 2 | Space Heating | Heat pump-heating |  | 0 | Per System | [7 empty] | 6256.8915 | 2133.6 | 4123.2915 | 0.659 |  | 15 |  |  |  | 4123.2915 | [8 empty] | 0 | 0 | 0 | 0 | 0 | 0 | 0 | [5 empty] | 0
FL Zone 2Manufactured HomeNew |  | XXXXXXXX | Yes | Equipment | 21 SEER ASHP from base electric resistance heating | 21 SEER ASHP from base electric resistance heating | Base AC, 14 SEER, Electric resistance heating, 3.41 HSPF | Residential | New | Manufactured Home | FL Zone 2 | Space Heating | Heat pump-heating |  | 0 | Per System | [7 empty] | 9385.3372 | 3200.4 | 6184.9372 | 0.659 |  | 15 |  |  |  | 6184.9372 | [8 empty] | 0 | 0 | 0 | 0 | 0 | 0 | 0 | [5 empty] | 0
FL Zone 2Single FamilyTurnover |  | XXXXXXXX | Yes | Equipment | 21 SEER Central AC | 21 SEER Central AC | Code-Compliant Central AC, 14 SEER | Residential | Turnover | Single Family | FL Zone 2 | Space Cooling | CAC |  | 0 | Per System | [7 empty] | 3838.5257 | 2559.0171 | 1279.5086 | 0.33333 |  | 15 |  |  |  | 1279.5086 | [8 empty] | 0 | 0 | 0 | 0 | 0 | 0 | 0 | [5 empty] | 0
FL Zone 2Multi-FamilyTurnover |  | XXXXXXXX | Yes | Equipment | 21 SEER Central AC | 21 SEER Central AC | Code-Compliant Central AC, 14 SEER | Residential | Turnover | Multi-Family | FL Zone 2 | Space Cooling | CAC |  | 0 | Per System | [7 empty] | 2559.0171 | 1706.0114 | 853.0057 | 0.33333 |  | 15 |  |  |  | 853.0057 | [8 empty] | 0 | 0 | 0 | 0 | 0 | 0 | 0 | [5 empty] | 0
FL Zone 2Manufactured HomeTurnover |  | XXXXXXXX | Yes | Equipment | 21 SEER Central AC | 21 SEER Central AC | Code-Compliant Central AC, 14 SEER | Residential | Turnover | Manufactured Home | FL Zone 2 | Space Cooling | CAC |  | 0 | Per System | [7 empty] | 3838.5257 | 2559.0171 | 1279.5086 | 0.33333 |  | 15 |  |  |  | 1279.5086 | [8 empty] | 0 | 0 | 0 | 0 | 0 | 0 | 0 | [5 empty] | 0
FL Zone 2Single FamilyNew |  | XXXXXXXX | Yes | Equipment | 21 SEER Central AC | 21 SEER Central AC | Code-Compliant Central AC, 14 SEER | Residential | New | Single Family | FL Zone 2 | Space Cooling | CAC |  | 0 | Per System | [7 empty] | 3838.5257 | 2559.0171 | 1279.5086 | 0.33333 |  | 15 |  |  |  | 1279.5086 | [8 empty] | 0 | 0 | 0 | 0 | 0 | 0 | 0 | [5 empty] | 0
FL Zone 2Multi-FamilyNew |  | XXXXXXXX | Yes | Equipment | 21 SEER Central AC | 21 SEER Central AC | Code-Compliant Central AC, 14 SEER | Residential | New | Multi-Family | FL Zone 2 | Space Cooling | CAC |  | 0 | Per System | [7 empty] | 2559.0171 | 1706.0114 | 853.0057 | 0.33333 |  | 15 |  |  |  | 853.0057 | [8 empty] | 0 | 0 | 0 | 0 | 0 | 0 | 0 | [5 empty] | 0
FL Zone 2Manufactured HomeNew |  | XXXXXXXX | Yes | Equipment | 21 SEER Central AC | 21 SEER Central AC | Code-Compliant Central AC, 14 SEER | Residential | New | Manufactured Home | FL Zone 2 | Space Cooling | CAC |  | 0 | Per System | [7 empty] | 3838.5257 | 2559.0171 | 1279.5086 | 0.33333 |  | 15 |  |  |  | 1279.5086 | [8 empty] | 0 | 0 | 0 | 0 | 0 | 0 | 0 | [5 empty] | 0
FL Zone 2Single FamilyExisting |  | XXXXXXXX | Yes | Nonequipment | Air Sealing-Infiltration Control | Standard Heating and Cooling System with Improved Infiltration Control | Standard Heating and Cooling System with Standard Infiltration Control | Residential | Existing | Single Family | FL Zone 2 | Space Cooling |  |  | 0 | Per End Use Consumption | [7 empty] | 3747.04 | 3409.8064 | 337.2336 | 0.09 |  | 11 |  |  |  | 337.2336 | [8 empty] | 0 | 0 | 0 | 0 | 0 | 0 | 0 | [5 empty] | 0
FL Zone 2Multi-FamilyExisting |  | XXXXXXXX | Yes | Nonequipment | Air Sealing-Infiltration Control | Standard Heating and Cooling System with Improved Infiltration Control | Standard Heating and Cooling System with Standard Infiltration Control | Residential | Existing | Multi-Family | FL Zone 2 | Space Cooling |  |  | 0 | Per End Use Consumption | [7 empty] | 1815 | 1651.65 | 163.35 | 0.09 |  | 11 |  |  |  | 163.35 | [8 empty] | 0 | 0 | 0 | 0 | 0 | 0 | 0 | [5 empty] | 0
FL Zone 2Manufactured HomeExisting |  | XXXXXXXX | Yes | Nonequipment | Air Sealing-Infiltration Control | Standard Heating and Cooling System with Improved Infiltration Control | Standard Heating and Cooling System with Standard Infiltration Control | Residential | Existing | Manufactured Home | FL Zone 2 | Space Cooling |  |  | 0 | Per End Use Consumption | [7 empty] | 2493 | 2268.63 | 224.37 | 0.09 |  | 11 |  |  |  | 224.37 | [8 empty] | 0 | 0 | 0 | 0 | 0 | 0 | 0 | [5 empty] | 0
FL Zone 2Single FamilyNew |  | XXXXXXXX | Yes | Nonequipment | Air Sealing-Infiltration Control | Standard Heating and Cooling System with Improved Infiltration Control | N/A - Retrofit Measure Only | Residential | New | Single Family | FL Zone 2 | Space Cooling |  |  | 0 | Per End Use Consumption | [7 empty] | 0 | 0 | 0 | 0 |  | 11 |  |  |  | 0 | [8 empty] | 0 | 0 | 0 | 0 | 0 | 0 | 0 | [5 empty] | 0
FL Zone 2Multi-FamilyNew |  | XXXXXXXX | Yes | Nonequipment | Air Sealing-Infiltration Control | Standard Heating and Cooling System with Improved Infiltration Control | N/A - Retrofit Measure Only | Residential | New | Multi-Family | FL Zone 2 | Space Cooling |  |  | 0 | Per End Use Consumption | [7 empty] | 0 | 0 | 0 | 0 |  | 11 |  |  |  | 0 | [8 empty] | 0 | 0 | 0 | 0 | 0 | 0 | 0 | [5 empty] | 0
FL Zone 2Manufactured HomeNew |  | XXXXXXXX | Yes | Nonequipment | Air Sealing-Infiltration Control | Standard Heating and Cooling System with Improved Infiltration Control | N/A - Retrofit Measure Only | Residential | New | Manufactured Home | FL Zone 2 | Space Cooling |  |  | 0 | Per End Use Consumption | [7 empty] | 0 | 0 | 0 | 0 |  | 11 |  |  |  | 0 | [8 empty] | 0 | 0 | 0 | 0 | 0 | 0 | 0 | [5 empty] | 0
FL Zone 2Single FamilyExisting |  | XXXXXXXX | Yes | Nonequipment | Air Sealing-Infiltration Control | Standard Heating and Cooling System with Improved Infiltration Control | Standard Heating and Cooling System with Standard Infiltration Control | Residential | Existing | Single Family | FL Zone 2 | Space Heating |  |  | 0 | Per End Use Consumption | [7 empty] | 2870.15 | 2611.8365 | 258.3135 | 0.09 |  | 11 |  |  |  | 258.3135 | [8 empty] | 0 | 0 | 0 | 0 | 0 | 0 | 0 | [5 empty] | 0
FL Zone 2Multi-FamilyExisting |  | XXXXXXXX | Yes | Nonequipment | Air Sealing-Infiltration Control | Standard Heating and Cooling System with Improved Infiltration Control | Standard Heating and Cooling System with Standard Infiltration Control | Residential | Existing | Multi-Family | FL Zone 2 | Space Heating |  |  | 0 | Per End Use Consumption | [7 empty] | 2488 | 2264.08 | 223.92 | 0.09 |  | 11 |  |  |  | 223.92 | [8 empty] | 0 | 0 | 0 | 0 | 0 | 0 | 0 | [5 empty] | 0
FL Zone 2Manufactured HomeExisting |  | XXXXXXXX | Yes | Nonequipment | Air Sealing-Infiltration Control | Standard Heating and Cooling System with Improved Infiltration Control | Standard Heating and Cooling System with Standard Infiltration Control | Residential | Existing | Manufactured Home | FL Zone 2 | Space Heating |  |  | 0 | Per End Use Consumption | [7 empty] | 3980 | 3621.8 | 358.2 | 0.09 |  | 11 |  |  |  | 358.2 | [8 empty] | 0 | 0 | 0 | 0 | 0 | 0 | 0 | [5 empty] | 0
FL Zone 2Single FamilyNew |  | XXXXXXXX | Yes | Nonequipment | Air Sealing-Infiltration Control | Standard Heating and Cooling System with Improved Infiltration Control | N/A - Retrofit Measure Only | Residential | New | Single Family | FL Zone 2 | Space Heating |  |  | 0 | Per End Use Consumption | [7 empty] | 0 | 0 | 0 | 0 |  | 11 |  |  |  | 0 | [8 empty] | 0 | 0 | 0 | 0 | 0 | 0 | 0 | [5 empty] | 0
FL Zone 2Multi-FamilyNew |  | XXXXXXXX | Yes | Nonequipment | Air Sealing-Infiltration Control | Standard Heating and Cooling System with Improved Infiltration Control | N/A - Retrofit Measure Only | Residential | New | Multi-Family | FL Zone 2 | Space Heating |  |  | 0 | Per End Use Consumption | [7 empty] | 0 | 0 | 0 | 0 |  | 11 |  |  |  | 0 | [8 empty] | 0 | 0 | 0 | 0 | 0 | 0 | 0 | [5 empty] | 0
FL Zone 2Manufactured HomeNew |  | XXXXXXXX | Yes | Nonequipment | Air Sealing-Infiltration Control | Standard Heating and Cooling System with Improved Infiltration Control | N/A - Retrofit Measure Only | Residential | New | Manufactured Home | FL Zone 2 | Space Heating |  |  | 0 | Per End Use Consumption | [7 empty] | 0 | 0 | 0 | 0 |  | 11 |  |  |  | 0 | [8 empty] | 0 | 0 | 0 | 0 | 0 | 0 | 0 | [5 empty] | 0
FL Zone 2Single FamilyExisting |  | XXXXXXXX | Yes | Nonequipment | Ceiling Insulation(R12 to R38) | Blown-in insulation in ceiling cavity/attic, older (pre-1982) homes | Existing ceiling insulation based on building code at time of construction | Residential | Existing | Single Family | FL Zone 2 | Space Heating |  |  | 0 | Per Home | [7 empty] | 3373 | 2969 | 404 | 0.11977 |  | 20 |  |  |  | 404 | [8 empty] | 0 | 0 | 0 | 0 | 0 | 0 | 0 | [5 empty] | 0
FL Zone 2Multi-FamilyExisting |  | XXXXXXXX | Yes | Nonequipment | Ceiling Insulation(R12 to R38) | Blown-in insulation in ceiling cavity/attic, older (pre-1982) homes | Existing ceiling insulation based on building code at time of construction | Residential | Existing | Multi-Family | FL Zone 2 | Space Heating |  |  | 0 | Per Home | [7 empty] | 1210 | 971 | 239 | 0.19752 |  | 20 |  |  |  | 239 | [8 empty] | 0 | 0 | 0 | 0 | 0 | 0 | 0 | [5 empty] | 0
FL Zone 2Manufactured HomeExisting |  | XXXXXXXX | Yes | Nonequipment | Ceiling Insulation(R12 to R38) | Blown-in insulation in ceiling cavity/attic, older (pre-1982) homes | Existing ceiling insulation based on building code at time of construction | Residential | Existing | Manufactured Home | FL Zone 2 | Space Heating |  |  | 0 | Per Home | [7 empty] | 1284.87 | 1033.21 | 251.66 | 0.19586 |  | 20 |  |  |  | 251.66 | [8 empty] | 0 | 0 | 0 | 0 | 0 | 0 | 0 | [5 empty] | 0
FL Zone 2Single FamilyNew |  | XXXXXXXX | Yes | Nonequipment | Ceiling Insulation(R12 to R38) | Blown-in insulation in ceiling cavity/attic, older (pre-1982) homes | Existing ceiling insulation based on building code at time of construction | Residential | New | Single Family | FL Zone 2 | Space Heating |  |  | 0 | Per Home | [7 empty] | 3373 | 2969 | 404 | 0.11977 |  | 20 |  |  |  | 404 | [8 empty] | 0 | 0 | 0 | 0 | 0 | 0 | 0 | [5 empty] | 0
FL Zone 2Multi-FamilyNew |  | XXXXXXXX | Yes | Nonequipment | Ceiling Insulation(R12 to R38) | Blown-in insulation in ceiling cavity/attic, older (pre-1982) homes | Existing ceiling insulation based on building code at time of construction | Residential | New | Multi-Family | FL Zone 2 | Space Heating |  |  | 0 | Per Home | [7 empty] | 1210 | 971 | 239 | 0.19752 |  | 20 |  |  |  | 239 | [8 empty] | 0 | 0 | 0 | 0 | 0 | 0 | 0 | [5 empty] | 0
FL Zone 2Manufactured HomeNew |  | XXXXXXXX | Yes | Nonequipment | Ceiling Insulation(R12 to R38) | Blown-in insulation in ceiling cavity/attic, older (pre-1982) homes | Existing ceiling insulation based on building code at time of construction | Residential | New | Manufactured Home | FL Zone 2 | Space Heating |  |  | 0 | Per Home | [7 empty] | 1284.87 | 1033.21 | 251.66 | 0.19586 |  | 20 |  |  |  | 251.66 | [8 empty] | 0 | 0 | 0 | 0 | 0 | 0 | 0 | [5 empty] | 0
FL Zone 2Single FamilyExisting |  | XXXXXXXX | Yes | Nonequipment | Ceiling Insulation(R12 to R38) | Blown-in insulation in ceiling cavity/attic, older (pre-1982) homes | Existing ceiling insulation based on building code at time of construction | Residential | Existing | Single Family | FL Zone 2 | Space Cooling |  |  | 0 | Per Home | [7 empty] | 4592 | 4153 | 439 | 0.095601 |  | 20 |  |  |  | 439 | [8 empty] | 0 | 0 | 0 | 0 | 0 | 0 | 0 | [5 empty] | 0
FL Zone 2Multi-FamilyExisting |  | XXXXXXXX | Yes | Nonequipment | Ceiling Insulation(R12 to R38) | Blown-in insulation in ceiling cavity/attic, older (pre-1982) homes | Existing ceiling insulation based on building code at time of construction | Residential | Existing | Multi-Family | FL Zone 2 | Space Cooling |  |  | 0 | Per Home | [7 empty] | 2248 | 1965 | 283 | 0.12589 |  | 20 |  |  |  | 283 | [8 empty] | 0 | 0 | 0 | 0 | 0 | 0 | 0 | [5 empty] | 0
FL Zone 2Manufactured HomeExisting |  | XXXXXXXX | Yes | Nonequipment | Ceiling Insulation(R12 to R38) | Blown-in insulation in ceiling cavity/attic, older (pre-1982) homes | Existing ceiling insulation based on building code at time of construction | Residential | Existing | Manufactured Home | FL Zone 2 | Space Cooling |  |  | 0 | Per Home | [7 empty] | 3433.18 | 3167.64 | 265.54 | 0.077345 |  | 20 |  |  |  | 265.54 | [8 empty] | 0 | 0 | 0 | 0 | 0 | 0 | 0 | [5 empty] | 0
FL Zone 2Single FamilyNew |  | XXXXXXXX | Yes | Nonequipment | Ceiling Insulation(R12 to R38) | Blown-in insulation in ceiling cavity/attic, older (pre-1982) homes | Existing ceiling insulation based on building code at time of construction | Residential | New | Single Family | FL Zone 2 | Space Cooling |  |  | 0 | Per Home | [7 empty] | 4592 | 4153 | 439 | 0.095601 |  | 20 |  |  |  | 439 | [8 empty] | 0 | 0 | 0 | 0 | 0 | 0 | 0 | [5 empty] | 0
FL Zone 2Multi-FamilyNew |  | XXXXXXXX | Yes | Nonequipment | Ceiling Insulation(R12 to R38) | Blown-in insulation in ceiling cavity/attic, older (pre-1982) homes | Existing ceiling insulation based on building code at time of construction | Residential | New | Multi-Family | FL Zone 2 | Space Cooling |  |  | 0 | Per Home | [7 empty] | 2248 | 1965 | 283 | 0.12589 |  | 20 |  |  |  | 283 | [8 empty] | 0 | 0 | 0 | 0 | 0 | 0 | 0 | [5 empty] | 0
FL Zone 2Manufactured HomeNew |  | XXXXXXXX | Yes | Nonequipment | Ceiling Insulation(R12 to R38) | Blown-in insulation in ceiling cavity/attic, older (pre-1982) homes | Existing ceiling insulation based on building code at time of construction | Residential | New | Manufactured Home | FL Zone 2 | Space Cooling |  |  | 0 | Per Home | [7 empty] | 3433.18 | 3167.64 | 265.54 | 0.077345 |  | 20 |  |  |  | 265.54 | [8 empty] | 0 | 0 | 0 | 0 | 0 | 0 | 0 | [5 empty] | 0
FL Zone 2Single FamilyExisting |  | XXXXXXXX | Yes | Nonequipment | Ceiling Insulation(R19 to R38) | Blown-in insulation in ceiling cavity/attic, existing (1982-1985) homes | Existing ceiling insulation based on building code at time of construction | Residential | Existing | Single Family | FL Zone 2 | Space Heating |  |  | 0 | Per Home | [7 empty] | 3204 | 2998 | 206 | 0.064295 |  | 20 |  |  |  | 206 | [8 empty] | 0 | 0 | 0 | 0 | 0 | 0 | 0 | [5 empty] | 0
FL Zone 2Multi-FamilyExisting |  | XXXXXXXX | Yes | Nonequipment | Ceiling Insulation(R19 to R38) | Blown-in insulation in ceiling cavity/attic, existing (1982-1985) homes | Existing ceiling insulation based on building code at time of construction | Residential | Existing | Multi-Family | FL Zone 2 | Space Heating |  |  | 0 | Per Home | [7 empty] | 1106 | 986 | 120 | 0.1085 |  | 20 |  |  |  | 120 | [8 empty] | 0 | 0 | 0 | 0 | 0 | 0 | 0 | [5 empty] | 0
FL Zone 2Manufactured HomeExisting |  | XXXXXXXX | Yes | Nonequipment | Ceiling Insulation(R19 to R38) | Blown-in insulation in ceiling cavity/attic, existing (1982-1985) homes | Existing ceiling insulation based on building code at time of construction | Residential | Existing | Manufactured Home | FL Zone 2 | Space Heating |  |  | 0 | Per Home | [7 empty] | 1166.67 | 1044.34 | 122.33 | 0.10485 |  | 20 |  |  |  | 122.33 | [8 empty] | 0 | 0 | 0 | 0 | 0 | 0 | 0 | [5 empty] | 0
FL Zone 2Single FamilyNew |  | XXXXXXXX | Yes | Nonequipment | Ceiling Insulation(R19 to R38) | Blown-in insulation in ceiling cavity/attic, existing (1982-1985) homes | Existing ceiling insulation based on building code at time of construction | Residential | New | Single Family | FL Zone 2 | Space Heating |  |  | 0 | Per Home | [7 empty] | 3204 | 2998 | 206 | 0.064295 |  | 20 |  |  |  | 206 | [8 empty] | 0 | 0 | 0 | 0 | 0 | 0 | 0 | [5 empty] | 0
FL Zone 2Multi-FamilyNew |  | XXXXXXXX | Yes | Nonequipment | Ceiling Insulation(R19 to R38) | Blown-in insulation in ceiling cavity/attic, existing (1982-1985) homes | Existing ceiling insulation based on building code at time of construction | Residential | New | Multi-Family | FL Zone 2 | Space Heating |  |  | 0 | Per Home | [7 empty] | 1106 | 986 | 120 | 0.1085 |  | 20 |  |  |  | 120 | [8 empty] | 0 | 0 | 0 | 0 | 0 | 0 | 0 | [5 empty] | 0
FL Zone 2Manufactured HomeNew |  | XXXXXXXX | Yes | Nonequipment | Ceiling Insulation(R19 to R38) | Blown-in insulation in ceiling cavity/attic, existing (1982-1985) homes | Existing ceiling insulation based on building code at time of construction | Residential | New | Manufactured Home | FL Zone 2 | Space Heating |  |  | 0 | Per Home | [7 empty] | 1166.67 | 1044.34 | 122.33 | 0.10485 |  | 20 |  |  |  | 122.33 | [8 empty] | 0 | 0 | 0 | 0 | 0 | 0 | 0 | [5 empty] | 0
FL Zone 2Single FamilyExisting |  | XXXXXXXX | Yes | Nonequipment | Ceiling Insulation(R19 to R38) | Blown-in insulation in ceiling cavity/attic, existing (1982-1985) homes | Existing ceiling insulation based on building code at time of construction | Residential | Existing | Single Family | FL Zone 2 | Space Cooling |  |  | 0 | Per Home | [7 empty] | 4396 | 4176 | 220 | 0.050045 |  | 20 |  |  |  | 220 | [8 empty] | 0 | 0 | 0 | 0 | 0 | 0 | 0 | [5 empty] | 0
FL Zone 2Multi-FamilyExisting |  | XXXXXXXX | Yes | Nonequipment | Ceiling Insulation(R19 to R38) | Blown-in insulation in ceiling cavity/attic, existing (1982-1985) homes | Existing ceiling insulation based on building code at time of construction | Residential | Existing | Multi-Family | FL Zone 2 | Space Cooling |  |  | 0 | Per Home | [7 empty] | 2129 | 1984 | 145 | 0.068107 |  | 20 |  |  |  | 145 | [8 empty] | 0 | 0 | 0 | 0 | 0 | 0 | 0 | [5 empty] | 0
FL Zone 2Manufactured HomeExisting |  | XXXXXXXX | Yes | Nonequipment | Ceiling Insulation(R19 to R38) | Blown-in insulation in ceiling cavity/attic, existing (1982-1985) homes | Existing ceiling insulation based on building code at time of construction | Residential | Existing | Manufactured Home | FL Zone 2 | Space Cooling |  |  | 0 | Per Home | [7 empty] | 3312.24 | 3180.16 | 132.08 | 0.039876 |  | 20 |  |  |  | 132.08 | [8 empty] | 0 | 0 | 0 | 0 | 0 | 0 | 0 | [5 empty] | 0
FL Zone 2Single FamilyNew |  | XXXXXXXX | Yes | Nonequipment | Ceiling Insulation(R19 to R38) | Blown-in insulation in ceiling cavity/attic, existing (1982-1985) homes | Existing ceiling insulation based on building code at time of construction | Residential | New | Single Family | FL Zone 2 | Space Cooling |  |  | 0 | Per Home | [7 empty] | 4396 | 4176 | 220 | 0.050045 |  | 20 |  |  |  | 220 | [8 empty] | 0 | 0 | 0 | 0 | 0 | 0 | 0 | [5 empty] | 0
FL Zone 2Multi-FamilyNew |  | XXXXXXXX | Yes | Nonequipment | Ceiling Insulation(R19 to R38) | Blown-in insulation in ceiling cavity/attic, existing (1982-1985) homes | Existing ceiling insulation based on building code at time of construction | Residential | New | Multi-Family | FL Zone 2 | Space Cooling |  |  | 0 | Per Home | [7 empty] | 2129 | 1984 | 145 | 0.068107 |  | 20 |  |  |  | 145 | [8 empty] | 0 | 0 | 0 | 0 | 0 | 0 | 0 | [5 empty] | 0
FL Zone 2Manufactured HomeNew |  | XXXXXXXX | Yes | Nonequipment | Ceiling Insulation(R19 to R38) | Blown-in insulation in ceiling cavity/attic, existing (1982-1985) homes | Existing ceiling insulation based on building code at time of construction | Residential | New | Manufactured Home | FL Zone 2 | Space Cooling |  |  | 0 | Per Home | [7 empty] | 3312.24 | 3180.16 | 132.08 | 0.039876 |  | 20 |  |  |  | 132.08 | [8 empty] | 0 | 0 | 0 | 0 | 0 | 0 | 0 | [5 empty] | 0
FL Zone 2Single FamilyExisting |  | XXXXXXXX | Yes | Nonequipment | Ceiling Insulation(R2 to R38) | Blown-in insulation in ceiling cavity/attic, older (pre-1982) homes | Existing ceiling insulation based on building code at time of construction | Residential | Existing | Single Family | FL Zone 2 | Space Heating |  |  | 0 | Per Home | [7 empty] | 4437 | 2907 | 1530 | 0.34483 |  | 20 |  |  |  | 1530 | [8 empty] | 0 | 0 | 0 | 0 | 0 | 0 | 0 | [5 empty] | 0
FL Zone 2Multi-FamilyExisting |  | XXXXXXXX | Yes | Nonequipment | Ceiling Insulation(R2 to R38) | Blown-in insulation in ceiling cavity/attic, older (pre-1982) homes | Existing ceiling insulation based on building code at time of construction | Residential | Existing | Multi-Family | FL Zone 2 | Space Heating |  |  | 0 | Per Home | [7 empty] | 1806 | 930 | 876 | 0.48505 |  | 20 |  |  |  | 876 | [8 empty] | 0 | 0 | 0 | 0 | 0 | 0 | 0 | [5 empty] | 0
FL Zone 2Manufactured HomeExisting |  | XXXXXXXX | Yes | Nonequipment | Ceiling Insulation(R2 to R38) | Blown-in insulation in ceiling cavity/attic, older (pre-1982) homes | Existing ceiling insulation based on building code at time of construction | Residential | Existing | Manufactured Home | FL Zone 2 | Space Heating |  |  | 0 | Per Home | [7 empty] | 1965.61 | 1011.34 | 954.27 | 0.48548 |  | 20 |  |  |  | 954.27 | [8 empty] | 0 | 0 | 0 | 0 | 0 | 0 | 0 | [5 empty] | 0
FL Zone 2Single FamilyNew |  | XXXXXXXX | Yes | Nonequipment | Ceiling Insulation(R2 to R38) | Blown-in insulation in ceiling cavity/attic, older (pre-1982) homes | Existing ceiling insulation based on building code at time of construction | Residential | New | Single Family | FL Zone 2 | Space Heating |  |  | 0 | Per Home | [7 empty] | 4437 | 2907 | 1530 | 0.34483 |  | 20 |  |  |  | 1530 | [8 empty] | 0 | 0 | 0 | 0 | 0 | 0 | 0 | [5 empty] | 0
FL Zone 2Multi-FamilyNew |  | XXXXXXXX | Yes | Nonequipment | Ceiling Insulation(R2 to R38) | Blown-in insulation in ceiling cavity/attic, older (pre-1982) homes | Existing ceiling insulation based on building code at time of construction | Residential | New | Multi-Family | FL Zone 2 | Space Heating |  |  | 0 | Per Home | [7 empty] | 1806 | 930 | 876 | 0.48505 |  | 20 |  |  |  | 876 | [8 empty] | 0 | 0 | 0 | 0 | 0 | 0 | 0 | [5 empty] | 0
FL Zone 2Manufactured HomeNew |  | XXXXXXXX | Yes | Nonequipment | Ceiling Insulation(R2 to R38) | Blown-in insulation in ceiling cavity/attic, older (pre-1982) homes | Existing ceiling insulation based on building code at time of construction | Residential | New | Manufactured Home | FL Zone 2 | Space Heating |  |  | 0 | Per Home | [7 empty] | 1965.61 | 1011.34 | 954.27 | 0.48548 |  | 20 |  |  |  | 954.27 | [8 empty] | 0 | 0 | 0 | 0 | 0 | 0 | 0 | [5 empty] | 0
FL Zone 2Single FamilyExisting |  | XXXXXXXX | Yes | Nonequipment | Ceiling Insulation(R2 to R38) | Blown-in insulation in ceiling cavity/attic, older (pre-1982) homes | Existing ceiling insulation based on building code at time of construction | Residential | Existing | Single Family | FL Zone 2 | Space Cooling |  |  | 0 | Per Home | [7 empty] | 5774 | 4068 | 1706 | 0.29546 |  | 20 |  |  |  | 1706 | [8 empty] | 0 | 0 | 0 | 0 | 0 | 0 | 0 | [5 empty] | 0
FL Zone 2Multi-FamilyExisting |  | XXXXXXXX | Yes | Nonequipment | Ceiling Insulation(R2 to R38) | Blown-in insulation in ceiling cavity/attic, older (pre-1982) homes | Existing ceiling insulation based on building code at time of construction | Residential | Existing | Multi-Family | FL Zone 2 | Space Cooling |  |  | 0 | Per Home | [7 empty] | 2975 | 1902 | 1073 | 0.36067 |  | 20 |  |  |  | 1073 | [8 empty] | 0 | 0 | 0 | 0 | 0 | 0 | 0 | [5 empty] | 0
FL Zone 2Manufactured HomeExisting |  | XXXXXXXX | Yes | Nonequipment | Ceiling Insulation(R2 to R38) | Blown-in insulation in ceiling cavity/attic, older (pre-1982) homes | Existing ceiling insulation based on building code at time of construction | Residential | Existing | Manufactured Home | FL Zone 2 | Space Cooling |  |  | 0 | Per Home | [7 empty] | 4171.36 | 3118.02 | 1053.34 | 0.25252 |  | 20 |  |  |  | 1053.34 | [8 empty] | 0 | 0 | 0 | 0 | 0 | 0 | 0 | [5 empty] | 0
FL Zone 2Single FamilyNew |  | XXXXXXXX | Yes | Nonequipment | Ceiling Insulation(R2 to R38) | Blown-in insulation in ceiling cavity/attic, older (pre-1982) homes | Existing ceiling insulation based on building code at time of construction | Residential | New | Single Family | FL Zone 2 | Space Cooling |  |  | 0 | Per Home | [7 empty] | 5774 | 4068 | 1706 | 0.29546 |  | 20 |  |  |  | 1706 | [8 empty] | 0 | 0 | 0 | 0 | 0 | 0 | 0 | [5 empty] | 0
FL Zone 2Multi-FamilyNew |  | XXXXXXXX | Yes | Nonequipment | Ceiling Insulation(R2 to R38) | Blown-in insulation in ceiling cavity/attic, older (pre-1982) homes | Existing ceiling insulation based on building code at time of construction | Residential | New | Multi-Family | FL Zone 2 | Space Cooling |  |  | 0 | Per Home | [7 empty] | 2975 | 1902 | 1073 | 0.36067 |  | 20 |  |  |  | 1073 | [8 empty] | 0 | 0 | 0 | 0 | 0 | 0 | 0 | [5 empty] | 0
FL Zone 2Manufactured HomeNew |  | XXXXXXXX | Yes | Nonequipment | Ceiling Insulation(R2 to R38) | Blown-in insulation in ceiling cavity/attic, older (pre-1982) homes | Existing ceiling insulation based on building code at time of construction | Residential | New | Manufactured Home | FL Zone 2 | Space Cooling |  |  | 0 | Per Home | [7 empty] | 4171.36 | 3118.02 | 1053.34 | 0.25252 |  | 20 |  |  |  | 1053.34 | [8 empty] | 0 | 0 | 0 | 0 | 0 | 0 | 0 | [5 empty] | 0
FL Zone 2Single FamilyExisting |  | XXXXXXXX | Yes | Nonequipment | Ceiling Insulation(R30 to R38) | Blown-in insulation in ceiling cavity/attic, existing (1986-2016) homes | Existing ceiling insulation based on building code at time of construction | Residential | Existing | Single Family | FL Zone 2 | Space Heating |  |  | 0 | Per Home | [7 empty] | 3083 | 3021 | 62 | 0.02011 |  | 20 |  |  |  | 62 | [8 empty] | 0 | 0 | 0 | 0 | 0 | 0 | 0 | [5 empty] | 0
FL Zone 2Multi-FamilyExisting |  | XXXXXXXX | Yes | Nonequipment | Ceiling Insulation(R30 to R38) | Blown-in insulation in ceiling cavity/attic, existing (1986-2016) homes | Existing ceiling insulation based on building code at time of construction | Residential | Existing | Multi-Family | FL Zone 2 | Space Heating |  |  | 0 | Per Home | [7 empty] | 1025 | 991 | 34 | 0.033171 |  | 20 |  |  |  | 34 | [8 empty] | 0 | 0 | 0 | 0 | 0 | 0 | 0 | [5 empty] | 0
FL Zone 2Manufactured HomeExisting |  | XXXXXXXX | Yes | Nonequipment | Ceiling Insulation(R30 to R38) | Blown-in insulation in ceiling cavity/attic, existing (1986-2016) homes | Existing ceiling insulation based on building code at time of construction | Residential | Existing | Manufactured Home | FL Zone 2 | Space Heating |  |  | 0 | Per Home | [7 empty] | 1087.53 | 1052.37 | 35.16 | 0.03233 |  | 20 |  |  |  | 35.16 | [8 empty] | 0 | 0 | 0 | 0 | 0 | 0 | 0 | [5 empty] | 0
FL Zone 2Single FamilyNew |  | XXXXXXXX | Yes | Nonequipment | Ceiling Insulation(R30 to R38) | Blown-in insulation in ceiling cavity/attic, existing (1986-2016) homes | Existing ceiling insulation based on building code at time of construction | Residential | New | Single Family | FL Zone 2 | Space Heating |  |  | 0 | Per Home | [7 empty] | 3083 | 3021 | 62 | 0.02011 |  | 20 |  |  |  | 62 | [8 empty] | 0 | 0 | 0 | 0 | 0 | 0 | 0 | [5 empty] | 0
FL Zone 2Multi-FamilyNew |  | XXXXXXXX | Yes | Nonequipment | Ceiling Insulation(R30 to R38) | Blown-in insulation in ceiling cavity/attic, existing (1986-2016) homes | Existing ceiling insulation based on building code at time of construction | Residential | New | Multi-Family | FL Zone 2 | Space Heating |  |  | 0 | Per Home | [7 empty] | 1025 | 991 | 34 | 0.033171 |  | 20 |  |  |  | 34 | [8 empty] | 0 | 0 | 0 | 0 | 0 | 0 | 0 | [5 empty] | 0
FL Zone 2Manufactured HomeNew |  | XXXXXXXX | Yes | Nonequipment | Ceiling Insulation(R30 to R38) | Blown-in insulation in ceiling cavity/attic, existing (1986-2016) homes | Existing ceiling insulation based on building code at time of construction | Residential | New | Manufactured Home | FL Zone 2 | Space Heating |  |  | 0 | Per Home | [7 empty] | 1087.53 | 1052.37 | 35.16 | 0.03233 |  | 20 |  |  |  | 35.16 | [8 empty] | 0 | 0 | 0 | 0 | 0 | 0 | 0 | [5 empty] | 0
FL Zone 2Single FamilyExisting |  | XXXXXXXX | Yes | Nonequipment | Ceiling Insulation(R30 to R38) | Blown-in insulation in ceiling cavity/attic, existing (1986-2016) homes | Existing ceiling insulation based on building code at time of construction | Residential | Existing | Single Family | FL Zone 2 | Space Cooling |  |  | 0 | Per Home | [7 empty] | 4261 | 4200 | 61 | 0.014316 |  | 20 |  |  |  | 61 | [8 empty] | 0 | 0 | 0 | 0 | 0 | 0 | 0 | [5 empty] | 0
FL Zone 2Multi-FamilyExisting |  | XXXXXXXX | Yes | Nonequipment | Ceiling Insulation(R30 to R38) | Blown-in insulation in ceiling cavity/attic, existing (1986-2016) homes | Existing ceiling insulation based on building code at time of construction | Residential | Existing | Multi-Family | FL Zone 2 | Space Cooling |  |  | 0 | Per Home | [7 empty] | 2035 | 1994 | 41 | 0.020147 |  | 20 |  |  |  | 41 | [8 empty] | 0 | 0 | 0 | 0 | 0 | 0 | 0 | [5 empty] | 0
FL Zone 2Manufactured HomeExisting |  | XXXXXXXX | Yes | Nonequipment | Ceiling Insulation(R30 to R38) | Blown-in insulation in ceiling cavity/attic, existing (1986-2016) homes | Existing ceiling insulation based on building code at time of construction | Residential | Existing | Manufactured Home | FL Zone 2 | Space Cooling |  |  | 0 | Per Home | [7 empty] | 3232.91 | 3196.37 | 36.54 | 0.011303 |  | 20 |  |  |  | 36.54 | [8 empty] | 0 | 0 | 0 | 0 | 0 | 0 | 0 | [5 empty] | 0
FL Zone 2Single FamilyNew |  | XXXXXXXX | Yes | Nonequipment | Ceiling Insulation(R30 to R38) | Blown-in insulation in ceiling cavity/attic, existing (1986-2016) homes | Existing ceiling insulation based on building code at time of construction | Residential | New | Single Family | FL Zone 2 | Space Cooling |  |  | 0 | Per Home | [7 empty] | 4261 | 4200 | 61 | 0.014316 |  | 20 |  |  |  | 61 | [8 empty] | 0 | 0 | 0 | 0 | 0 | 0 | 0 | [5 empty] | 0
FL Zone 2Multi-FamilyNew |  | XXXXXXXX | Yes | Nonequipment | Ceiling Insulation(R30 to R38) | Blown-in insulation in ceiling cavity/attic, existing (1986-2016) homes | Existing ceiling insulation based on building code at time of construction | Residential | New | Multi-Family | FL Zone 2 | Space Cooling |  |  | 0 | Per Home | [7 empty] | 2035 | 1994 | 41 | 0.020147 |  | 20 |  |  |  | 41 | [8 empty] | 0 | 0 | 0 | 0 | 0 | 0 | 0 | [5 empty] | 0
FL Zone 2Manufactured HomeNew |  | XXXXXXXX | Yes | Nonequipment | Ceiling Insulation(R30 to R38) | Blown-in insulation in ceiling cavity/attic, existing (1986-2016) homes | Existing ceiling insulation based on building code at time of construction | Residential | New | Manufactured Home | FL Zone 2 | Space Cooling |  |  | 0 | Per Home | [7 empty] | 3232.91 | 3196.37 | 36.54 | 0.011303 |  | 20 |  |  |  | 36.54 | [8 empty] | 0 | 0 | 0 | 0 | 0 | 0 | 0 | [5 empty] | 0
FL Zone 2Single FamilyExisting |  | XXXXXXXX | Yes | Nonequipment | Central AC Tune Up | System tune-up, including coil cleaning, refrigerant charging, and other diagnostics | Existing Typical Central AC without Regular Maintenance/tune-up | Residential | Existing | Single Family | FL Zone 2 | Space Cooling |  |  | 0 | Per End Use Consumption | [7 empty] | 3747.04 | 3559.688 | 187.352 | 0.05 |  | 2 |  |  |  | 187.352 | [8 empty] | 0 | 0 | 0 | 0 | 0 | 0 | 0 | [5 empty] | 0
FL Zone 2Multi-FamilyExisting |  | XXXXXXXX | Yes | Nonequipment | Central AC Tune Up | System tune-up, including coil cleaning, refrigerant charging, and other diagnostics | Existing Typical Central AC without Regular Maintenance/tune-up | Residential | Existing | Multi-Family | FL Zone 2 | Space Cooling |  |  | 0 | Per End Use Consumption | [7 empty] | 1815 | 1724.25 | 90.75 | 0.05 |  | 2 |  |  |  | 90.75 | [8 empty] | 0 | 0 | 0 | 0 | 0 | 0 | 0 | [5 empty] | 0
FL Zone 2Manufactured HomeExisting |  | XXXXXXXX | Yes | Nonequipment | Central AC Tune Up | System tune-up, including coil cleaning, refrigerant charging, and other diagnostics | Existing Typical Central AC without Regular Maintenance/tune-up | Residential | Existing | Manufactured Home | FL Zone 2 | Space Cooling |  |  | 0 | Per End Use Consumption | [7 empty] | 2493 | 2368.35 | 124.65 | 0.05 |  | 2 |  |  |  | 124.65 | [8 empty] | 0 | 0 | 0 | 0 | 0 | 0 | 0 | [5 empty] | 0
FL Zone 2Single FamilyNew |  | XXXXXXXX | Yes | Nonequipment | Central AC Tune Up | System tune-up, including coil cleaning, refrigerant charging, and other diagnostics | N/A - Retrofit Only | Residential | New | Single Family | FL Zone 2 | Space Cooling |  |  | 0 | Per End Use Consumption | [7 empty] | 0 | 0 | 0 | 0 |  | 2 |  |  |  | 0 | [8 empty] | 0 | 0 | 0 | 0 | 0 | 0 | 0 | [5 empty] | 0
FL Zone 2Multi-FamilyNew |  | XXXXXXXX | Yes | Nonequipment | Central AC Tune Up | System tune-up, including coil cleaning, refrigerant charging, and other diagnostics | N/A - Retrofit Only | Residential | New | Multi-Family | FL Zone 2 | Space Cooling |  |  | 0 | Per End Use Consumption | [7 empty] | 0 | 0 | 0 | 0 |  | 2 |  |  |  | 0 | [8 empty] | 0 | 0 | 0 | 0 | 0 | 0 | 0 | [5 empty] | 0
FL Zone 2Manufactured HomeNew |  | XXXXXXXX | Yes | Nonequipment | Central AC Tune Up | System tune-up, including coil cleaning, refrigerant charging, and other diagnostics | N/A - Retrofit Only | Residential | New | Manufactured Home | FL Zone 2 | Space Cooling |  |  | 0 | Per End Use Consumption | [7 empty] | 0 | 0 | 0 | 0 |  | 2 |  |  |  | 0 | [8 empty] | 0 | 0 | 0 | 0 | 0 | 0 | 0 | [5 empty] | 0
FL Zone 2Single FamilyTurnover |  | XXXXXXXX | Yes | Equipment | CFL - 15W Flood (Exterior) | CFL (assume 15W) replacing EISA-2020 compliant baseline lamp (65w flood) | EISA-2020 compliant baseline lamp (65W flood) | Residential | Turnover | Single Family | FL Zone 2 | Lighting | Exterior screw-in |  | 0 | Per Lamp | [7 empty] | 61.685 | 14.235 | 47.45 | 0.76923 |  | 7.8 |  |  |  | 47.45 | [8 empty] | 0 | 0 | 0 | 0 | 0 | 0 | 0 | [5 empty] | 0
FL Zone 2Multi-FamilyTurnover |  | XXXXXXXX | Yes | Equipment | CFL - 15W Flood (Exterior) | CFL (assume 15W) replacing EISA-2020 compliant baseline lamp (65w flood) | EISA-2020 compliant baseline lamp (65W flood) | Residential | Turnover | Multi-Family | FL Zone 2 | Lighting | Exterior screw-in |  | 0 | Per Lamp | [7 empty] | 61.685 | 14.235 | 47.45 | 0.76923 |  | 7.8 |  |  |  | 47.45 | [8 empty] | 0 | 0 | 0 | 0 | 0 | 0 | 0 | [5 empty] | 0
FL Zone 2Manufactured HomeTurnover |  | XXXXXXXX | Yes | Equipment | CFL - 15W Flood (Exterior) | CFL (assume 15W) replacing EISA-2020 compliant baseline lamp (65w flood) | EISA-2020 compliant baseline lamp (65W flood) | Residential | Turnover | Manufactured Home | FL Zone 2 | Lighting | Exterior screw-in |  | 0 | Per Lamp | [7 empty] | 61.685 | 14.235 | 47.45 | 0.76923 |  | 7.8 |  |  |  | 47.45 | [8 empty] | 0 | 0 | 0 | 0 | 0 | 0 | 0 | [5 empty] | 0
FL Zone 2Single FamilyNew |  | XXXXXXXX | Yes | Equipment | CFL - 15W Flood (Exterior) | CFL (assume 15W) replacing EISA-2020 compliant baseline lamp (65w flood) | EISA-2020 compliant baseline lamp (65W flood) | Residential | New | Single Family | FL Zone 2 | Lighting | Exterior screw-in |  | 0 | Per Lamp | [7 empty] | 61.685 | 14.235 | 47.45 | 0.76923 |  | 7.8 |  |  |  | 47.45 | [8 empty] | 0 | 0 | 0 | 0 | 0 | 0 | 0 | [5 empty] | 0
FL Zone 2Multi-FamilyNew |  | XXXXXXXX | Yes | Equipment | CFL - 15W Flood (Exterior) | CFL (assume 15W) replacing EISA-2020 compliant baseline lamp (65w flood) | EISA-2020 compliant baseline lamp (65W flood) | Residential | New | Multi-Family | FL Zone 2 | Lighting | Exterior screw-in |  | 0 | Per Lamp | [7 empty] | 61.685 | 14.235 | 47.45 | 0.76923 |  | 7.8 |  |  |  | 47.45 | [8 empty] | 0 | 0 | 0 | 0 | 0 | 0 | 0 | [5 empty] | 0
FL Zone 2Manufactured HomeNew |  | XXXXXXXX | Yes | Equipment | CFL - 15W Flood (Exterior) | CFL (assume 15W) replacing EISA-2020 compliant baseline lamp (65w flood) | EISA-2020 compliant baseline lamp (65W flood) | Residential | New | Manufactured Home | FL Zone 2 | Lighting | Exterior screw-in |  | 0 | Per Lamp | [7 empty] | 61.685 | 14.235 | 47.45 | 0.76923 |  | 7.8 |  |  |  | 47.45 | [8 empty] | 0 | 0 | 0 | 0 | 0 | 0 | 0 | [5 empty] | 0
FL Zone 2Single FamilyTurnover |  | XXXXXXXX | Yes | Equipment | CFL - 15W Flood | CFL (assume 15W) replacing EISA-2020 compliant baseline lamp (65w flood) | EISA-2020 compliant baseline lamp (65W flood) | Residential | Turnover | Single Family | FL Zone 2 | Lighting | Interior screw-in |  | 0 | Per Lamp | [7 empty] | 20.6294 | 15.8688 | 4.7606 | 0.23077 |  | 7.8 |  |  |  | 4.7606 | [8 empty] | 0 | 0 | 0 | 0 | 0 | 0 | 0 | [5 empty] | 0
FL Zone 2Multi-FamilyTurnover |  | XXXXXXXX | Yes | Equipment | CFL - 15W Flood | CFL (assume 15W) replacing EISA-2020 compliant baseline lamp (65w flood) | EISA-2020 compliant baseline lamp (65W flood) | Residential | Turnover | Multi-Family | FL Zone 2 | Lighting | Interior screw-in |  | 0 | Per Lamp | [7 empty] | 20.6294 | 15.8688 | 4.7606 | 0.23077 |  | 7.8 |  |  |  | 4.7606 | [8 empty] | 0 | 0 | 0 | 0 | 0 | 0 | 0 | [5 empty] | 0
FL Zone 2Manufactured HomeTurnover |  | XXXXXXXX | Yes | Equipment | CFL - 15W Flood | CFL (assume 15W) replacing EISA-2020 compliant baseline lamp (65w flood) | EISA-2020 compliant baseline lamp (65W flood) | Residential | Turnover | Manufactured Home | FL Zone 2 | Lighting | Interior screw-in |  | 0 | Per Lamp | [7 empty] | 20.6294 | 15.8688 | 4.7606 | 0.23077 |  | 7.8 |  |  |  | 4.7606 | [8 empty] | 0 | 0 | 0 | 0 | 0 | 0 | 0 | [5 empty] | 0
FL Zone 2Single FamilyNew |  | XXXXXXXX | Yes | Equipment | CFL - 15W Flood | CFL (assume 15W) replacing EISA-2020 compliant baseline lamp (65w flood) | EISA-2020 compliant baseline lamp (65W flood) | Residential | New | Single Family | FL Zone 2 | Lighting | Interior screw-in |  | 0 | Per Lamp | [7 empty] | 20.6294 | 15.8688 | 4.7606 | 0.23077 |  | 7.8 |  |  |  | 4.7606 | [8 empty] | 0 | 0 | 0 | 0 | 0 | 0 | 0 | [5 empty] | 0
FL Zone 2Multi-FamilyNew |  | XXXXXXXX | Yes | Equipment | CFL - 15W Flood | CFL (assume 15W) replacing EISA-2020 compliant baseline lamp (65w flood) | EISA-2020 compliant baseline lamp (65W flood) | Residential | New | Multi-Family | FL Zone 2 | Lighting | Interior screw-in |  | 0 | Per Lamp | [7 empty] | 20.6294 | 15.8688 | 4.7606 | 0.23077 |  | 7.8 |  |  |  | 4.7606 | [8 empty] | 0 | 0 | 0 | 0 | 0 | 0 | 0 | [5 empty] | 0
FL Zone 2Manufactured HomeNew |  | XXXXXXXX | Yes | Equipment | CFL - 15W Flood | CFL (assume 15W) replacing EISA-2020 compliant baseline lamp (65w flood) | EISA-2020 compliant baseline lamp (65W flood) | Residential | New | Manufactured Home | FL Zone 2 | Lighting | Interior screw-in |  | 0 | Per Lamp | [7 empty] | 20.6294 | 15.8688 | 4.7606 | 0.23077 |  | 7.8 |  |  |  | 4.7606 | [8 empty] | 0 | 0 | 0 | 0 | 0 | 0 | 0 | [5 empty] | 0
FL Zone 2Single FamilyTurnover |  | XXXXXXXX | Yes | Equipment | CFL-13W | CFL (assume 13W) replacing EISA-2020 compliant baseline lamp (60w equivalent) | EISA-2020 compliant baseline lamp (60W equivalent) | Residential | Turnover | Single Family | FL Zone 2 | Lighting | Interior screw-in |  | 0 | Per Lamp | [7 empty] | 19.0425 | 13.7529 | 5.2896 | 0.27778 |  | 7.8 |  |  |  | 5.2896 | [8 empty] | 0 | 0 | 0 | 0 | 0 | 0 | 0 | [5 empty] | 0
FL Zone 2Multi-FamilyTurnover |  | XXXXXXXX | Yes | Equipment | CFL-13W | CFL (assume 13W) replacing EISA-2020 compliant baseline lamp (60w equivalent) | EISA-2020 compliant baseline lamp (60W equivalent) | Residential | Turnover | Multi-Family | FL Zone 2 | Lighting | Interior screw-in |  | 0 | Per Lamp | [7 empty] | 19.0425 | 13.7529 | 5.2896 | 0.27778 |  | 7.8 |  |  |  | 5.2896 | [8 empty] | 0 | 0 | 0 | 0 | 0 | 0 | 0 | [5 empty] | 0
FL Zone 2Manufactured HomeTurnover |  | XXXXXXXX | Yes | Equipment | CFL-13W | CFL (assume 13W) replacing EISA-2020 compliant baseline lamp (60w equivalent) | EISA-2020 compliant baseline lamp (60W equivalent) | Residential | Turnover | Manufactured Home | FL Zone 2 | Lighting | Interior screw-in |  | 0 | Per Lamp | [7 empty] | 19.0425 | 13.7529 | 5.2896 | 0.27778 |  | 7.8 |  |  |  | 5.2896 | [8 empty] | 0 | 0 | 0 | 0 | 0 | 0 | 0 | [5 empty] | 0
FL Zone 2Single FamilyNew |  | XXXXXXXX | Yes | Equipment | CFL-13W | CFL (assume 13W) replacing EISA-2020 compliant baseline lamp (60w equivalent) | EISA-2020 compliant baseline lamp (60W equivalent) | Residential | New | Single Family | FL Zone 2 | Lighting | Interior screw-in |  | 0 | Per Lamp | [7 empty] | 19.0425 | 13.7529 | 5.2896 | 0.27778 |  | 7.8 |  |  |  | 5.2896 | [8 empty] | 0 | 0 | 0 | 0 | 0 | 0 | 0 | [5 empty] | 0
FL Zone 2Multi-FamilyNew |  | XXXXXXXX | Yes | Equipment | CFL-13W | CFL (assume 13W) replacing EISA-2020 compliant baseline lamp (60w equivalent) | EISA-2020 compliant baseline lamp (60W equivalent) | Residential | New | Multi-Family | FL Zone 2 | Lighting | Interior screw-in |  | 0 | Per Lamp | [7 empty] | 19.0425 | 13.7529 | 5.2896 | 0.27778 |  | 7.8 |  |  |  | 5.2896 | [8 empty] | 0 | 0 | 0 | 0 | 0 | 0 | 0 | [5 empty] | 0
FL Zone 2Manufactured HomeNew |  | XXXXXXXX | Yes | Equipment | CFL-13W | CFL (assume 13W) replacing EISA-2020 compliant baseline lamp (60w equivalent) | EISA-2020 compliant baseline lamp (60W equivalent) | Residential | New | Manufactured Home | FL Zone 2 | Lighting | Interior screw-in |  | 0 | Per Lamp | [7 empty] | 19.0425 | 13.7529 | 5.2896 | 0.27778 |  | 7.8 |  |  |  | 5.2896 | [8 empty] | 0 | 0 | 0 | 0 | 0 | 0 | 0 | [5 empty] | 0
FL Zone 2Single FamilyTurnover |  | XXXXXXXX | Yes | Equipment | CFL-23W | CFL (assume 23W) replacing EISA-2020 compliant baseline lamp (100w equivalent) | EISA-2020 compliant baseline lamp (100W equivalent) | Residential | Turnover | Single Family | FL Zone 2 | Lighting | Interior screw-in |  | 0 | Per Lamp | [7 empty] | 31.7375 | 24.3321 | 7.4054 | 0.23333 |  | 7.8 |  |  |  | 7.4054 | [8 empty] | 0 | 0 | 0 | 0 | 0 | 0 | 0 | [5 empty] | 0
FL Zone 2Multi-FamilyTurnover |  | XXXXXXXX | Yes | Equipment | CFL-23W | CFL (assume 23W) replacing EISA-2020 compliant baseline lamp (100w equivalent) | EISA-2020 compliant baseline lamp (100W equivalent) | Residential | Turnover | Multi-Family | FL Zone 2 | Lighting | Interior screw-in |  | 0 | Per Lamp | [7 empty] | 31.7375 | 24.3321 | 7.4054 | 0.23333 |  | 7.8 |  |  |  | 7.4054 | [8 empty] | 0 | 0 | 0 | 0 | 0 | 0 | 0 | [5 empty] | 0
FL Zone 2Manufactured HomeTurnover |  | XXXXXXXX | Yes | Equipment | CFL-23W | CFL (assume 23W) replacing EISA-2020 compliant baseline lamp (100w equivalent) | EISA-2020 compliant baseline lamp (100W equivalent) | Residential | Turnover | Manufactured Home | FL Zone 2 | Lighting | Interior screw-in |  | 0 | Per Lamp | [7 empty] | 31.7375 | 24.3321 | 7.4054 | 0.23333 |  | 7.8 |  |  |  | 7.4054 | [8 empty] | 0 | 0 | 0 | 0 | 0 | 0 | 0 | [5 empty] | 0
FL Zone 2Single FamilyNew |  | XXXXXXXX | Yes | Equipment | CFL-23W | CFL (assume 23W) replacing EISA-2020 compliant baseline lamp (100w equivalent) | EISA-2020 compliant baseline lamp (100W equivalent) | Residential | New | Single Family | FL Zone 2 | Lighting | Interior screw-in |  | 0 | Per Lamp | [7 empty] | 31.7375 | 24.3321 | 7.4054 | 0.23333 |  | 7.8 |  |  |  | 7.4054 | [8 empty] | 0 | 0 | 0 | 0 | 0 | 0 | 0 | [5 empty] | 0
FL Zone 2Multi-FamilyNew |  | XXXXXXXX | Yes | Equipment | CFL-23W | CFL (assume 23W) replacing EISA-2020 compliant baseline lamp (100w equivalent) | EISA-2020 compliant baseline lamp (100W equivalent) | Residential | New | Multi-Family | FL Zone 2 | Lighting | Interior screw-in |  | 0 | Per Lamp | [7 empty] | 31.7375 | 24.3321 | 7.4054 | 0.23333 |  | 7.8 |  |  |  | 7.4054 | [8 empty] | 0 | 0 | 0 | 0 | 0 | 0 | 0 | [5 empty] | 0
FL Zone 2Manufactured HomeNew |  | XXXXXXXX | Yes | Equipment | CFL-23W | CFL (assume 23W) replacing EISA-2020 compliant baseline lamp (100w equivalent) | EISA-2020 compliant baseline lamp (100W equivalent) | Residential | New | Manufactured Home | FL Zone 2 | Lighting | Interior screw-in |  | 0 | Per Lamp | [7 empty] | 31.7375 | 24.3321 | 7.4054 | 0.23333 |  | 7.8 |  |  |  | 7.4054 | [8 empty] | 0 | 0 | 0 | 0 | 0 | 0 | 0 | [5 empty] | 0
FL Zone 2Single FamilyExisting |  | XXXXXXXX | Yes | Nonequipment | Drain Water Heat Recovery | Hot Water Loop with 50 Gallon Electric Resistance Heater and Drain Water Heat Exchanger | Standard Hot Water Loop with 50 Gallon Electric Resistance Heater, No Drain Water Heat Recovery | Residential | Existing | Single Family | FL Zone 2 | Domestic Hot Water |  |  | 0 | Per End Use Consumption | [7 empty] | 1931 | 1694.0136 | 236.9864 | 0.12273 |  | 15 |  |  |  | 236.9864 | [8 empty] | 0 | 0 | 0 | 0 | 0 | 0 | 0 | [5 empty] | 0
FL Zone 2Multi-FamilyExisting |  | XXXXXXXX | Yes | Nonequipment | Drain Water Heat Recovery | Hot Water Loop with 50 Gallon Electric Resistance Heater and Drain Water Heat Exchanger | Standard Hot Water Loop with 50 Gallon Electric Resistance Heater, No Drain Water Heat Recovery | Residential | Existing | Multi-Family | FL Zone 2 | Domestic Hot Water |  |  | 0 | Per End Use Consumption | [7 empty] | 1654 | 1451.0091 | 202.9909 | 0.12273 |  | 15 |  |  |  | 202.9909 | [8 empty] | 0 | 0 | 0 | 0 | 0 | 0 | 0 | [5 empty] | 0
FL Zone 2Manufactured HomeExisting |  | XXXXXXXX | Yes | Nonequipment | Drain Water Heat Recovery | Hot Water Loop with 50 Gallon Electric Resistance Heater and Drain Water Heat Exchanger | Standard Hot Water Loop with 50 Gallon Electric Resistance Heater, No Drain Water Heat Recovery | Residential | Existing | Manufactured Home | FL Zone 2 | Domestic Hot Water |  |  | 0 | Per End Use Consumption | [7 empty] | 2449 | 2148.4409 | 300.5591 | 0.12273 |  | 15 |  |  |  | 300.5591 | [8 empty] | 0 | 0 | 0 | 0 | 0 | 0 | 0 | [5 empty] | 0
FL Zone 2Single FamilyNew |  | XXXXXXXX | Yes | Nonequipment | Drain Water Heat Recovery | Hot Water Loop with 50 Gallon Electric Resistance Heater and Drain Water Heat Exchanger | Standard Hot Water Loop with 50 Gallon Electric Resistance Heater, No Drain Water Heat Recovery | Residential | New | Single Family | FL Zone 2 | Domestic Hot Water |  |  | 0 | Per End Use Consumption | [7 empty] | 1931 | 1694.0136 | 236.9864 | 0.12273 |  | 15 |  |  |  | 236.9864 | [8 empty] | 0 | 0 | 0 | 0 | 0 | 0 | 0 | [5 empty] | 0
FL Zone 2Multi-FamilyNew |  | XXXXXXXX | Yes | Nonequipment | Drain Water Heat Recovery | Hot Water Loop with 50 Gallon Electric Resistance Heater and Drain Water Heat Exchanger | Standard Hot Water Loop with 50 Gallon Electric Resistance Heater, No Drain Water Heat Recovery | Residential | New | Multi-Family | FL Zone 2 | Domestic Hot Water |  |  | 0 | Per End Use Consumption | [7 empty] | 1654 | 1451.0091 | 202.9909 | 0.12273 |  | 15 |  |  |  | 202.9909 | [8 empty] | 0 | 0 | 0 | 0 | 0 | 0 | 0 | [5 empty] | 0
FL Zone 2Manufactured HomeNew |  | XXXXXXXX | Yes | Nonequipment | Drain Water Heat Recovery | Hot Water Loop with 50 Gallon Electric Resistance Heater and Drain Water Heat Exchanger | Standard Hot Water Loop with 50 Gallon Electric Resistance Heater, No Drain Water Heat Recovery | Residential | New | Manufactured Home | FL Zone 2 | Domestic Hot Water |  |  | 0 | Per End Use Consumption | [7 empty] | 2449 | 2148.4409 | 300.5591 | 0.12273 |  | 15 |  |  |  | 300.5591 | [8 empty] | 0 | 0 | 0 | 0 | 0 | 0 | 0 | [5 empty] | 0
FL Zone 2Single FamilyExisting |  | XXXXXXXX | Yes | Nonequipment | Duct Insulation | Installation of Duct Insulation (R8) on uninsulated or poorly insulated ducts in unconditioned space | Standard Electric Heating and Central AC with Uninsulated or Poorly Insulated Ductwork (R0 to R4) | Residential | Existing | Single Family | FL Zone 2 | Space Cooling |  |  | 0 | Per End Use Consumption | [7 empty] | 3747.04 | 3670.4037 | 76.6363 | 0.020453 |  | 15 |  |  |  | 76.6363 | [8 empty] | 0 | 0 | 0 | 0 | 0 | 0 | 0 | [5 empty] | 0
FL Zone 2Multi-FamilyExisting |  | XXXXXXXX | Yes | Nonequipment | Duct Insulation | Installation of Duct Insulation (R8) on uninsulated or poorly insulated ducts in unconditioned space | Standard Electric Heating and Central AC with Uninsulated or Poorly Insulated Ductwork (R0 to R4) | Residential | Existing | Multi-Family | FL Zone 2 | Space Cooling |  |  | 0 | Per End Use Consumption | [7 empty] | 1815 | 1777.8787 | 37.1213 | 0.020453 |  | 15 |  |  |  | 37.1213 | [8 empty] | 0 | 0 | 0 | 0 | 0 | 0 | 0 | [5 empty] | 0
FL Zone 2Manufactured HomeExisting |  | XXXXXXXX | Yes | Nonequipment | Duct Insulation | Installation of Duct Insulation (R8) on uninsulated or poorly insulated ducts in unconditioned space | Standard Electric Heating and Central AC with Uninsulated or Poorly Insulated Ductwork (R0 to R4) | Residential | Existing | Manufactured Home | FL Zone 2 | Space Cooling |  |  | 0 | Per End Use Consumption | [7 empty] | 2493 | 2442.0119 | 50.9881 | 0.020453 |  | 15 |  |  |  | 50.9881 | [8 empty] | 0 | 0 | 0 | 0 | 0 | 0 | 0 | [5 empty] | 0
FL Zone 2Single FamilyNew |  | XXXXXXXX | Yes | Nonequipment | Duct Insulation | Installation of Duct Insulation (R8) on uninsulated or poorly insulated ducts in unconditioned space | N/A - Retrofit Only | Residential | New | Single Family | FL Zone 2 | Space Cooling |  |  | 0 | Per End Use Consumption | [7 empty] | 0 | 0 | 0 | 0 |  | 15 |  |  |  | 0 | [8 empty] | 0 | 0 | 0 | 0 | 0 | 0 | 0 | [5 empty] | 0
FL Zone 2Multi-FamilyNew |  | XXXXXXXX | Yes | Nonequipment | Duct Insulation | Installation of Duct Insulation (R8) on uninsulated or poorly insulated ducts in unconditioned space | N/A - Retrofit Only | Residential | New | Multi-Family | FL Zone 2 | Space Cooling |  |  | 0 | Per End Use Consumption | [7 empty] | 0 | 0 | 0 | 0 |  | 15 |  |  |  | 0 | [8 empty] | 0 | 0 | 0 | 0 | 0 | 0 | 0 | [5 empty] | 0
FL Zone 2Manufactured HomeNew |  | XXXXXXXX | Yes | Nonequipment | Duct Insulation | Installation of Duct Insulation (R8) on uninsulated or poorly insulated ducts in unconditioned space | N/A - Retrofit Only | Residential | New | Manufactured Home | FL Zone 2 | Space Cooling |  |  | 0 | Per End Use Consumption | [7 empty] | 0 | 0 | 0 | 0 |  | 15 |  |  |  | 0 | [8 empty] | 0 | 0 | 0 | 0 | 0 | 0 | 0 | [5 empty] | 0
FL Zone 2Single FamilyExisting |  | XXXXXXXX | Yes | Nonequipment | Duct Insulation | Installation of Duct Insulation (R8) on uninsulated or poorly insulated ducts in unconditioned space | Standard Electric Heating and Central AC with Uninsulated or Poorly Insulated Ductwork (R0 to R4) | Residential | Existing | Single Family | FL Zone 2 | Space Heating |  |  | 0 | Per End Use Consumption | [7 empty] | 2870.15 | 2870.15 | 58.7017 | 0.020453 |  | 15 |  |  |  | 58.7017 | [8 empty] | 0 | 0 | 0 | 0 | 0 | 0 | 0 | [5 empty] | 0
FL Zone 2Multi-FamilyExisting |  | XXXXXXXX | Yes | Nonequipment | Duct Insulation | Installation of Duct Insulation (R8) on uninsulated or poorly insulated ducts in unconditioned space | Standard Electric Heating and Central AC with Uninsulated or Poorly Insulated Ductwork (R0 to R4) | Residential | Existing | Multi-Family | FL Zone 2 | Space Heating |  |  | 0 | Per End Use Consumption | [7 empty] | 2488 | 2488 | 50.8858 | 0.020453 |  | 15 |  |  |  | 50.8858 | [8 empty] | 0 | 0 | 0 | 0 | 0 | 0 | 0 | [5 empty] | 0
FL Zone 2Manufactured HomeExisting |  | XXXXXXXX | Yes | Nonequipment | Duct Insulation | Installation of Duct Insulation (R8) on uninsulated or poorly insulated ducts in unconditioned space | Standard Electric Heating and Central AC with Uninsulated or Poorly Insulated Ductwork (R0 to R4) | Residential | Existing | Manufactured Home | FL Zone 2 | Space Heating |  |  | 0 | Per End Use Consumption | [7 empty] | 3980 | 3980 | 81.401 | 0.020453 |  | 15 |  |  |  | 81.401 | [8 empty] | 0 | 0 | 0 | 0 | 0 | 0 | 0 | [5 empty] | 0
FL Zone 2Single FamilyNew |  | XXXXXXXX | Yes | Nonequipment | Duct Insulation | Installation of Duct Insulation (R8) on uninsulated or poorly insulated ducts in unconditioned space | N/A - Retrofit Only | Residential | New | Single Family | FL Zone 2 | Space Heating |  |  | 0 | Per End Use Consumption | [7 empty] | 0 | 0 | 0 | 0 |  | 15 |  |  |  | 0 | [8 empty] | 0 | 0 | 0 | 0 | 0 | 0 | 0 | [5 empty] | 0
FL Zone 2Multi-FamilyNew |  | XXXXXXXX | Yes | Nonequipment | Duct Insulation | Installation of Duct Insulation (R8) on uninsulated or poorly insulated ducts in unconditioned space | N/A - Retrofit Only | Residential | New | Multi-Family | FL Zone 2 | Space Heating |  |  | 0 | Per End Use Consumption | [7 empty] | 0 | 0 | 0 | 0 |  | 15 |  |  |  | 0 | [8 empty] | 0 | 0 | 0 | 0 | 0 | 0 | 0 | [5 empty] | 0
FL Zone 2Manufactured HomeNew |  | XXXXXXXX | Yes | Nonequipment | Duct Insulation | Installation of Duct Insulation (R8) on uninsulated or poorly insulated ducts in unconditioned space | N/A - Retrofit Only | Residential | New | Manufactured Home | FL Zone 2 | Space Heating |  |  | 0 | Per End Use Consumption | [7 empty] | 0 | 0 | 0 | 0 |  | 15 |  |  |  | 0 | [8 empty] | 0 | 0 | 0 | 0 | 0 | 0 | 0 | [5 empty] | 0
FL Zone 2Single FamilyExisting |  | XXXXXXXX | Yes | Nonequipment | Duct Repair | Duct Repair to eliminate/minimize leaks, includes testing and sealing | Standard Electric Heating and Central AC with typical duct leakage | Residential | Existing | Single Family | FL Zone 2 | Space Cooling |  |  | 0 | Per End Use Consumption | [7 empty] | 3747.04 | 3297.3952 | 449.6448 | 0.12 |  | 11 |  |  |  | 449.6448 | [8 empty] | 0 | 0 | 0 | 0 | 0 | 0 | 0 | [5 empty] | 0
FL Zone 2Multi-FamilyExisting |  | XXXXXXXX | Yes | Nonequipment | Duct Repair | Duct Repair to eliminate/minimize leaks, includes testing and sealing | Standard Electric Heating and Central AC with typical duct leakage | Residential | Existing | Multi-Family | FL Zone 2 | Space Cooling |  |  | 0 | Per End Use Consumption | [7 empty] | 1815 | 1597.2 | 217.8 | 0.12 |  | 11 |  |  |  | 217.8 | [8 empty] | 0 | 0 | 0 | 0 | 0 | 0 | 0 | [5 empty] | 0
FL Zone 2Manufactured HomeExisting |  | XXXXXXXX | Yes | Nonequipment | Duct Repair | Duct Repair to eliminate/minimize leaks, includes testing and sealing | Standard Electric Heating and Central AC with typical duct leakage | Residential | Existing | Manufactured Home | FL Zone 2 | Space Cooling |  |  | 0 | Per End Use Consumption | [7 empty] | 2493 | 2193.84 | 299.16 | 0.12 |  | 11 |  |  |  | 299.16 | [8 empty] | 0 | 0 | 0 | 0 | 0 | 0 | 0 | [5 empty] | 0
FL Zone 2Single FamilyNew |  | XXXXXXXX | Yes | Nonequipment | Duct Repair | Duct Repair to eliminate/minimize leaks, includes testing and sealing | N/A - Retrofit Only | Residential | New | Single Family | FL Zone 2 | Space Cooling |  |  | 0 | Per End Use Consumption | [7 empty] | 0 | 0 | 0 | 0 |  | 11 |  |  |  | 0 | [8 empty] | 0 | 0 | 0 | 0 | 0 | 0 | 0 | [5 empty] | 0
FL Zone 2Multi-FamilyNew |  | XXXXXXXX | Yes | Nonequipment | Duct Repair | Duct Repair to eliminate/minimize leaks, includes testing and sealing | N/A - Retrofit Only | Residential | New | Multi-Family | FL Zone 2 | Space Cooling |  |  | 0 | Per End Use Consumption | [7 empty] | 0 | 0 | 0 | 0 |  | 11 |  |  |  | 0 | [8 empty] | 0 | 0 | 0 | 0 | 0 | 0 | 0 | [5 empty] | 0
FL Zone 2Manufactured HomeNew |  | XXXXXXXX | Yes | Nonequipment | Duct Repair | Duct Repair to eliminate/minimize leaks, includes testing and sealing | N/A - Retrofit Only | Residential | New | Manufactured Home | FL Zone 2 | Space Cooling |  |  | 0 | Per End Use Consumption | [7 empty] | 0 | 0 | 0 | 0 |  | 11 |  |  |  | 0 | [8 empty] | 0 | 0 | 0 | 0 | 0 | 0 | 0 | [5 empty] | 0
FL Zone 2Single FamilyExisting |  | XXXXXXXX | Yes | Nonequipment | Duct Repair | Duct Repair to eliminate/minimize leaks, includes testing and sealing | Standard Electric Heating and Central AC with typical duct leakage | Residential | Existing | Single Family | FL Zone 2 | Space Heating |  |  | 0 | Per End Use Consumption | [7 empty] | 2870.15 | 2525.732 | 344.418 | 0.12 |  | 11 |  |  |  | 344.418 | [8 empty] | 0 | 0 | 0 | 0 | 0 | 0 | 0 | [5 empty] | 0
FL Zone 2Multi-FamilyExisting |  | XXXXXXXX | Yes | Nonequipment | Duct Repair | Duct Repair to eliminate/minimize leaks, includes testing and sealing | Standard Electric Heating and Central AC with typical duct leakage | Residential | Existing | Multi-Family | FL Zone 2 | Space Heating |  |  | 0 | Per End Use Consumption | [7 empty] | 2488 | 2189.44 | 298.56 | 0.12 |  | 11 |  |  |  | 298.56 | [8 empty] | 0 | 0 | 0 | 0 | 0 | 0 | 0 | [5 empty] | 0
FL Zone 2Manufactured HomeExisting |  | XXXXXXXX | Yes | Nonequipment | Duct Repair | Duct Repair to eliminate/minimize leaks, includes testing and sealing | Standard Electric Heating and Central AC with typical duct leakage | Residential | Existing | Manufactured Home | FL Zone 2 | Space Heating |  |  | 0 | Per End Use Consumption | [7 empty] | 3980 | 3502.4 | 477.6 | 0.12 |  | 11 |  |  |  | 477.6 | [8 empty] | 0 | 0 | 0 | 0 | 0 | 0 | 0 | [5 empty] | 0
FL Zone 2Single FamilyNew |  | XXXXXXXX | Yes | Nonequipment | Duct Repair | Duct Repair to eliminate/minimize leaks, includes testing and sealing | N/A - Retrofit Only | Residential | New | Single Family | FL Zone 2 | Space Heating |  |  | 0 | Per End Use Consumption | [7 empty] | 0 | 0 | 0 | 0 |  | 11 |  |  |  | 0 | [8 empty] | 0 | 0 | 0 | 0 | 0 | 0 | 0 | [5 empty] | 0
FL Zone 2Multi-FamilyNew |  | XXXXXXXX | Yes | Nonequipment | Duct Repair | Duct Repair to eliminate/minimize leaks, includes testing and sealing | N/A - Retrofit Only | Residential | New | Multi-Family | FL Zone 2 | Space Heating |  |  | 0 | Per End Use Consumption | [7 empty] | 0 | 0 | 0 | 0 |  | 11 |  |  |  | 0 | [8 empty] | 0 | 0 | 0 | 0 | 0 | 0 | 0 | [5 empty] | 0
FL Zone 2Manufactured HomeNew |  | XXXXXXXX | Yes | Nonequipment | Duct Repair | Duct Repair to eliminate/minimize leaks, includes testing and sealing | N/A - Retrofit Only | Residential | New | Manufactured Home | FL Zone 2 | Space Heating |  |  | 0 | Per End Use Consumption | [7 empty] | 0 | 0 | 0 | 0 |  | 11 |  |  |  | 0 | [8 empty] | 0 | 0 | 0 | 0 | 0 | 0 | 0 | [5 empty] | 0
FL Zone 2Single FamilyTurnover |  | XXXXXXXX | Yes | Equipment | Energy Star Air Purifier | One 120 CFM Air Purifier meeting current ENERGY STAR® Standards | One Standard Air Purifier | Residential | Turnover | Single Family | FL Zone 2 | Electronics | Air quality |  | 0 | Per Air Cleaner | [7 empty] | 1072 | 430.0364 | 641.9636 | 0.59885 |  | 9 |  |  |  | 641.9636 | [8 empty] | 0 | 0 | 0 | 0 | 0 | 0 | 0 | [5 empty] | 0
FL Zone 2Multi-FamilyTurnover |  | XXXXXXXX | Yes | Equipment | Energy Star Air Purifier | One 120 CFM Air Purifier meeting current ENERGY STAR® Standards | One Standard Air Purifier | Residential | Turnover | Multi-Family | FL Zone 2 | Electronics | Air quality |  | 0 | Per Air Cleaner | [7 empty] | 1072 | 430.0364 | 641.9636 | 0.59885 |  | 9 |  |  |  | 641.9636 | [8 empty] | 0 | 0 | 0 | 0 | 0 | 0 | 0 | [5 empty] | 0
FL Zone 2Manufactured HomeTurnover |  | XXXXXXXX | Yes | Equipment | Energy Star Air Purifier | One 120 CFM Air Purifier meeting current ENERGY STAR® Standards | One Standard Air Purifier | Residential | Turnover | Manufactured Home | FL Zone 2 | Electronics | Air quality |  | 0 | Per Air Cleaner | [7 empty] | 1072 | 430.0364 | 641.9636 | 0.59885 |  | 9 |  |  |  | 641.9636 | [8 empty] | 0 | 0 | 0 | 0 | 0 | 0 | 0 | [5 empty] | 0
FL Zone 2Single FamilyNew |  | XXXXXXXX | Yes | Equipment | Energy Star Air Purifier | One 120 CFM Air Purifier meeting current ENERGY STAR® Standards | One Standard Air Purifier | Residential | New | Single Family | FL Zone 2 | Electronics | Air quality |  | 0 | Per Air Cleaner | [7 empty] | 1072 | 430.0364 | 641.9636 | 0.59885 |  | 9 |  |  |  | 641.9636 | [8 empty] | 0 | 0 | 0 | 0 | 0 | 0 | 0 | [5 empty] | 0
FL Zone 2Multi-FamilyNew |  | XXXXXXXX | Yes | Equipment | Energy Star Air Purifier | One 120 CFM Air Purifier meeting current ENERGY STAR® Standards | One Standard Air Purifier | Residential | New | Multi-Family | FL Zone 2 | Electronics | Air quality |  | 0 | Per Air Cleaner | [7 empty] | 1072 | 430.0364 | 641.9636 | 0.59885 |  | 9 |  |  |  | 641.9636 | [8 empty] | 0 | 0 | 0 | 0 | 0 | 0 | 0 | [5 empty] | 0
FL Zone 2Manufactured HomeNew |  | XXXXXXXX | Yes | Equipment | Energy Star Air Purifier | One 120 CFM Air Purifier meeting current ENERGY STAR® Standards | One Standard Air Purifier | Residential | New | Manufactured Home | FL Zone 2 | Electronics | Air quality |  | 0 | Per Air Cleaner | [7 empty] | 1072 | 430.0364 | 641.9636 | 0.59885 |  | 9 |  |  |  | 641.9636 | [8 empty] | 0 | 0 | 0 | 0 | 0 | 0 | 0 | [5 empty] | 0
FL Zone 2Single FamilyTurnover |  | XXXXXXXX | Yes | Equipment | Energy Star Audio-Video Equipment | One DVD/Blu-Ray Player meeting current ENERGY STAR® Standards | One Market Average DVD/Blu-Ray Player | Residential | Turnover | Single Family | FL Zone 2 | Electronics | Other AV |  | 0 | Per Device | [7 empty] | 98.2955 | 18 | 80.2955 | 0.81688 |  | 5 |  |  |  | 80.2955 | [8 empty] | 0 | 0 | 0 | 0 | 0 | 0 | 0 | [5 empty] | 0
FL Zone 2Multi-FamilyTurnover |  | XXXXXXXX | Yes | Equipment | Energy Star Audio-Video Equipment | One DVD/Blu-Ray Player meeting current ENERGY STAR® Standards | One Market Average DVD/Blu-Ray Player | Residential | Turnover | Multi-Family | FL Zone 2 | Electronics | Other AV |  | 0 | Per Device | [7 empty] | 98.2955 | 18 | 80.2955 | 0.81688 |  | 5 |  |  |  | 80.2955 | [8 empty] | 0 | 0 | 0 | 0 | 0 | 0 | 0 | [5 empty] | 0
FL Zone 2Manufactured HomeTurnover |  | XXXXXXXX | Yes | Equipment | Energy Star Audio-Video Equipment | One DVD/Blu-Ray Player meeting current ENERGY STAR® Standards | One Market Average DVD/Blu-Ray Player | Residential | Turnover | Manufactured Home | FL Zone 2 | Electronics | Other AV |  | 0 | Per Device | [7 empty] | 98.2955 | 18 | 80.2955 | 0.81688 |  | 5 |  |  |  | 80.2955 | [8 empty] | 0 | 0 | 0 | 0 | 0 | 0 | 0 | [5 empty] | 0
FL Zone 2Single FamilyNew |  | XXXXXXXX | Yes | Equipment | Energy Star Audio-Video Equipment | One DVD/Blu-Ray Player meeting current ENERGY STAR® Standards | One Market Average DVD/Blu-Ray Player | Residential | New | Single Family | FL Zone 2 | Electronics | Other AV |  | 0 | Per Device | [7 empty] | 98.2955 | 18 | 80.2955 | 0.81688 |  | 5 |  |  |  | 80.2955 | [8 empty] | 0 | 0 | 0 | 0 | 0 | 0 | 0 | [5 empty] | 0
FL Zone 2Multi-FamilyNew |  | XXXXXXXX | Yes | Equipment | Energy Star Audio-Video Equipment | One DVD/Blu-Ray Player meeting current ENERGY STAR® Standards | One Market Average DVD/Blu-Ray Player | Residential | New | Multi-Family | FL Zone 2 | Electronics | Other AV |  | 0 | Per Device | [7 empty] | 98.2955 | 18 | 80.2955 | 0.81688 |  | 5 |  |  |  | 80.2955 | [8 empty] | 0 | 0 | 0 | 0 | 0 | 0 | 0 | [5 empty] | 0
FL Zone 2Manufactured HomeNew |  | XXXXXXXX | Yes | Equipment | Energy Star Audio-Video Equipment | One DVD/Blu-Ray Player meeting current ENERGY STAR® Standards | One Market Average DVD/Blu-Ray Player | Residential | New | Manufactured Home | FL Zone 2 | Electronics | Other AV |  | 0 | Per Device | [7 empty] | 98.2955 | 18 | 80.2955 | 0.81688 |  | 5 |  |  |  | 80.2955 | [8 empty] | 0 | 0 | 0 | 0 | 0 | 0 | 0 | [5 empty] | 0
FL Zone 2Single FamilyTurnover |  | XXXXXXXX | Yes | Equipment | Energy Star Bathroom Ventilating Fan | Bathroom Exhaust Fan meeting current ENERGY STAR Standards | Bathroom Exhaust Fan meeting Federal Standard | Residential | Turnover | Single Family | FL Zone 2 | Miscellaneous | Fan |  | 0 | Per Fan | [7 empty] | 9.4274 | 3.5211 | 5.9063 | 0.62651 |  | 10 |  |  |  | 5.9063 | [8 empty] | 0 | 0 | 0 | 0 | 0 | 0 | 0 | [5 empty] | 0
FL Zone 2Multi-FamilyTurnover |  | XXXXXXXX | Yes | Equipment | Energy Star Bathroom Ventilating Fan | Bathroom Exhaust Fan meeting current ENERGY STAR Standards | Bathroom Exhaust Fan meeting Federal Standard | Residential | Turnover | Multi-Family | FL Zone 2 | Miscellaneous | Fan |  | 0 | Per Fan | [7 empty] | 9.4274 | 3.5211 | 5.9063 | 0.62651 |  | 10 |  |  |  | 5.9063 | [8 empty] | 0 | 0 | 0 | 0 | 0 | 0 | 0 | [5 empty] | 0
FL Zone 2Manufactured HomeTurnover |  | XXXXXXXX | Yes | Equipment | Energy Star Bathroom Ventilating Fan | Bathroom Exhaust Fan meeting current ENERGY STAR Standards | Bathroom Exhaust Fan meeting Federal Standard | Residential | Turnover | Manufactured Home | FL Zone 2 | Miscellaneous | Fan |  | 0 | Per Fan | [7 empty] | 9.4274 | 3.5211 | 5.9063 | 0.62651 |  | 10 |  |  |  | 5.9063 | [8 empty] | 0 | 0 | 0 | 0 | 0 | 0 | 0 | [5 empty] | 0
FL Zone 2Single FamilyNew |  | XXXXXXXX | Yes | Equipment | Energy Star Bathroom Ventilating Fan | Bathroom Exhaust Fan meeting current ENERGY STAR Standards | Bathroom Exhaust Fan meeting Federal Standard | Residential | New | Single Family | FL Zone 2 | Miscellaneous | Fan |  | 0 | Per Fan | [7 empty] | 9.4274 | 3.5211 | 5.9063 | 0.62651 |  | 10 |  |  |  | 5.9063 | [8 empty] | 0 | 0 | 0 | 0 | 0 | 0 | 0 | [5 empty] | 0
FL Zone 2Multi-FamilyNew |  | XXXXXXXX | Yes | Equipment | Energy Star Bathroom Ventilating Fan | Bathroom Exhaust Fan meeting current ENERGY STAR Standards | Bathroom Exhaust Fan meeting Federal Standard | Residential | New | Multi-Family | FL Zone 2 | Miscellaneous | Fan |  | 0 | Per Fan | [7 empty] | 9.4274 | 3.5211 | 5.9063 | 0.62651 |  | 10 |  |  |  | 5.9063 | [8 empty] | 0 | 0 | 0 | 0 | 0 | 0 | 0 | [5 empty] | 0
FL Zone 2Manufactured HomeNew |  | XXXXXXXX | Yes | Equipment | Energy Star Bathroom Ventilating Fan | Bathroom Exhaust Fan meeting current ENERGY STAR Standards | Bathroom Exhaust Fan meeting Federal Standard | Residential | New | Manufactured Home | FL Zone 2 | Miscellaneous | Fan |  | 0 | Per Fan | [7 empty] | 9.4274 | 3.5211 | 5.9063 | 0.62651 |  | 10 |  |  |  | 5.9063 | [8 empty] | 0 | 0 | 0 | 0 | 0 | 0 | 0 | [5 empty] | 0
FL Zone 2Single FamilyTurnover |  | XXXXXXXX | Yes | Equipment | Energy Star Ceiling Fan | 60" Ceiling Fan Meeting current ENERGY STAR Standards | Standard, non-ENERGYSTAR Ceiling Fan | Residential | Turnover | Single Family | FL Zone 2 | Miscellaneous | Fan |  | 0 | Per Fan | [7 empty] | 31.2723 | 9.7904 | 21.4818 | 0.68693 |  | 20 |  |  |  | 21.4818 | [8 empty] | 0 | 0 | 0 | 0 | 0 | 0 | 0 | [5 empty] | 0
FL Zone 2Multi-FamilyTurnover |  | XXXXXXXX | Yes | Equipment | Energy Star Ceiling Fan | 60" Ceiling Fan Meeting current ENERGY STAR Standards | Standard, non-ENERGYSTAR Ceiling Fan | Residential | Turnover | Multi-Family | FL Zone 2 | Miscellaneous | Fan |  | 0 | Per Fan | [7 empty] | 31.2723 | 9.7904 | 21.4818 | 0.68693 |  | 20 |  |  |  | 21.4818 | [8 empty] | 0 | 0 | 0 | 0 | 0 | 0 | 0 | [5 empty] | 0
FL Zone 2Manufactured HomeTurnover |  | XXXXXXXX | Yes | Equipment | Energy Star Ceiling Fan | 60" Ceiling Fan Meeting current ENERGY STAR Standards | Standard, non-ENERGYSTAR Ceiling Fan | Residential | Turnover | Manufactured Home | FL Zone 2 | Miscellaneous | Fan |  | 0 | Per Fan | [7 empty] | 31.2723 | 9.7904 | 21.4818 | 0.68693 |  | 20 |  |  |  | 21.4818 | [8 empty] | 0 | 0 | 0 | 0 | 0 | 0 | 0 | [5 empty] | 0
FL Zone 2Single FamilyNew |  | XXXXXXXX | Yes | Equipment | Energy Star Ceiling Fan | 60" Ceiling Fan Meeting current ENERGY STAR Standards | Standard, non-ENERGYSTAR Ceiling Fan | Residential | New | Single Family | FL Zone 2 | Miscellaneous | Fan |  | 0 | Per Fan | [7 empty] | 31.2723 | 9.7904 | 21.4818 | 0.68693 |  | 20 |  |  |  | 21.4818 | [8 empty] | 0 | 0 | 0 | 0 | 0 | 0 | 0 | [5 empty] | 0
FL Zone 2Multi-FamilyNew |  | XXXXXXXX | Yes | Equipment | Energy Star Ceiling Fan | 60" Ceiling Fan Meeting current ENERGY STAR Standards | Standard, non-ENERGYSTAR Ceiling Fan | Residential | New | Multi-Family | FL Zone 2 | Miscellaneous | Fan |  | 0 | Per Fan | [7 empty] | 31.2723 | 9.7904 | 21.4818 | 0.68693 |  | 20 |  |  |  | 21.4818 | [8 empty] | 0 | 0 | 0 | 0 | 0 | 0 | 0 | [5 empty] | 0
FL Zone 2Manufactured HomeNew |  | XXXXXXXX | Yes | Equipment | Energy Star Ceiling Fan | 60" Ceiling Fan Meeting current ENERGY STAR Standards | Standard, non-ENERGYSTAR Ceiling Fan | Residential | New | Manufactured Home | FL Zone 2 | Miscellaneous | Fan |  | 0 | Per Fan | [7 empty] | 31.2723 | 9.7904 | 21.4818 | 0.68693 |  | 20 |  |  |  | 21.4818 | [8 empty] | 0 | 0 | 0 | 0 | 0 | 0 | 0 | [5 empty] | 0
FL Zone 2Single FamilyExisting |  | XXXXXXXX | Yes | Nonequipment | Energy Star Certified Roof Products | Energy Star Certified Roof Products | Standard Black Roof | Residential | Existing | Single Family | FL Zone 2 | Space Cooling |  |  | 0 | Per End Use Consumption | [7 empty] | 3747.04 | 3278.66 | 468.38 | 0.125 |  | 20 |  |  |  | 468.38 | [8 empty] | 0 | 0 | 0 | 0 | 0 | 0 | 0 | [5 empty] | 0
FL Zone 2Multi-FamilyExisting |  | XXXXXXXX | Yes | Nonequipment | Energy Star Certified Roof Products | Energy Star Certified Roof Products | Standard Black Roof | Residential | Existing | Multi-Family | FL Zone 2 | Space Cooling |  |  | 0 | Per End Use Consumption | [7 empty] | 1815 | 1588.125 | 226.875 | 0.125 |  | 20 |  |  |  | 226.875 | [8 empty] | 0 | 0 | 0 | 0 | 0 | 0 | 0 | [5 empty] | 0
FL Zone 2Manufactured HomeExisting |  | XXXXXXXX | Yes | Nonequipment | Energy Star Certified Roof Products | Energy Star Certified Roof Products | Standard Black Roof | Residential | Existing | Manufactured Home | FL Zone 2 | Space Cooling |  |  | 0 | Per End Use Consumption | [7 empty] | 2493 | 2181.375 | 311.625 | 0.125 |  | 20 |  |  |  | 311.625 | [8 empty] | 0 | 0 | 0 | 0 | 0 | 0 | 0 | [5 empty] | 0
FL Zone 2Single FamilyNew |  | XXXXXXXX | Yes | Nonequipment | Energy Star Certified Roof Products | Energy Star Certified Roof Products | Standard Black Roof | Residential | New | Single Family | FL Zone 2 | Space Cooling |  |  | 0 | Per End Use Consumption | [7 empty] | 3747.04 | 3278.66 | 468.38 | 0.125 |  | 20 |  |  |  | 468.38 | [8 empty] | 0 | 0 | 0 | 0 | 0 | 0 | 0 | [5 empty] | 0
FL Zone 2Multi-FamilyNew |  | XXXXXXXX | Yes | Nonequipment | Energy Star Certified Roof Products | Energy Star Certified Roof Products | Standard Black Roof | Residential | New | Multi-Family | FL Zone 2 | Space Cooling |  |  | 0 | Per End Use Consumption | [7 empty] | 1815 | 1588.125 | 226.875 | 0.125 |  | 20 |  |  |  | 226.875 | [8 empty] | 0 | 0 | 0 | 0 | 0 | 0 | 0 | [5 empty] | 0
FL Zone 2Manufactured HomeNew |  | XXXXXXXX | Yes | Nonequipment | Energy Star Certified Roof Products | Energy Star Certified Roof Products | Standard Black Roof | Residential | New | Manufactured Home | FL Zone 2 | Space Cooling |  |  | 0 | Per End Use Consumption | [7 empty] | 2493 | 2181.375 | 311.625 | 0.125 |  | 20 |  |  |  | 311.625 | [8 empty] | 0 | 0 | 0 | 0 | 0 | 0 | 0 | [5 empty] | 0
FL Zone 2Single FamilyExisting |  | XXXXXXXX | Yes | Nonequipment | Energy Star Certified Roof Products | Energy Star Certified Roof Products | Standard Black Roof | Residential | Existing | Single Family | FL Zone 2 | Space Heating |  |  | 0 | Per End Use Consumption | [7 empty] | 2870.15 | 2511.3812 | 358.7688 | 0.125 |  | 20 |  |  |  | 358.7688 | [8 empty] | 0 | 0 | 0 | 0 | 0 | 0 | 0 | [5 empty] | 0
FL Zone 2Multi-FamilyExisting |  | XXXXXXXX | Yes | Nonequipment | Energy Star Certified Roof Products | Energy Star Certified Roof Products | Standard Black Roof | Residential | Existing | Multi-Family | FL Zone 2 | Space Heating |  |  | 0 | Per End Use Consumption | [7 empty] | 2488 | 2177 | 311 | 0.125 |  | 20 |  |  |  | 311 | [8 empty] | 0 | 0 | 0 | 0 | 0 | 0 | 0 | [5 empty] | 0
FL Zone 2Manufactured HomeExisting |  | XXXXXXXX | Yes | Nonequipment | Energy Star Certified Roof Products | Energy Star Certified Roof Products | Standard Black Roof | Residential | Existing | Manufactured Home | FL Zone 2 | Space Heating |  |  | 0 | Per End Use Consumption | [7 empty] | 3980 | 3482.5 | 497.5 | 0.125 |  | 20 |  |  |  | 497.5 | [8 empty] | 0 | 0 | 0 | 0 | 0 | 0 | 0 | [5 empty] | 0
FL Zone 2Single FamilyNew |  | XXXXXXXX | Yes | Nonequipment | Energy Star Certified Roof Products | Energy Star Certified Roof Products | Standard Black Roof | Residential | New | Single Family | FL Zone 2 | Space Heating |  |  | 0 | Per End Use Consumption | [7 empty] | 2870.15 | 2511.3812 | 358.7688 | 0.125 |  | 20 |  |  |  | 358.7688 | [8 empty] | 0 | 0 | 0 | 0 | 0 | 0 | 0 | [5 empty] | 0
FL Zone 2Multi-FamilyNew |  | XXXXXXXX | Yes | Nonequipment | Energy Star Certified Roof Products | Energy Star Certified Roof Products | Standard Black Roof | Residential | New | Multi-Family | FL Zone 2 | Space Heating |  |  | 0 | Per End Use Consumption | [7 empty] | 2488 | 2177 | 311 | 0.125 |  | 20 |  |  |  | 311 | [8 empty] | 0 | 0 | 0 | 0 | 0 | 0 | 0 | [5 empty] | 0
FL Zone 2Manufactured HomeNew |  | XXXXXXXX | Yes | Nonequipment | Energy Star Certified Roof Products | Energy Star Certified Roof Products | Standard Black Roof | Residential | New | Manufactured Home | FL Zone 2 | Space Heating |  |  | 0 | Per End Use Consumption | [7 empty] | 3980 | 3482.5 | 497.5 | 0.125 |  | 20 |  |  |  | 497.5 | [8 empty] | 0 | 0 | 0 | 0 | 0 | 0 | 0 | [5 empty] | 0
FL Zone 2Single FamilyTurnover |  | XXXXXXXX | Yes | Equipment | Energy Star Clothes Dryer | One Electric Resistance Clothes Dryer meeting current ENERGY STAR® Standards | One Clothes Dryer meeting Federal Standard | Residential | Turnover | Single Family | FL Zone 2 | Appliances | Clothes dryer |  | 0 | Per Appliance | [7 empty] | 699.5024 | 553.5503 | 145.9522 | 0.20865 |  | 11 |  |  |  | 145.9522 | [8 empty] | 0 | 0 | 0 | 0 | 0 | 0 | 0 | [5 empty] | 0
FL Zone 2Multi-FamilyTurnover |  | XXXXXXXX | Yes | Equipment | Energy Star Clothes Dryer | One Electric Resistance Clothes Dryer meeting current ENERGY STAR® Standards | One Clothes Dryer meeting Federal Standard | Residential | Turnover | Multi-Family | FL Zone 2 | Appliances | Clothes dryer |  | 0 | Per Appliance | [7 empty] | 699.5024 | 553.5503 | 145.9522 | 0.20865 |  | 11 |  |  |  | 145.9522 | [8 empty] | 0 | 0 | 0 | 0 | 0 | 0 | 0 | [5 empty] | 0
FL Zone 2Manufactured HomeTurnover |  | XXXXXXXX | Yes | Equipment | Energy Star Clothes Dryer | One Electric Resistance Clothes Dryer meeting current ENERGY STAR® Standards | One Clothes Dryer meeting Federal Standard | Residential | Turnover | Manufactured Home | FL Zone 2 | Appliances | Clothes dryer |  | 0 | Per Appliance | [7 empty] | 699.5024 | 553.5503 | 145.9522 | 0.20865 |  | 11 |  |  |  | 145.9522 | [8 empty] | 0 | 0 | 0 | 0 | 0 | 0 | 0 | [5 empty] | 0
FL Zone 2Single FamilyNew |  | XXXXXXXX | Yes | Equipment | Energy Star Clothes Dryer | One Electric Resistance Clothes Dryer meeting current ENERGY STAR® Standards | One Clothes Dryer meeting Federal Standard | Residential | New | Single Family | FL Zone 2 | Appliances | Clothes dryer |  | 0 | Per Appliance | [7 empty] | 699.5024 | 553.5503 | 145.9522 | 0.20865 |  | 11 |  |  |  | 145.9522 | [8 empty] | 0 | 0 | 0 | 0 | 0 | 0 | 0 | [5 empty] | 0
FL Zone 2Multi-FamilyNew |  | XXXXXXXX | Yes | Equipment | Energy Star Clothes Dryer | One Electric Resistance Clothes Dryer meeting current ENERGY STAR® Standards | One Clothes Dryer meeting Federal Standard | Residential | New | Multi-Family | FL Zone 2 | Appliances | Clothes dryer |  | 0 | Per Appliance | [7 empty] | 699.5024 | 553.5503 | 145.9522 | 0.20865 |  | 11 |  |  |  | 145.9522 | [8 empty] | 0 | 0 | 0 | 0 | 0 | 0 | 0 | [5 empty] | 0
FL Zone 2Manufactured HomeNew |  | XXXXXXXX | Yes | Equipment | Energy Star Clothes Dryer | One Electric Resistance Clothes Dryer meeting current ENERGY STAR® Standards | One Clothes Dryer meeting Federal Standard | Residential | New | Manufactured Home | FL Zone 2 | Appliances | Clothes dryer |  | 0 | Per Appliance | [7 empty] | 699.5024 | 553.5503 | 145.9522 | 0.20865 |  | 11 |  |  |  | 145.9522 | [8 empty] | 0 | 0 | 0 | 0 | 0 | 0 | 0 | [5 empty] | 0
FL Zone 2Single FamilyTurnover |  | XXXXXXXX | Yes | Equipment | Energy Star Clothes Washer | One Clothes Washer meeting current ENERGY STAR® Standards | One Clothes Washer meeting Federal Standard | Residential | Turnover | Single Family | FL Zone 2 | Appliances | Clothes washer |  | 0 | Per Appliance | [7 empty] | 1440.7595 | 896.2205 | 544.539 | 0.37795 |  | 11 |  |  |  | 544.539 | [8 empty] | 0 | 0 | 0 | 0 | 0 | 0 | 0 | [5 empty] | 0
FL Zone 2Multi-FamilyTurnover |  | XXXXXXXX | Yes | Equipment | Energy Star Clothes Washer | One Clothes Washer meeting current ENERGY STAR® Standards | One Clothes Washer meeting Federal Standard | Residential | Turnover | Multi-Family | FL Zone 2 | Appliances | Clothes washer |  | 0 | Per Appliance | [7 empty] | 1440.7595 | 896.2205 | 544.539 | 0.37795 |  | 11 |  |  |  | 544.539 | [8 empty] | 0 | 0 | 0 | 0 | 0 | 0 | 0 | [5 empty] | 0
FL Zone 2Manufactured HomeTurnover |  | XXXXXXXX | Yes | Equipment | Energy Star Clothes Washer | One Clothes Washer meeting current ENERGY STAR® Standards | One Clothes Washer meeting Federal Standard | Residential | Turnover | Manufactured Home | FL Zone 2 | Appliances | Clothes washer |  | 0 | Per Appliance | [7 empty] | 1440.7595 | 896.2205 | 544.539 | 0.37795 |  | 11 |  |  |  | 544.539 | [8 empty] | 0 | 0 | 0 | 0 | 0 | 0 | 0 | [5 empty] | 0
FL Zone 2Single FamilyNew |  | XXXXXXXX | Yes | Equipment | Energy Star Clothes Washer | One Clothes Washer meeting current ENERGY STAR® Standards | One Clothes Washer meeting Federal Standard | Residential | New | Single Family | FL Zone 2 | Appliances | Clothes washer |  | 0 | Per Appliance | [7 empty] | 1440.7595 | 896.2205 | 544.539 | 0.37795 |  | 11 |  |  |  | 544.539 | [8 empty] | 0 | 0 | 0 | 0 | 0 | 0 | 0 | [5 empty] | 0
FL Zone 2Multi-FamilyNew |  | XXXXXXXX | Yes | Equipment | Energy Star Clothes Washer | One Clothes Washer meeting current ENERGY STAR® Standards | One Clothes Washer meeting Federal Standard | Residential | New | Multi-Family | FL Zone 2 | Appliances | Clothes washer |  | 0 | Per Appliance | [7 empty] | 1440.7595 | 896.2205 | 544.539 | 0.37795 |  | 11 |  |  |  | 544.539 | [8 empty] | 0 | 0 | 0 | 0 | 0 | 0 | 0 | [5 empty] | 0
FL Zone 2Manufactured HomeNew |  | XXXXXXXX | Yes | Equipment | Energy Star Clothes Washer | One Clothes Washer meeting current ENERGY STAR® Standards | One Clothes Washer meeting Federal Standard | Residential | New | Manufactured Home | FL Zone 2 | Appliances | Clothes washer |  | 0 | Per Appliance | [7 empty] | 1440.7595 | 896.2205 | 544.539 | 0.37795 |  | 11 |  |  |  | 544.539 | [8 empty] | 0 | 0 | 0 | 0 | 0 | 0 | 0 | [5 empty] | 0
FL Zone 2Single FamilyTurnover |  | XXXXXXXX | Yes | Equipment | Energy Star Dehumidifier | One Dehumidifier meeting current ENERGY STAR Standards | One Dehumidifier meeting Federal Standard | Residential | Turnover | Single Family | FL Zone 2 | Miscellaneous | Other |  | 0 | Per Appliance | [7 empty] | 857.7067 | 643.28 | 214.4267 | 0.25 |  | 12 |  |  |  | 214.4267 | [8 empty] | 0 | 0 | 0 | 0 | 0 | 0 | 0 | [5 empty] | 0
FL Zone 2Multi-FamilyTurnover |  | XXXXXXXX | Yes | Equipment | Energy Star Dehumidifier | One Dehumidifier meeting current ENERGY STAR Standards | One Dehumidifier meeting Federal Standard | Residential | Turnover | Multi-Family | FL Zone 2 | Miscellaneous | Other |  | 0 | Per Appliance | [7 empty] | 857.7067 | 643.28 | 214.4267 | 0.25 |  | 12 |  |  |  | 214.4267 | [8 empty] | 0 | 0 | 0 | 0 | 0 | 0 | 0 | [5 empty] | 0
FL Zone 2Manufactured HomeTurnover |  | XXXXXXXX | Yes | Equipment | Energy Star Dehumidifier | One Dehumidifier meeting current ENERGY STAR Standards | One Dehumidifier meeting Federal Standard | Residential | Turnover | Manufactured Home | FL Zone 2 | Miscellaneous | Other |  | 0 | Per Appliance | [7 empty] | 857.7067 | 643.28 | 214.4267 | 0.25 |  | 12 |  |  |  | 214.4267 | [8 empty] | 0 | 0 | 0 | 0 | 0 | 0 | 0 | [5 empty] | 0
FL Zone 2Single FamilyNew |  | XXXXXXXX | Yes | Equipment | Energy Star Dehumidifier | One Dehumidifier meeting current ENERGY STAR Standards | One Dehumidifier meeting Federal Standard | Residential | New | Single Family | FL Zone 2 | Miscellaneous | Other |  | 0 | Per Appliance | [7 empty] | 857.7067 | 643.28 | 214.4267 | 0.25 |  | 12 |  |  |  | 214.4267 | [8 empty] | 0 | 0 | 0 | 0 | 0 | 0 | 0 | [5 empty] | 0
FL Zone 2Multi-FamilyNew |  | XXXXXXXX | Yes | Equipment | Energy Star Dehumidifier | One Dehumidifier meeting current ENERGY STAR Standards | One Dehumidifier meeting Federal Standard | Residential | New | Multi-Family | FL Zone 2 | Miscellaneous | Other |  | 0 | Per Appliance | [7 empty] | 857.7067 | 643.28 | 214.4267 | 0.25 |  | 12 |  |  |  | 214.4267 | [8 empty] | 0 | 0 | 0 | 0 | 0 | 0 | 0 | [5 empty] | 0
FL Zone 2Manufactured HomeNew |  | XXXXXXXX | Yes | Equipment | Energy Star Dehumidifier | One Dehumidifier meeting current ENERGY STAR Standards | One Dehumidifier meeting Federal Standard | Residential | New | Manufactured Home | FL Zone 2 | Miscellaneous | Other |  | 0 | Per Appliance | [7 empty] | 857.7067 | 643.28 | 214.4267 | 0.25 |  | 12 |  |  |  | 214.4267 | [8 empty] | 0 | 0 | 0 | 0 | 0 | 0 | 0 | [5 empty] | 0
FL Zone 2Single FamilyTurnover |  | XXXXXXXX | Yes | Equipment | Energy Star Dishwasher | One Dishwasher meeting current ENERGY STAR® Requirements | One Dishwasher meeting Federal Standard | Residential | Turnover | Single Family | FL Zone 2 | Appliances | Dishwasher |  | 0 | Per Appliance | [7 empty] | 307 | 266.697 | 40.303 | 0.13128 |  | 10 |  |  |  | 40.303 | [8 empty] | 0 | 0 | 0 | 0 | 0 | 0 | 0 | [5 empty] | 0
FL Zone 2Multi-FamilyTurnover |  | XXXXXXXX | Yes | Equipment | Energy Star Dishwasher | One Dishwasher meeting current ENERGY STAR® Requirements | One Dishwasher meeting Federal Standard | Residential | Turnover | Multi-Family | FL Zone 2 | Appliances | Dishwasher |  | 0 | Per Appliance | [7 empty] | 307 | 266.697 | 40.303 | 0.13128 |  | 10 |  |  |  | 40.303 | [8 empty] | 0 | 0 | 0 | 0 | 0 | 0 | 0 | [5 empty] | 0
FL Zone 2Manufactured HomeTurnover |  | XXXXXXXX | Yes | Equipment | Energy Star Dishwasher | One Dishwasher meeting current ENERGY STAR® Requirements | One Dishwasher meeting Federal Standard | Residential | Turnover | Manufactured Home | FL Zone 2 | Appliances | Dishwasher |  | 0 | Per Appliance | [7 empty] | 307 | 266.697 | 40.303 | 0.13128 |  | 10 |  |  |  | 40.303 | [8 empty] | 0 | 0 | 0 | 0 | 0 | 0 | 0 | [5 empty] | 0
FL Zone 2Single FamilyNew |  | XXXXXXXX | Yes | Equipment | Energy Star Dishwasher | One Dishwasher meeting current ENERGY STAR® Requirements | One Dishwasher meeting Federal Standard | Residential | New | Single Family | FL Zone 2 | Appliances | Dishwasher |  | 0 | Per Appliance | [7 empty] | 307 | 266.697 | 40.303 | 0.13128 |  | 10 |  |  |  | 40.303 | [8 empty] | 0 | 0 | 0 | 0 | 0 | 0 | 0 | [5 empty] | 0
FL Zone 2Multi-FamilyNew |  | XXXXXXXX | Yes | Equipment | Energy Star Dishwasher | One Dishwasher meeting current ENERGY STAR® Requirements | One Dishwasher meeting Federal Standard | Residential | New | Multi-Family | FL Zone 2 | Appliances | Dishwasher |  | 0 | Per Appliance | [7 empty] | 307 | 266.697 | 40.303 | 0.13128 |  | 10 |  |  |  | 40.303 | [8 empty] | 0 | 0 | 0 | 0 | 0 | 0 | 0 | [5 empty] | 0
FL Zone 2Manufactured HomeNew |  | XXXXXXXX | Yes | Equipment | Energy Star Dishwasher | One Dishwasher meeting current ENERGY STAR® Requirements | One Dishwasher meeting Federal Standard | Residential | New | Manufactured Home | FL Zone 2 | Appliances | Dishwasher |  | 0 | Per Appliance | [7 empty] | 307 | 266.697 | 40.303 | 0.13128 |  | 10 |  |  |  | 40.303 | [8 empty] | 0 | 0 | 0 | 0 | 0 | 0 | 0 | [5 empty] | 0
FL Zone 2Single FamilyExisting |  | XXXXXXXX | Yes | Nonequipment | Energy Star Door | 21ft2 of Opaque Door meeting current Energy Star Requirements | 21ft2 of Opaque Door meeting current FL Code Requirements | Residential | Existing | Single Family | FL Zone 2 | Space Cooling |  |  | 0 | Per 21 S.F. | [7 empty] | 3747.04 | 3675.9283 | 71.1117 | 0.018978 |  | 20 |  |  |  | 71.1117 | [8 empty] | 0 | 0 | 0 | 0 | 0 | 0 | 0 | [5 empty] | 0
FL Zone 2Multi-FamilyExisting |  | XXXXXXXX | Yes | Nonequipment | Energy Star Door | 21ft2 of Opaque Door meeting current Energy Star Requirements | 21ft2 of Opaque Door meeting current FL Code Requirements | Residential | Existing | Multi-Family | FL Zone 2 | Space Cooling |  |  | 0 | Per 21 S.F. | [7 empty] | 1815 | 1743.8883 | 71.1117 | 0.03918 |  | 20 |  |  |  | 71.1117 | [8 empty] | 0 | 0 | 0 | 0 | 0 | 0 | 0 | [5 empty] | 0
FL Zone 2Manufactured HomeExisting |  | XXXXXXXX | Yes | Nonequipment | Energy Star Door | 21ft2 of Opaque Door meeting current Energy Star Requirements | 21ft2 of Opaque Door meeting current FL Code Requirements | Residential | Existing | Manufactured Home | FL Zone 2 | Space Cooling |  |  | 0 | Per 21 S.F. | [7 empty] | 2493 | 2421.8883 | 71.1117 | 0.028525 |  | 20 |  |  |  | 71.1117 | [8 empty] | 0 | 0 | 0 | 0 | 0 | 0 | 0 | [5 empty] | 0
FL Zone 2Single FamilyNew |  | XXXXXXXX | Yes | Nonequipment | Energy Star Door | 21ft2 of Opaque Door meeting current Energy Star Requirements | 21ft2 of Opaque Door meeting current FL Code Requirements | Residential | New | Single Family | FL Zone 2 | Space Cooling |  |  | 0 | Per 21 S.F. | [7 empty] | 3747.04 | 3696.5737 | 50.4663 | 0.013468 |  | 20 |  |  |  | 50.4663 | [8 empty] | 0 | 0 | 0 | 0 | 0 | 0 | 0 | [5 empty] | 0
FL Zone 2Multi-FamilyNew |  | XXXXXXXX | Yes | Nonequipment | Energy Star Door | 21ft2 of Opaque Door meeting current Energy Star Requirements | 21ft2 of Opaque Door meeting current FL Code Requirements | Residential | New | Multi-Family | FL Zone 2 | Space Cooling |  |  | 0 | Per 21 S.F. | [7 empty] | 1815 | 1764.5337 | 50.4663 | 0.027805 |  | 20 |  |  |  | 50.4663 | [8 empty] | 0 | 0 | 0 | 0 | 0 | 0 | 0 | [5 empty] | 0
FL Zone 2Manufactured HomeNew |  | XXXXXXXX | Yes | Nonequipment | Energy Star Door | 21ft2 of Opaque Door meeting current Energy Star Requirements | 21ft2 of Opaque Door meeting current FL Code Requirements | Residential | New | Manufactured Home | FL Zone 2 | Space Cooling |  |  | 0 | Per 21 S.F. | [7 empty] | 2493 | 2442.5337 | 50.4663 | 0.020243 |  | 20 |  |  |  | 50.4663 | [8 empty] | 0 | 0 | 0 | 0 | 0 | 0 | 0 | [5 empty] | 0
FL Zone 2Single FamilyExisting |  | XXXXXXXX | Yes | Nonequipment | Energy Star Door | 21ft2 of Opaque Door meeting current Energy Star Requirements | 21ft2 of Opaque Door meeting current FL Code Requirements | Residential | Existing | Single Family | FL Zone 2 | Space Heating |  |  | 0 | Per 21 S.F. | [7 empty] | 2870.15 | 2765.0107 | 105.1393 | 0.036632 |  | 20 |  |  |  | 105.1393 | [8 empty] | 0 | 0 | 0 | 0 | 0 | 0 | 0 | [5 empty] | 0
FL Zone 2Multi-FamilyExisting |  | XXXXXXXX | Yes | Nonequipment | Energy Star Door | 21ft2 of Opaque Door meeting current Energy Star Requirements | 21ft2 of Opaque Door meeting current FL Code Requirements | Residential | Existing | Multi-Family | FL Zone 2 | Space Heating |  |  | 0 | Per 21 S.F. | [7 empty] | 2488 | 2382.8607 | 105.1393 | 0.042259 |  | 20 |  |  |  | 105.1393 | [8 empty] | 0 | 0 | 0 | 0 | 0 | 0 | 0 | [5 empty] | 0
FL Zone 2Manufactured HomeExisting |  | XXXXXXXX | Yes | Nonequipment | Energy Star Door | 21ft2 of Opaque Door meeting current Energy Star Requirements | 21ft2 of Opaque Door meeting current FL Code Requirements | Residential | Existing | Manufactured Home | FL Zone 2 | Space Heating |  |  | 0 | Per 21 S.F. | [7 empty] | 3980 | 3874.8607 | 105.1393 | 0.026417 |  | 20 |  |  |  | 105.1393 | [8 empty] | 0 | 0 | 0 | 0 | 0 | 0 | 0 | [5 empty] | 0
FL Zone 2Single FamilyNew |  | XXXXXXXX | Yes | Nonequipment | Energy Star Door | 21ft2 of Opaque Door meeting current Energy Star Requirements | 21ft2 of Opaque Door meeting current FL Code Requirements | Residential | New | Single Family | FL Zone 2 | Space Heating |  |  | 0 | Per 21 S.F. | [7 empty] | 2870.15 | 2795.535 | 74.615 | 0.025997 |  | 20 |  |  |  | 74.615 | [8 empty] | 0 | 0 | 0 | 0 | 0 | 0 | 0 | [5 empty] | 0
FL Zone 2Multi-FamilyNew |  | XXXXXXXX | Yes | Nonequipment | Energy Star Door | 21ft2 of Opaque Door meeting current Energy Star Requirements | 21ft2 of Opaque Door meeting current FL Code Requirements | Residential | New | Multi-Family | FL Zone 2 | Space Heating |  |  | 0 | Per 21 S.F. | [7 empty] | 2488 | 2413.385 | 74.615 | 0.02999 |  | 20 |  |  |  | 74.615 | [8 empty] | 0 | 0 | 0 | 0 | 0 | 0 | 0 | [5 empty] | 0
FL Zone 2Manufactured HomeNew |  | XXXXXXXX | Yes | Nonequipment | Energy Star Door | 21ft2 of Opaque Door meeting current Energy Star Requirements | 21ft2 of Opaque Door meeting current FL Code Requirements | Residential | New | Manufactured Home | FL Zone 2 | Space Heating |  |  | 0 | Per 21 S.F. | [7 empty] | 3980 | 3905.385 | 74.615 | 0.018747 |  | 20 |  |  |  | 74.615 | [8 empty] | 0 | 0 | 0 | 0 | 0 | 0 | 0 | [5 empty] | 0
FL Zone 2Single FamilyTurnover |  | XXXXXXXX | Yes | Equipment | Energy Star Freezer | One Freezer meeting current ENERGY STAR® Standards | One Freezer meeting Federal Standard | Residential | Turnover | Single Family | FL Zone 2 | Appliances | Freezer |  | 0 | Per Appliance | [7 empty] | 565.4 | 499.8 | 65.6 | 0.11602 |  | 11 |  |  |  | 65.6 | [8 empty] | 0 | 0 | 0 | 0 | 0 | 0 | 0 | [5 empty] | 0
FL Zone 2Multi-FamilyTurnover |  | XXXXXXXX | Yes | Equipment | Energy Star Freezer | One Freezer meeting current ENERGY STAR® Standards | One Freezer meeting Federal Standard | Residential | Turnover | Multi-Family | FL Zone 2 | Appliances | Freezer |  | 0 | Per Appliance | [7 empty] | 565.4 | 499.8 | 65.6 | 0.11602 |  | 11 |  |  |  | 65.6 | [8 empty] | 0 | 0 | 0 | 0 | 0 | 0 | 0 | [5 empty] | 0
FL Zone 2Manufactured HomeTurnover |  | XXXXXXXX | Yes | Equipment | Energy Star Freezer | One Freezer meeting current ENERGY STAR® Standards | One Freezer meeting Federal Standard | Residential | Turnover | Manufactured Home | FL Zone 2 | Appliances | Freezer |  | 0 | Per Appliance | [7 empty] | 565.4 | 499.8 | 65.6 | 0.11602 |  | 11 |  |  |  | 65.6 | [8 empty] | 0 | 0 | 0 | 0 | 0 | 0 | 0 | [5 empty] | 0
FL Zone 2Single FamilyNew |  | XXXXXXXX | Yes | Equipment | Energy Star Freezer | One Freezer meeting current ENERGY STAR® Standards | One Freezer meeting Federal Standard | Residential | New | Single Family | FL Zone 2 | Appliances | Freezer |  | 0 | Per Appliance | [7 empty] | 565.4 | 499.8 | 65.6 | 0.11602 |  | 11 |  |  |  | 65.6 | [8 empty] | 0 | 0 | 0 | 0 | 0 | 0 | 0 | [5 empty] | 0
FL Zone 2Multi-FamilyNew |  | XXXXXXXX | Yes | Equipment | Energy Star Freezer | One Freezer meeting current ENERGY STAR® Standards | One Freezer meeting Federal Standard | Residential | New | Multi-Family | FL Zone 2 | Appliances | Freezer |  | 0 | Per Appliance | [7 empty] | 565.4 | 499.8 | 65.6 | 0.11602 |  | 11 |  |  |  | 65.6 | [8 empty] | 0 | 0 | 0 | 0 | 0 | 0 | 0 | [5 empty] | 0
FL Zone 2Manufactured HomeNew |  | XXXXXXXX | Yes | Equipment | Energy Star Freezer | One Freezer meeting current ENERGY STAR® Standards | One Freezer meeting Federal Standard | Residential | New | Manufactured Home | FL Zone 2 | Appliances | Freezer |  | 0 | Per Appliance | [7 empty] | 565.4 | 499.8 | 65.6 | 0.11602 |  | 11 |  |  |  | 65.6 | [8 empty] | 0 | 0 | 0 | 0 | 0 | 0 | 0 | [5 empty] | 0
FL Zone 2Single FamilyTurnover |  | XXXXXXXX | Yes | Equipment | Energy Star Imaging Equipment | One imaging device meeting current ENERGY STAR® Standards | One non-ENERGY STAR® imaging device | Residential | Turnover | Single Family | FL Zone 2 | Electronics | Home office |  | 0 | Per Appliance | [7 empty] | 299.575 | 171.93 | 127.645 | 0.42609 |  | 5 |  |  |  | 127.645 | [8 empty] | 0 | 0 | 0 | 0 | 0 | 0 | 0 | [5 empty] | 0
FL Zone 2Multi-FamilyTurnover |  | XXXXXXXX | Yes | Equipment | Energy Star Imaging Equipment | One imaging device meeting current ENERGY STAR® Standards | One non-ENERGY STAR® imaging device | Residential | Turnover | Multi-Family | FL Zone 2 | Electronics | Home office |  | 0 | Per Appliance | [7 empty] | 299.575 | 171.93 | 127.645 | 0.42609 |  | 5 |  |  |  | 127.645 | [8 empty] | 0 | 0 | 0 | 0 | 0 | 0 | 0 | [5 empty] | 0
FL Zone 2Manufactured HomeTurnover |  | XXXXXXXX | Yes | Equipment | Energy Star Imaging Equipment | One imaging device meeting current ENERGY STAR® Standards | One non-ENERGY STAR® imaging device | Residential | Turnover | Manufactured Home | FL Zone 2 | Electronics | Home office |  | 0 | Per Appliance | [7 empty] | 299.575 | 171.93 | 127.645 | 0.42609 |  | 5 |  |  |  | 127.645 | [8 empty] | 0 | 0 | 0 | 0 | 0 | 0 | 0 | [5 empty] | 0
FL Zone 2Single FamilyNew |  | XXXXXXXX | Yes | Equipment | Energy Star Imaging Equipment | One imaging device meeting current ENERGY STAR® Standards | One non-ENERGY STAR® imaging device | Residential | New | Single Family | FL Zone 2 | Electronics | Home office |  | 0 | Per Appliance | [7 empty] | 299.575 | 171.93 | 127.645 | 0.42609 |  | 5 |  |  |  | 127.645 | [8 empty] | 0 | 0 | 0 | 0 | 0 | 0 | 0 | [5 empty] | 0
FL Zone 2Multi-FamilyNew |  | XXXXXXXX | Yes | Equipment | Energy Star Imaging Equipment | One imaging device meeting current ENERGY STAR® Standards | One non-ENERGY STAR® imaging device | Residential | New | Multi-Family | FL Zone 2 | Electronics | Home office |  | 0 | Per Appliance | [7 empty] | 299.575 | 171.93 | 127.645 | 0.42609 |  | 5 |  |  |  | 127.645 | [8 empty] | 0 | 0 | 0 | 0 | 0 | 0 | 0 | [5 empty] | 0
FL Zone 2Manufactured HomeNew |  | XXXXXXXX | Yes | Equipment | Energy Star Imaging Equipment | One imaging device meeting current ENERGY STAR® Standards | One non-ENERGY STAR® imaging device | Residential | New | Manufactured Home | FL Zone 2 | Electronics | Home office |  | 0 | Per Appliance | [7 empty] | 299.575 | 171.93 | 127.645 | 0.42609 |  | 5 |  |  |  | 127.645 | [8 empty] | 0 | 0 | 0 | 0 | 0 | 0 | 0 | [5 empty] | 0
FL Zone 2Single FamilyTurnover |  | XXXXXXXX | Yes | Equipment | Energy Star Personal Computer | One Personal Computer (desktop or laptop) meeting current ENERGY STAR® Standards | One non-ENERGY STAR® Personal Computer | Residential | Turnover | Single Family | FL Zone 2 | Electronics | Home office |  | 0 | Per Appliance | [7 empty] | 274.082 | 154.5308 | 119.5512 | 0.43619 |  | 4 |  |  |  | 119.5512 | [8 empty] | 0 | 0 | 0 | 0 | 0 | 0 | 0 | [5 empty] | 0
FL Zone 2Multi-FamilyTurnover |  | XXXXXXXX | Yes | Equipment | Energy Star Personal Computer | One Personal Computer (desktop or laptop) meeting current ENERGY STAR® Standards | One non-ENERGY STAR® Personal Computer | Residential | Turnover | Multi-Family | FL Zone 2 | Electronics | Home office |  | 0 | Per Appliance | [7 empty] | 274.082 | 154.5308 | 119.5512 | 0.43619 |  | 4 |  |  |  | 119.5512 | [8 empty] | 0 | 0 | 0 | 0 | 0 | 0 | 0 | [5 empty] | 0
FL Zone 2Manufactured HomeTurnover |  | XXXXXXXX | Yes | Equipment | Energy Star Personal Computer | One Personal Computer (desktop or laptop) meeting current ENERGY STAR® Standards | One non-ENERGY STAR® Personal Computer | Residential | Turnover | Manufactured Home | FL Zone 2 | Electronics | Home office |  | 0 | Per Appliance | [7 empty] | 274.082 | 154.5308 | 119.5512 | 0.43619 |  | 4 |  |  |  | 119.5512 | [8 empty] | 0 | 0 | 0 | 0 | 0 | 0 | 0 | [5 empty] | 0
FL Zone 2Single FamilyNew |  | XXXXXXXX | Yes | Equipment | Energy Star Personal Computer | One Personal Computer (desktop or laptop) meeting current ENERGY STAR® Standards | One non-ENERGY STAR® Personal Computer | Residential | New | Single Family | FL Zone 2 | Electronics | Home office |  | 0 | Per Appliance | [7 empty] | 274.082 | 154.5308 | 119.5512 | 0.43619 |  | 4 |  |  |  | 119.5512 | [8 empty] | 0 | 0 | 0 | 0 | 0 | 0 | 0 | [5 empty] | 0
FL Zone 2Multi-FamilyNew |  | XXXXXXXX | Yes | Equipment | Energy Star Personal Computer | One Personal Computer (desktop or laptop) meeting current ENERGY STAR® Standards | One non-ENERGY STAR® Personal Computer | Residential | New | Multi-Family | FL Zone 2 | Electronics | Home office |  | 0 | Per Appliance | [7 empty] | 274.082 | 154.5308 | 119.5512 | 0.43619 |  | 4 |  |  |  | 119.5512 | [8 empty] | 0 | 0 | 0 | 0 | 0 | 0 | 0 | [5 empty] | 0
FL Zone 2Manufactured HomeNew |  | XXXXXXXX | Yes | Equipment | Energy Star Personal Computer | One Personal Computer (desktop or laptop) meeting current ENERGY STAR® Standards | One non-ENERGY STAR® Personal Computer | Residential | New | Manufactured Home | FL Zone 2 | Electronics | Home office |  | 0 | Per Appliance | [7 empty] | 274.082 | 154.5308 | 119.5512 | 0.43619 |  | 4 |  |  |  | 119.5512 | [8 empty] | 0 | 0 | 0 | 0 | 0 | 0 | 0 | [5 empty] | 0
FL Zone 2Single FamilyTurnover |  | XXXXXXXX | Yes | Equipment | Energy Star Refrigerator | One Refrigerator meeting current ENERGY STAR® Standards | One Refrigerator meeting Federal Standard | Residential | Turnover | Single Family | FL Zone 2 | Appliances | Refrigerator |  | 0 | Per Appliance | [7 empty] | 607.13 | 473.63 | 133.5 | 0.21989 |  | 14 |  |  |  | 133.5 | [8 empty] | 0 | 0 | 0 | 0 | 0 | 0 | 0 | [5 empty] | 0
FL Zone 2Multi-FamilyTurnover |  | XXXXXXXX | Yes | Equipment | Energy Star Refrigerator | One Refrigerator meeting current ENERGY STAR® Standards | One Refrigerator meeting Federal Standard | Residential | Turnover | Multi-Family | FL Zone 2 | Appliances | Refrigerator |  | 0 | Per Appliance | [7 empty] | 607.13 | 473.63 | 133.5 | 0.21989 |  | 14 |  |  |  | 133.5 | [8 empty] | 0 | 0 | 0 | 0 | 0 | 0 | 0 | [5 empty] | 0
FL Zone 2Manufactured HomeTurnover |  | XXXXXXXX | Yes | Equipment | Energy Star Refrigerator | One Refrigerator meeting current ENERGY STAR® Standards | One Refrigerator meeting Federal Standard | Residential | Turnover | Manufactured Home | FL Zone 2 | Appliances | Refrigerator |  | 0 | Per Appliance | [7 empty] | 607.13 | 473.63 | 133.5 | 0.21989 |  | 14 |  |  |  | 133.5 | [8 empty] | 0 | 0 | 0 | 0 | 0 | 0 | 0 | [5 empty] | 0
FL Zone 2Single FamilyNew |  | XXXXXXXX | Yes | Equipment | Energy Star Refrigerator | One Refrigerator meeting current ENERGY STAR® Standards | One Refrigerator meeting Federal Standard | Residential | New | Single Family | FL Zone 2 | Appliances | Refrigerator |  | 0 | Per Appliance | [7 empty] | 607.13 | 473.63 | 133.5 | 0.21989 |  | 14 |  |  |  | 133.5 | [8 empty] | 0 | 0 | 0 | 0 | 0 | 0 | 0 | [5 empty] | 0
FL Zone 2Multi-FamilyNew |  | XXXXXXXX | Yes | Equipment | Energy Star Refrigerator | One Refrigerator meeting current ENERGY STAR® Standards | One Refrigerator meeting Federal Standard | Residential | New | Multi-Family | FL Zone 2 | Appliances | Refrigerator |  | 0 | Per Appliance | [7 empty] | 607.13 | 473.63 | 133.5 | 0.21989 |  | 14 |  |  |  | 133.5 | [8 empty] | 0 | 0 | 0 | 0 | 0 | 0 | 0 | [5 empty] | 0
FL Zone 2Manufactured HomeNew |  | XXXXXXXX | Yes | Equipment | Energy Star Refrigerator | One Refrigerator meeting current ENERGY STAR® Standards | One Refrigerator meeting Federal Standard | Residential | New | Manufactured Home | FL Zone 2 | Appliances | Refrigerator |  | 0 | Per Appliance | [7 empty] | 607.13 | 473.63 | 133.5 | 0.21989 |  | 14 |  |  |  | 133.5 | [8 empty] | 0 | 0 | 0 | 0 | 0 | 0 | 0 | [5 empty] | 0
FL Zone 2Single FamilyTurnover |  | XXXXXXXX | Yes | Equipment | Energy Star Room AC | Room AC meeting current ENERGY STAR standards | Code-Compliant Room AC | Residential | Turnover | Single Family | FL Zone 2 | Space Cooling | Room AC |  | 0 | Per Unit | [7 empty] | 1643.4055 | 1492.76 | 150.6455 | 0.091667 |  | 9 |  |  |  | 150.6455 | [8 empty] | 0 | 0 | 0 | 0 | 0 | 0 | 0 | [5 empty] | 0
FL Zone 2Multi-FamilyTurnover |  | XXXXXXXX | Yes | Equipment | Energy Star Room AC | Room AC meeting current ENERGY STAR standards | Code-Compliant Room AC | Residential | Turnover | Multi-Family | FL Zone 2 | Space Cooling | Room AC |  | 0 | Per Unit | [7 empty] | 1643.4055 | 1492.76 | 150.6455 | 0.091667 |  | 9 |  |  |  | 150.6455 | [8 empty] | 0 | 0 | 0 | 0 | 0 | 0 | 0 | [5 empty] | 0
FL Zone 2Manufactured HomeTurnover |  | XXXXXXXX | Yes | Equipment | Energy Star Room AC | Room AC meeting current ENERGY STAR standards | Code-Compliant Room AC | Residential | Turnover | Manufactured Home | FL Zone 2 | Space Cooling | Room AC |  | 0 | Per Unit | [7 empty] | 1643.4055 | 1492.76 | 150.6455 | 0.091667 |  | 9 |  |  |  | 150.6455 | [8 empty] | 0 | 0 | 0 | 0 | 0 | 0 | 0 | [5 empty] | 0
FL Zone 2Single FamilyNew |  | XXXXXXXX | Yes | Equipment | Energy Star Room AC | Room AC meeting current ENERGY STAR standards | Code-Compliant Room AC | Residential | New | Single Family | FL Zone 2 | Space Cooling | Room AC |  | 0 | Per Unit | [7 empty] | 1643.4055 | 1492.76 | 150.6455 | 0.091667 |  | 9 |  |  |  | 150.6455 | [8 empty] | 0 | 0 | 0 | 0 | 0 | 0 | 0 | [5 empty] | 0
FL Zone 2Multi-FamilyNew |  | XXXXXXXX | Yes | Equipment | Energy Star Room AC | Room AC meeting current ENERGY STAR standards | Code-Compliant Room AC | Residential | New | Multi-Family | FL Zone 2 | Space Cooling | Room AC |  | 0 | Per Unit | [7 empty] | 1643.4055 | 1492.76 | 150.6455 | 0.091667 |  | 9 |  |  |  | 150.6455 | [8 empty] | 0 | 0 | 0 | 0 | 0 | 0 | 0 | [5 empty] | 0
FL Zone 2Manufactured HomeNew |  | XXXXXXXX | Yes | Equipment | Energy Star Room AC | Room AC meeting current ENERGY STAR standards | Code-Compliant Room AC | Residential | New | Manufactured Home | FL Zone 2 | Space Cooling | Room AC |  | 0 | Per Unit | [7 empty] | 1643.4055 | 1492.76 | 150.6455 | 0.091667 |  | 9 |  |  |  | 150.6455 | [8 empty] | 0 | 0 | 0 | 0 | 0 | 0 | 0 | [5 empty] | 0
FL Zone 2Single FamilyTurnover |  | XXXXXXXX | Yes | Equipment | Energy Star TV | One Television meeting current ENERGY STAR® Standards | One non-ENERGY STAR® Television | Residential | Turnover | Single Family | FL Zone 2 | Electronics | Television |  | 0 | Per Appliance | [7 empty] | 109.1958 | 70.8708 | 38.325 | 0.35097 |  | 6 |  |  |  | 38.325 | [8 empty] | 0 | 0 | 0 | 0 | 0 | 0 | 0 | [5 empty] | 0
FL Zone 2Multi-FamilyTurnover |  | XXXXXXXX | Yes | Equipment | Energy Star TV | One Television meeting current ENERGY STAR® Standards | One non-ENERGY STAR® Television | Residential | Turnover | Multi-Family | FL Zone 2 | Electronics | Television |  | 0 | Per Appliance | [7 empty] | 109.1958 | 70.8708 | 38.325 | 0.35097 |  | 6 |  |  |  | 38.325 | [8 empty] | 0 | 0 | 0 | 0 | 0 | 0 | 0 | [5 empty] | 0
FL Zone 2Manufactured HomeTurnover |  | XXXXXXXX | Yes | Equipment | Energy Star TV | One Television meeting current ENERGY STAR® Standards | One non-ENERGY STAR® Television | Residential | Turnover | Manufactured Home | FL Zone 2 | Electronics | Television |  | 0 | Per Appliance | [7 empty] | 109.1958 | 70.8708 | 38.325 | 0.35097 |  | 6 |  |  |  | 38.325 | [8 empty] | 0 | 0 | 0 | 0 | 0 | 0 | 0 | [5 empty] | 0
FL Zone 2Single FamilyNew |  | XXXXXXXX | Yes | Equipment | Energy Star TV | One Television meeting current ENERGY STAR® Standards | One non-ENERGY STAR® Television | Residential | New | Single Family | FL Zone 2 | Electronics | Television |  | 0 | Per Appliance | [7 empty] | 109.1958 | 70.8708 | 38.325 | 0.35097 |  | 6 |  |  |  | 38.325 | [8 empty] | 0 | 0 | 0 | 0 | 0 | 0 | 0 | [5 empty] | 0
FL Zone 2Multi-FamilyNew |  | XXXXXXXX | Yes | Equipment | Energy Star TV | One Television meeting current ENERGY STAR® Standards | One non-ENERGY STAR® Television | Residential | New | Multi-Family | FL Zone 2 | Electronics | Television |  | 0 | Per Appliance | [7 empty] | 109.1958 | 70.8708 | 38.325 | 0.35097 |  | 6 |  |  |  | 38.325 | [8 empty] | 0 | 0 | 0 | 0 | 0 | 0 | 0 | [5 empty] | 0
FL Zone 2Manufactured HomeNew |  | XXXXXXXX | Yes | Equipment | Energy Star TV | One Television meeting current ENERGY STAR® Standards | One non-ENERGY STAR® Television | Residential | New | Manufactured Home | FL Zone 2 | Electronics | Television |  | 0 | Per Appliance | [7 empty] | 109.1958 | 70.8708 | 38.325 | 0.35097 |  | 6 |  |  |  | 38.325 | [8 empty] | 0 | 0 | 0 | 0 | 0 | 0 | 0 | [5 empty] | 0
FL Zone 2Single FamilyExisting |  | XXXXXXXX | Yes | Nonequipment | Energy Star Windows | 100ft2 of Window meeting current Energy Star Version Requirements | 100ft2 of Window current FL energy code requirements | Residential | Existing | Single Family | FL Zone 2 | Space Cooling |  |  | 0 | Per 100 S.F. | [7 empty] | 3747.04 | 3380.9613 | 366.0787 | 0.097698 |  | 20 |  |  |  | 366.0787 | [8 empty] | 0 | 0 | 0 | 0 | 0 | 0 | 0 | [5 empty] | 0
FL Zone 2Multi-FamilyExisting |  | XXXXXXXX | Yes | Nonequipment | Energy Star Windows | 100ft2 of Window meeting current Energy Star Version Requirements | 100ft2 of Window current FL energy code requirements | Residential | Existing | Multi-Family | FL Zone 2 | Space Cooling |  |  | 0 | Per 100 S.F. | [7 empty] | 1815 | 1448.9213 | 366.0787 | 0.2017 |  | 20 |  |  |  | 366.0787 | [8 empty] | 0 | 0 | 0 | 0 | 0 | 0 | 0 | [5 empty] | 0
FL Zone 2Manufactured HomeExisting |  | XXXXXXXX | Yes | Nonequipment | Energy Star Windows | 100ft2 of Window meeting current Energy Star Version Requirements | 100ft2 of Window current FL energy code requirements | Residential | Existing | Manufactured Home | FL Zone 2 | Space Cooling |  |  | 0 | Per 100 S.F. | [7 empty] | 2493 | 2126.9213 | 366.0787 | 0.14684 |  | 20 |  |  |  | 366.0787 | [8 empty] | 0 | 0 | 0 | 0 | 0 | 0 | 0 | [5 empty] | 0
FL Zone 2Single FamilyNew |  | XXXXXXXX | Yes | Nonequipment | Energy Star Windows | 100ft2 of Window meeting current Energy Star Version Requirements | 100ft2 of Window current FL energy code requirements | Residential | New | Single Family | FL Zone 2 | Space Cooling |  |  | 0 | Per 100 S.F. | [7 empty] | 3747.04 | 3621.8025 | 125.2375 | 0.033423 |  | 20 |  |  |  | 125.2375 | [8 empty] | 0 | 0 | 0 | 0 | 0 | 0 | 0 | [5 empty] | 0
FL Zone 2Multi-FamilyNew |  | XXXXXXXX | Yes | Nonequipment | Energy Star Windows | 100ft2 of Window meeting current Energy Star Version Requirements | 100ft2 of Window current FL energy code requirements | Residential | New | Multi-Family | FL Zone 2 | Space Cooling |  |  | 0 | Per 100 S.F. | [7 empty] | 1815 | 1689.7625 | 125.2375 | 0.069001 |  | 20 |  |  |  | 125.2375 | [8 empty] | 0 | 0 | 0 | 0 | 0 | 0 | 0 | [5 empty] | 0
FL Zone 2Manufactured HomeNew |  | XXXXXXXX | Yes | Nonequipment | Energy Star Windows | 100ft2 of Window meeting current Energy Star Version Requirements | 100ft2 of Window current FL energy code requirements | Residential | New | Manufactured Home | FL Zone 2 | Space Cooling |  |  | 0 | Per 100 S.F. | [7 empty] | 2493 | 2367.7625 | 125.2375 | 0.050236 |  | 20 |  |  |  | 125.2375 | [8 empty] | 0 | 0 | 0 | 0 | 0 | 0 | 0 | [5 empty] | 0
FL Zone 2Single FamilyExisting |  | XXXXXXXX | Yes | Nonequipment | Energy Star Windows | 100ft2 of Window meeting current Energy Star Version Requirements | 100ft2 of Window current FL energy code requirements | Residential | Existing | Single Family | FL Zone 2 | Space Heating |  |  | 0 | Per 100 S.F. | [7 empty] | 2870.15 | 2665.5779 | 204.5721 | 0.071276 |  | 20 |  |  |  | 204.5721 | [8 empty] | 0 | 0 | 0 | 0 | 0 | 0 | 0 | [5 empty] | 0
FL Zone 2Multi-FamilyExisting |  | XXXXXXXX | Yes | Nonequipment | Energy Star Windows | 100ft2 of Window meeting current Energy Star Version Requirements | 100ft2 of Window current FL energy code requirements | Residential | Existing | Multi-Family | FL Zone 2 | Space Heating |  |  | 0 | Per 100 S.F. | [7 empty] | 2488 | 2283.4279 | 204.5721 | 0.082224 |  | 20 |  |  |  | 204.5721 | [8 empty] | 0 | 0 | 0 | 0 | 0 | 0 | 0 | [5 empty] | 0
FL Zone 2Manufactured HomeExisting |  | XXXXXXXX | Yes | Nonequipment | Energy Star Windows | 100ft2 of Window meeting current Energy Star Version Requirements | 100ft2 of Window current FL energy code requirements | Residential | Existing | Manufactured Home | FL Zone 2 | Space Heating |  |  | 0 | Per 100 S.F. | [7 empty] | 3980 | 3775.4279 | 204.5721 | 0.0514 |  | 20 |  |  |  | 204.5721 | [8 empty] | 0 | 0 | 0 | 0 | 0 | 0 | 0 | [5 empty] | 0
FL Zone 2Single FamilyNew |  | XXXXXXXX | Yes | Nonequipment | Energy Star Windows | 100ft2 of Window meeting current Energy Star Version Requirements | 100ft2 of Window current FL energy code requirements | Residential | New | Single Family | FL Zone 2 | Space Heating |  |  | 0 | Per 100 S.F. | [7 empty] | 2870.15 | 2800.1648 | 69.9852 | 0.024384 |  | 20 |  |  |  | 69.9852 | [8 empty] | 0 | 0 | 0 | 0 | 0 | 0 | 0 | [5 empty] | 0
FL Zone 2Multi-FamilyNew |  | XXXXXXXX | Yes | Nonequipment | Energy Star Windows | 100ft2 of Window meeting current Energy Star Version Requirements | 100ft2 of Window current FL energy code requirements | Residential | New | Multi-Family | FL Zone 2 | Space Heating |  |  | 0 | Per 100 S.F. | [7 empty] | 2488 | 2418.0148 | 69.9852 | 0.028129 |  | 20 |  |  |  | 69.9852 | [8 empty] | 0 | 0 | 0 | 0 | 0 | 0 | 0 | [5 empty] | 0
FL Zone 2Manufactured HomeNew |  | XXXXXXXX | Yes | Nonequipment | Energy Star Windows | 100ft2 of Window meeting current Energy Star Version Requirements | 100ft2 of Window current FL energy code requirements | Residential | New | Manufactured Home | FL Zone 2 | Space Heating |  |  | 0 | Per 100 S.F. | [7 empty] | 3980 | 3910.0148 | 69.9852 | 0.017584 |  | 20 |  |  |  | 69.9852 | [8 empty] | 0 | 0 | 0 | 0 | 0 | 0 | 0 | [5 empty] | 0
FL Zone 2Single FamilyExisting |  | XXXXXXXX | Yes | Nonequipment | Exterior Lighting Controls | Timer on Outdoor Lighting, Controlling 120 Watts | 120 Watts of Lighting, Manually Controlled | Residential | Existing | Single Family | FL Zone 2 | Lighting |  |  | 0 | Per End Use Consumption | [7 empty] | 113.88 | 56.94 | 56.94 | 0.5 |  | 10 |  |  |  | 56.94 | [8 empty] | 0 | 0 | 0 | 0 | 0 | 0 | 0 | [5 empty] | 0
FL Zone 2Multi-FamilyExisting |  | XXXXXXXX | Yes | Nonequipment | Exterior Lighting Controls | Timer on Outdoor Lighting, Controlling 120 Watts | 120 Watts of Lighting, Manually Controlled | Residential | Existing | Multi-Family | FL Zone 2 | Lighting |  |  | 0 | Per End Use Consumption | [7 empty] | 113.88 | 56.94 | 56.94 | 0.5 |  | 10 |  |  |  | 56.94 | [8 empty] | 0 | 0 | 0 | 0 | 0 | 0 | 0 | [5 empty] | 0
FL Zone 2Manufactured HomeExisting |  | XXXXXXXX | Yes | Nonequipment | Exterior Lighting Controls | Timer on Outdoor Lighting, Controlling 120 Watts | 120 Watts of Lighting, Manually Controlled | Residential | Existing | Manufactured Home | FL Zone 2 | Lighting |  |  | 0 | Per End Use Consumption | [7 empty] | 113.88 | 56.94 | 56.94 | 0.5 |  | 10 |  |  |  | 56.94 | [8 empty] | 0 | 0 | 0 | 0 | 0 | 0 | 0 | [5 empty] | 0
FL Zone 2Single FamilyNew |  | XXXXXXXX | Yes | Nonequipment | Exterior Lighting Controls | Timer on Outdoor Lighting, Controlling 120 Watts | 120 Watts of Lighting, Manually Controlled | Residential | New | Single Family | FL Zone 2 | Lighting |  |  | 0 | Per End Use Consumption | [7 empty] | 113.88 | 56.94 | 56.94 | 0.5 |  | 10 |  |  |  | 56.94 | [8 empty] | 0 | 0 | 0 | 0 | 0 | 0 | 0 | [5 empty] | 0
FL Zone 2Multi-FamilyNew |  | XXXXXXXX | Yes | Nonequipment | Exterior Lighting Controls | Timer on Outdoor Lighting, Controlling 120 Watts | 120 Watts of Lighting, Manually Controlled | Residential | New | Multi-Family | FL Zone 2 | Lighting |  |  | 0 | Per End Use Consumption | [7 empty] | 113.88 | 56.94 | 56.94 | 0.5 |  | 10 |  |  |  | 56.94 | [8 empty] | 0 | 0 | 0 | 0 | 0 | 0 | 0 | [5 empty] | 0
FL Zone 2Manufactured HomeNew |  | XXXXXXXX | Yes | Nonequipment | Exterior Lighting Controls | Timer on Outdoor Lighting, Controlling 120 Watts | 120 Watts of Lighting, Manually Controlled | Residential | New | Manufactured Home | FL Zone 2 | Lighting |  |  | 0 | Per End Use Consumption | [7 empty] | 113.88 | 56.94 | 56.94 | 0.5 |  | 10 |  |  |  | 56.94 | [8 empty] | 0 | 0 | 0 | 0 | 0 | 0 | 0 | [5 empty] | 0
FL Zone 2Single FamilyExisting |  | XXXXXXXX | Yes | Nonequipment | Faucet Aerator | Low-flow lavatory faucet aerator, flow rate: 1.0 gpm | Federal lavatory flow rate standard, 1994, flow rate: 2.2 gpm | Residential | Existing | Single Family | FL Zone 2 | Domestic Hot Water |  |  | 0 | Per End Use Consumption | [7 empty] | 1931 | 1861.1407 | 69.8593 |  |  | 10 |  |  |  | 69.8593 | [8 empty] | 0 | 0 | 0 | 0 | 0 | 0 | 0 | [5 empty] | 0
FL Zone 2Multi-FamilyExisting |  | XXXXXXXX | Yes | Nonequipment | Faucet Aerator | Low-flow lavatory faucet aerator, flow rate: 1.0 gpm | Federal lavatory flow rate standard, 1994, flow rate: 2.2 gpm | Residential | Existing | Multi-Family | FL Zone 2 | Domestic Hot Water |  |  | 0 | Per End Use Consumption | [7 empty] | 1654 | 1599.086 | 54.914 |  |  | 10 |  |  |  | 54.914 | [8 empty] | 0 | 0 | 0 | 0 | 0 | 0 | 0 | [5 empty] | 0
FL Zone 2Manufactured HomeExisting |  | XXXXXXXX | Yes | Nonequipment | Faucet Aerator | Low-flow lavatory faucet aerator, flow rate: 1.0 gpm | Federal lavatory flow rate standard, 1994, flow rate: 2.2 gpm | Residential | Existing | Manufactured Home | FL Zone 2 | Domestic Hot Water |  |  | 0 | Per End Use Consumption | [7 empty] | 2449 | 2394.5238 | 54.4762 |  |  | 10 |  |  |  | 54.4762 | [8 empty] | 0 | 0 | 0 | 0 | 0 | 0 | 0 | [5 empty] | 0
FL Zone 2Single FamilyNew |  | XXXXXXXX | Yes | Nonequipment | Faucet Aerator | Low-flow lavatory faucet aerator, flow rate: 1.0 gpm | Federal lavatory flow rate standard, 1994, flow rate: 2.2 gpm | Residential | New | Single Family | FL Zone 2 | Domestic Hot Water |  |  | 0 | Per End Use Consumption | [7 empty] | 1931 | 1901.892 | 29.108 |  |  | 10 |  |  |  | 29.108 | [8 empty] | 0 | 0 | 0 | 0 | 0 | 0 | 0 | [5 empty] | 0
FL Zone 2Multi-FamilyNew |  | XXXXXXXX | Yes | Nonequipment | Faucet Aerator | Low-flow lavatory faucet aerator, flow rate: 1.0 gpm | Federal lavatory flow rate standard, 1994, flow rate: 2.2 gpm | Residential | New | Multi-Family | FL Zone 2 | Domestic Hot Water |  |  | 0 | Per End Use Consumption | [7 empty] | 1654 | 1631.1192 | 22.8808 |  |  | 10 |  |  |  | 22.8808 | [8 empty] | 0 | 0 | 0 | 0 | 0 | 0 | 0 | [5 empty] | 0
FL Zone 2Manufactured HomeNew |  | XXXXXXXX | Yes | Nonequipment | Faucet Aerator | Low-flow lavatory faucet aerator, flow rate: 1.0 gpm | Federal lavatory flow rate standard, 1994, flow rate: 2.2 gpm | Residential | New | Manufactured Home | FL Zone 2 | Domestic Hot Water |  |  | 0 | Per End Use Consumption | [7 empty] | 2449 | 2426.3016 | 22.6984 |  |  | 10 |  |  |  | 22.6984 | [8 empty] | 0 | 0 | 0 | 0 | 0 | 0 | 0 | [5 empty] | 0
FL Zone 2Single FamilyExisting |  | XXXXXXXX | Yes | Nonequipment | Floor Insulation | Increased Floor Insulation (R-13) | Standard Electric Heating and Central AC with Uninsulated Floor | Residential | Existing | Single Family | FL Zone 2 | Space Heating |  |  | 0 | Per Home | [7 empty] | 13883 | 13810 | 73 | 0.0052582 |  | 20 |  |  |  | 73 | [8 empty] | 0 | 0 | 0 | 0 | 0 | 0 | 0 | [5 empty] | 0
FL Zone 2Multi-FamilyExisting |  | XXXXXXXX | Yes | Nonequipment | Floor Insulation | Increased Floor Insulation (R-13) | Standard Electric Heating and Central AC with Uninsulated Floor | Residential | Existing | Multi-Family | FL Zone 2 | Space Heating |  |  | 0 | Per Home | [7 empty] | 8350 | 8320 | 30 | 0.0035928 |  | 20 |  |  |  | 30 | [8 empty] | 0 | 0 | 0 | 0 | 0 | 0 | 0 | [5 empty] | 0
FL Zone 2Manufactured HomeExisting |  | XXXXXXXX | Yes | Nonequipment | Floor Insulation | Increased Floor Insulation (R-13) | Standard Electric Heating and Central AC with Uninsulated Floor | Residential | Existing | Manufactured Home | FL Zone 2 | Space Heating |  |  | 0 | Per Home | [7 empty] | 10090 | 10031 | 59 | 0.0058474 |  | 20 |  |  |  | 59 | [8 empty] | 0 | 0 | 0 | 0 | 0 | 0 | 0 | [5 empty] | 0
FL Zone 2Single FamilyNew |  | XXXXXXXX | Yes | Nonequipment | Floor Insulation | Increased Floor Insulation (R-13) | Standard Electric Heating and Central AC with Uninsulated Floor | Residential | New | Single Family | FL Zone 2 | Space Heating |  |  | 0 | Per Home | [7 empty] | 13883 | 13883 | 0 | 0 |  | 20 |  |  |  | 0 | [8 empty] | 0 | 0 | 0 | 0 | 0 | 0 | 0 | [5 empty] | 0
FL Zone 2Multi-FamilyNew |  | XXXXXXXX | Yes | Nonequipment | Floor Insulation | Increased Floor Insulation (R-13) | Standard Electric Heating and Central AC with Uninsulated Floor | Residential | New | Multi-Family | FL Zone 2 | Space Heating |  |  | 0 | Per Home | [7 empty] | 8350 | 8350 | 0 | 0 |  | 20 |  |  |  | 0 | [8 empty] | 0 | 0 | 0 | 0 | 0 | 0 | 0 | [5 empty] | 0
FL Zone 2Manufactured HomeNew |  | XXXXXXXX | Yes | Nonequipment | Floor Insulation | Increased Floor Insulation (R-13) | Standard Electric Heating and Central AC with Uninsulated Floor | Residential | New | Manufactured Home | FL Zone 2 | Space Heating |  |  | 0 | Per Home | [7 empty] | 10090 | 10090 | 0 | 0 |  | 20 |  |  |  | 0 | [8 empty] | 0 | 0 | 0 | 0 | 0 | 0 | 0 | [5 empty] | 0
FL Zone 2Single FamilyExisting |  | XXXXXXXX | Yes | Nonequipment | Green Roof | Vegetated Roof Surface on top of Standard Roof | Standard Black Roof | Residential | Existing | Single Family | FL Zone 2 | Space Cooling |  |  | 0 | Per Home | [7 empty] | 3747.04 | 3197.9574 | 549.0826 | 0.14654 |  | 20 |  |  |  | 549.0826 | [8 empty] | 0 | 0 | 0 | 0 | 0 | 0 | 0 | [5 empty] | 0
FL Zone 2Multi-FamilyExisting |  | XXXXXXXX | Yes | Nonequipment | Green Roof | Vegetated Roof Surface on top of Standard Roof | Standard Black Roof | Residential | Existing | Multi-Family | FL Zone 2 | Space Cooling |  |  | 0 | Per Home | [7 empty] | 1815 | 1549.0341 | 265.9659 | 0.14654 |  | 20 |  |  |  | 265.9659 | [8 empty] | 0 | 0 | 0 | 0 | 0 | 0 | 0 | [5 empty] | 0
FL Zone 2Manufactured HomeExisting |  | XXXXXXXX | Yes | Nonequipment | Green Roof | Vegetated Roof Surface on top of Standard Roof | Standard Black Roof | Residential | Existing | Manufactured Home | FL Zone 2 | Space Cooling |  |  | 0 | Per Home | [7 empty] | 2493 | 2127.6815 | 365.3185 | 0.14654 |  | 20 |  |  |  | 365.3185 | [8 empty] | 0 | 0 | 0 | 0 | 0 | 0 | 0 | [5 empty] | 0
FL Zone 2Single FamilyNew |  | XXXXXXXX | Yes | Nonequipment | Green Roof | Vegetated Roof Surface on top of Standard Roof | Standard Black Roof | Residential | New | Single Family | FL Zone 2 | Space Cooling |  |  | 0 | Per Home | [7 empty] | 3747.04 | 3197.9574 | 549.0826 | 0.14654 |  | 20 |  |  |  | 549.0826 | [8 empty] | 0 | 0 | 0 | 0 | 0 | 0 | 0 | [5 empty] | 0
FL Zone 2Multi-FamilyNew |  | XXXXXXXX | Yes | Nonequipment | Green Roof | Vegetated Roof Surface on top of Standard Roof | Standard Black Roof | Residential | New | Multi-Family | FL Zone 2 | Space Cooling |  |  | 0 | Per Home | [7 empty] | 1815 | 1549.0341 | 265.9659 | 0.14654 |  | 20 |  |  |  | 265.9659 | [8 empty] | 0 | 0 | 0 | 0 | 0 | 0 | 0 | [5 empty] | 0
FL Zone 2Manufactured HomeNew |  | XXXXXXXX | Yes | Nonequipment | Green Roof | Vegetated Roof Surface on top of Standard Roof | Standard Black Roof | Residential | New | Manufactured Home | FL Zone 2 | Space Cooling |  |  | 0 | Per Home | [7 empty] | 2493 | 2127.6815 | 365.3185 | 0.14654 |  | 20 |  |  |  | 365.3185 | [8 empty] | 0 | 0 | 0 | 0 | 0 | 0 | 0 | [5 empty] | 0
FL Zone 2Single FamilyExisting |  | XXXXXXXX | Yes | Nonequipment | Green Roof | Vegetated Roof Surface on top of Standard Roof | Standard Black Roof | Residential | Existing | Single Family | FL Zone 2 | Space Heating |  |  | 0 | Per Home | [7 empty] | 2870.15 | 2449.5648 | 420.5852 | 0.14654 |  | 20 |  |  |  | 420.5852 | [8 empty] | 0 | 0 | 0 | 0 | 0 | 0 | 0 | [5 empty] | 0
FL Zone 2Multi-FamilyExisting |  | XXXXXXXX | Yes | Nonequipment | Green Roof | Vegetated Roof Surface on top of Standard Roof | Standard Black Roof | Residential | Existing | Multi-Family | FL Zone 2 | Space Heating |  |  | 0 | Per Home | [7 empty] | 2488 | 2123.4142 | 364.5858 | 0.14654 |  | 20 |  |  |  | 364.5858 | [8 empty] | 0 | 0 | 0 | 0 | 0 | 0 | 0 | [5 empty] | 0
FL Zone 2Manufactured HomeExisting |  | XXXXXXXX | Yes | Nonequipment | Green Roof | Vegetated Roof Surface on top of Standard Roof | Standard Black Roof | Residential | Existing | Manufactured Home | FL Zone 2 | Space Heating |  |  | 0 | Per Home | [7 empty] | 3980 | 3396.78 | 583.22 | 0.14654 |  | 20 |  |  |  | 583.22 | [8 empty] | 0 | 0 | 0 | 0 | 0 | 0 | 0 | [5 empty] | 0
FL Zone 2Single FamilyNew |  | XXXXXXXX | Yes | Nonequipment | Green Roof | Vegetated Roof Surface on top of Standard Roof | Standard Black Roof | Residential | New | Single Family | FL Zone 2 | Space Heating |  |  | 0 | Per Home | [7 empty] | 2870.15 | 2449.5648 | 420.5852 | 0.14654 |  | 20 |  |  |  | 420.5852 | [8 empty] | 0 | 0 | 0 | 0 | 0 | 0 | 0 | [5 empty] | 0
FL Zone 2Multi-FamilyNew |  | XXXXXXXX | Yes | Nonequipment | Green Roof | Vegetated Roof Surface on top of Standard Roof | Standard Black Roof | Residential | New | Multi-Family | FL Zone 2 | Space Heating |  |  | 0 | Per Home | [7 empty] | 2488 | 2123.4142 | 364.5858 | 0.14654 |  | 20 |  |  |  | 364.5858 | [8 empty] | 0 | 0 | 0 | 0 | 0 | 0 | 0 | [5 empty] | 0
FL Zone 2Manufactured HomeNew |  | XXXXXXXX | Yes | Nonequipment | Green Roof | Vegetated Roof Surface on top of Standard Roof | Standard Black Roof | Residential | New | Manufactured Home | FL Zone 2 | Space Heating |  |  | 0 | Per Home | [7 empty] | 3980 | 3396.78 | 583.22 | 0.14654 |  | 20 |  |  |  | 583.22 | [8 empty] | 0 | 0 | 0 | 0 | 0 | 0 | 0 | [5 empty] | 0
FL Zone 2Single FamilyTurnover |  | XXXXXXXX | Yes | Equipment | Ground Source Heat Pump | Ground Source Heat Pump | Code-Compliant ASHP, 14 SEER, 8.2 HSPF | Residential | Turnover | Single Family | FL Zone 2 | Space Cooling | Heat pump-cooling |  | 0 | Per Unit | [7 empty] | 5118.0343 | 4776.832 | 341.2023 | 0.066667 |  | 22 |  |  |  | 341.2023 | [8 empty] | 0 | 0 | 0 | 0 | 0 | 0 | 0 | [5 empty] | 0
FL Zone 2Multi-FamilyTurnover |  | XXXXXXXX | Yes | Equipment | Ground Source Heat Pump | Ground Source Heat Pump | Code-Compliant ASHP, 14 SEER, 8.2 HSPF | Residential | Turnover | Multi-Family | FL Zone 2 | Space Cooling | Heat pump-cooling |  | 0 | Per Unit | [7 empty] | 5118.0343 | 4776.832 | 341.2023 | 0.066667 |  | 22 |  |  |  | 341.2023 | [8 empty] | 0 | 0 | 0 | 0 | 0 | 0 | 0 | [5 empty] | 0
FL Zone 2Manufactured HomeTurnover |  | XXXXXXXX | Yes | Equipment | Ground Source Heat Pump | Ground Source Heat Pump | Code-Compliant ASHP, 14 SEER, 8.2 HSPF | Residential | Turnover | Manufactured Home | FL Zone 2 | Space Cooling | Heat pump-cooling |  | 0 | Per Unit | [7 empty] | 5118.0343 | 4776.832 | 341.2023 | 0.066667 |  | 22 |  |  |  | 341.2023 | [8 empty] | 0 | 0 | 0 | 0 | 0 | 0 | 0 | [5 empty] | 0
FL Zone 2Single FamilyNew |  | XXXXXXXX | Yes | Equipment | Ground Source Heat Pump | Ground Source Heat Pump | Code-Compliant ASHP, 14 SEER, 8.2 HSPF | Residential | New | Single Family | FL Zone 2 | Space Cooling | Heat pump-cooling |  | 0 | Per Unit | [7 empty] | 5118.0343 | 4776.832 | 341.2023 | 0.066667 |  | 22 |  |  |  | 341.2023 | [8 empty] | 0 | 0 | 0 | 0 | 0 | 0 | 0 | [5 empty] | 0
FL Zone 2Multi-FamilyNew |  | XXXXXXXX | Yes | Equipment | Ground Source Heat Pump | Ground Source Heat Pump | Code-Compliant ASHP, 14 SEER, 8.2 HSPF | Residential | New | Multi-Family | FL Zone 2 | Space Cooling | Heat pump-cooling |  | 0 | Per Unit | [7 empty] | 5118.0343 | 4776.832 | 341.2023 | 0.066667 |  | 22 |  |  |  | 341.2023 | [8 empty] | 0 | 0 | 0 | 0 | 0 | 0 | 0 | [5 empty] | 0
FL Zone 2Manufactured HomeNew |  | XXXXXXXX | Yes | Equipment | Ground Source Heat Pump | Ground Source Heat Pump | Code-Compliant ASHP, 14 SEER, 8.2 HSPF | Residential | New | Manufactured Home | FL Zone 2 | Space Cooling | Heat pump-cooling |  | 0 | Per Unit | [7 empty] | 5118.0343 | 4776.832 | 341.2023 | 0.066667 |  | 22 |  |  |  | 341.2023 | [8 empty] | 0 | 0 | 0 | 0 | 0 | 0 | 0 | [5 empty] | 0
FL Zone 2Single FamilyTurnover |  | XXXXXXXX | Yes | Equipment | Ground Source Heat Pump | Ground Source Heat Pump | Code-Compliant ASHP, 14 SEER, 8.2 HSPF | Residential | Turnover | Single Family | FL Zone 2 | Space Heating | Heat pump-heating |  | 0 | Per Unit | [7 empty] | 5203.9024 | 3476.9778 | 1726.9247 | 0.33185 |  | 22 |  |  |  | 1726.9247 | [8 empty] | 0 | 0 | 0 | 0 | 0 | 0 | 0 | [5 empty] | 0
FL Zone 2Multi-FamilyTurnover |  | XXXXXXXX | Yes | Equipment | Ground Source Heat Pump | Ground Source Heat Pump | Code-Compliant ASHP, 14 SEER, 8.2 HSPF | Residential | Turnover | Multi-Family | FL Zone 2 | Space Heating | Heat pump-heating |  | 0 | Per Unit | [7 empty] | 5203.9024 | 3476.9778 | 1726.9247 | 0.33185 |  | 22 |  |  |  | 1726.9247 | [8 empty] | 0 | 0 | 0 | 0 | 0 | 0 | 0 | [5 empty] | 0
FL Zone 2Manufactured HomeTurnover |  | XXXXXXXX | Yes | Equipment | Ground Source Heat Pump | Ground Source Heat Pump | Code-Compliant ASHP, 14 SEER, 8.2 HSPF | Residential | Turnover | Manufactured Home | FL Zone 2 | Space Heating | Heat pump-heating |  | 0 | Per Unit | [7 empty] | 5203.9024 | 3476.9778 | 1726.9247 | 0.33185 |  | 22 |  |  |  | 1726.9247 | [8 empty] | 0 | 0 | 0 | 0 | 0 | 0 | 0 | [5 empty] | 0
FL Zone 2Single FamilyNew |  | XXXXXXXX | Yes | Equipment | Ground Source Heat Pump | Ground Source Heat Pump | Code-Compliant ASHP, 14 SEER, 8.2 HSPF | Residential | New | Single Family | FL Zone 2 | Space Heating | Heat pump-heating |  | 0 | Per Unit | [7 empty] | 5203.9024 | 3476.9778 | 1726.9247 | 0.33185 |  | 22 |  |  |  | 1726.9247 | [8 empty] | 0 | 0 | 0 | 0 | 0 | 0 | 0 | [5 empty] | 0
FL Zone 2Multi-FamilyNew |  | XXXXXXXX | Yes | Equipment | Ground Source Heat Pump | Ground Source Heat Pump | Code-Compliant ASHP, 14 SEER, 8.2 HSPF | Residential | New | Multi-Family | FL Zone 2 | Space Heating | Heat pump-heating |  | 0 | Per Unit | [7 empty] | 5203.9024 | 3476.9778 | 1726.9247 | 0.33185 |  | 22 |  |  |  | 1726.9247 | [8 empty] | 0 | 0 | 0 | 0 | 0 | 0 | 0 | [5 empty] | 0
FL Zone 2Manufactured HomeNew |  | XXXXXXXX | Yes | Equipment | Ground Source Heat Pump | Ground Source Heat Pump | Code-Compliant ASHP, 14 SEER, 8.2 HSPF | Residential | New | Manufactured Home | FL Zone 2 | Space Heating | Heat pump-heating |  | 0 | Per Unit | [7 empty] | 5203.9024 | 3476.9778 | 1726.9247 | 0.33185 |  | 22 |  |  |  | 1726.9247 | [8 empty] | 0 | 0 | 0 | 0 | 0 | 0 | 0 | [5 empty] | 0
FL Zone 2Single FamilyTurnover |  | XXXXXXXX | Yes | Equipment | Heat Pump Clothes Dryer | One Heat Pump Clothes Dryer | One Clothes Dryer meeting Federal Standard | Residential | Turnover | Single Family | FL Zone 2 | Appliances | Clothes dryer |  | 0 | Per Appliance | [7 empty] | 699.5024 | 483.4339 | 216.0685 | 0.30889 |  | 12 |  |  |  | 216.0685 | [8 empty] | 0 | 0 | 0 | 0 | 0 | 0 | 0 | [5 empty] | 0
FL Zone 2Multi-FamilyTurnover |  | XXXXXXXX | Yes | Equipment | Heat Pump Clothes Dryer | One Heat Pump Clothes Dryer | One Clothes Dryer meeting Federal Standard | Residential | Turnover | Multi-Family | FL Zone 2 | Appliances | Clothes dryer |  | 0 | Per Appliance | [7 empty] | 699.5024 | 483.4339 | 216.0685 | 0.30889 |  | 12 |  |  |  | 216.0685 | [8 empty] | 0 | 0 | 0 | 0 | 0 | 0 | 0 | [5 empty] | 0
FL Zone 2Manufactured HomeTurnover |  | XXXXXXXX | Yes | Equipment | Heat Pump Clothes Dryer | One Heat Pump Clothes Dryer | One Clothes Dryer meeting Federal Standard | Residential | Turnover | Manufactured Home | FL Zone 2 | Appliances | Clothes dryer |  | 0 | Per Appliance | [7 empty] | 699.5024 | 483.4339 | 216.0685 | 0.30889 |  | 12 |  |  |  | 216.0685 | [8 empty] | 0 | 0 | 0 | 0 | 0 | 0 | 0 | [5 empty] | 0
FL Zone 2Single FamilyNew |  | XXXXXXXX | Yes | Equipment | Heat Pump Clothes Dryer | One Heat Pump Clothes Dryer | One Clothes Dryer meeting Federal Standard | Residential | New | Single Family | FL Zone 2 | Appliances | Clothes dryer |  | 0 | Per Appliance | [7 empty] | 699.5024 | 483.4339 | 216.0685 | 0.30889 |  | 12 |  |  |  | 216.0685 | [8 empty] | 0 | 0 | 0 | 0 | 0 | 0 | 0 | [5 empty] | 0
FL Zone 2Multi-FamilyNew |  | XXXXXXXX | Yes | Equipment | Heat Pump Clothes Dryer | One Heat Pump Clothes Dryer | One Clothes Dryer meeting Federal Standard | Residential | New | Multi-Family | FL Zone 2 | Appliances | Clothes dryer |  | 0 | Per Appliance | [7 empty] | 699.5024 | 483.4339 | 216.0685 | 0.30889 |  | 12 |  |  |  | 216.0685 | [8 empty] | 0 | 0 | 0 | 0 | 0 | 0 | 0 | [5 empty] | 0
FL Zone 2Manufactured HomeNew |  | XXXXXXXX | Yes | Equipment | Heat Pump Clothes Dryer | One Heat Pump Clothes Dryer | One Clothes Dryer meeting Federal Standard | Residential | New | Manufactured Home | FL Zone 2 | Appliances | Clothes dryer |  | 0 | Per Appliance | [7 empty] | 699.5024 | 483.4339 | 216.0685 | 0.30889 |  | 12 |  |  |  | 216.0685 | [8 empty] | 0 | 0 | 0 | 0 | 0 | 0 | 0 | [5 empty] | 0
FL Zone 2Single FamilyTurnover |  | XXXXXXXX | Yes | Equipment | Heat Pump Pool Heater | Heat Pump Swimming Pool Heater | Electric Resistance Swimming Pool Heater | Residential | Turnover | Single Family | FL Zone 2 | Miscellaneous | Pool heater |  | 0 | Per Unit | [7 empty] | 11764.7059 | 2352.9412 | 9411.7647 | 0.8 |  | 15 |  |  |  | 9411.7647 | [8 empty] | 0 | 0 | 0 | 0 | 0 | 0 | 0 | [5 empty] | 0
FL Zone 2Multi-FamilyTurnover |  | XXXXXXXX | Yes | Equipment | Heat Pump Pool Heater | Heat Pump Swimming Pool Heater | Electric Resistance Swimming Pool Heater | Residential | Turnover | Multi-Family | FL Zone 2 | Miscellaneous | Pool heater |  | 0 | Per Unit | [7 empty] | 11764.7059 | 2352.9412 | 9411.7647 | 0.8 |  | 15 |  |  |  | 9411.7647 | [8 empty] | 0 | 0 | 0 | 0 | 0 | 0 | 0 | [5 empty] | 0
FL Zone 2Manufactured HomeTurnover |  | XXXXXXXX | Yes | Equipment | Heat Pump Pool Heater | Heat Pump Swimming Pool Heater | Electric Resistance Swimming Pool Heater | Residential | Turnover | Manufactured Home | FL Zone 2 | Miscellaneous | Pool heater |  | 0 | Per Unit | [7 empty] | 11764.7059 | 2352.9412 | 9411.7647 | 0.8 |  | 15 |  |  |  | 9411.7647 | [8 empty] | 0 | 0 | 0 | 0 | 0 | 0 | 0 | [5 empty] | 0
FL Zone 2Single FamilyNew |  | XXXXXXXX | Yes | Equipment | Heat Pump Pool Heater | Heat Pump Swimming Pool Heater | Electric Resistance Swimming Pool Heater | Residential | New | Single Family | FL Zone 2 | Miscellaneous | Pool heater |  | 0 | Per Unit | [7 empty] | 11764.7059 | 2352.9412 | 9411.7647 | 0.8 |  | 15 |  |  |  | 9411.7647 | [8 empty] | 0 | 0 | 0 | 0 | 0 | 0 | 0 | [5 empty] | 0
FL Zone 2Multi-FamilyNew |  | XXXXXXXX | Yes | Equipment | Heat Pump Pool Heater | Heat Pump Swimming Pool Heater | Electric Resistance Swimming Pool Heater | Residential | New | Multi-Family | FL Zone 2 | Miscellaneous | Pool heater |  | 0 | Per Unit | [7 empty] | 11764.7059 | 2352.9412 | 9411.7647 | 0.8 |  | 15 |  |  |  | 9411.7647 | [8 empty] | 0 | 0 | 0 | 0 | 0 | 0 | 0 | [5 empty] | 0
FL Zone 2Manufactured HomeNew |  | XXXXXXXX | Yes | Equipment | Heat Pump Pool Heater | Heat Pump Swimming Pool Heater | Electric Resistance Swimming Pool Heater | Residential | New | Manufactured Home | FL Zone 2 | Miscellaneous | Pool heater |  | 0 | Per Unit | [7 empty] | 11764.7059 | 2352.9412 | 9411.7647 | 0.8 |  | 15 |  |  |  | 9411.7647 | [8 empty] | 0 | 0 | 0 | 0 | 0 | 0 | 0 | [5 empty] | 0
FL Zone 2Single FamilyExisting |  | XXXXXXXX | Yes | Nonequipment | Heat Pump Tune Up | System tune-up, including coil cleaning, refrigerant charging, and other diagnostics | Standard Heating and Cooling System without Regular Maintenance/tune-up | Residential | Existing | Single Family | FL Zone 2 | Space Heating |  |  | 0 | Per End Use Consumption | [7 empty] | 2870.15 | 2726.6425 | 143.5075 | 0.05 |  | 2 |  |  |  | 143.5075 | [8 empty] | 0 | 0 | 0 | 0 | 0 | 0 | 0 | [5 empty] | 0
FL Zone 2Multi-FamilyExisting |  | XXXXXXXX | Yes | Nonequipment | Heat Pump Tune Up | System tune-up, including coil cleaning, refrigerant charging, and other diagnostics | Standard Heating and Cooling System without Regular Maintenance/tune-up | Residential | Existing | Multi-Family | FL Zone 2 | Space Heating |  |  | 0 | Per End Use Consumption | [7 empty] | 2488 | 2363.6 | 124.4 | 0.05 |  | 2 |  |  |  | 124.4 | [8 empty] | 0 | 0 | 0 | 0 | 0 | 0 | 0 | [5 empty] | 0
FL Zone 2Manufactured HomeExisting |  | XXXXXXXX | Yes | Nonequipment | Heat Pump Tune Up | System tune-up, including coil cleaning, refrigerant charging, and other diagnostics | Standard Heating and Cooling System without Regular Maintenance/tune-up | Residential | Existing | Manufactured Home | FL Zone 2 | Space Heating |  |  | 0 | Per End Use Consumption | [7 empty] | 3980 | 3781 | 199 | 0.05 |  | 2 |  |  |  | 199 | [8 empty] | 0 | 0 | 0 | 0 | 0 | 0 | 0 | [5 empty] | 0
FL Zone 2Single FamilyNew |  | XXXXXXXX | Yes | Nonequipment | Heat Pump Tune Up | System tune-up, including coil cleaning, refrigerant charging, and other diagnostics | N/A - Retrofit Only | Residential | New | Single Family | FL Zone 2 | Space Heating |  |  | 0 | Per End Use Consumption | [7 empty] | 0 | 0 | 0 | 0 |  | 2 |  |  |  | 0 | [8 empty] | 0 | 0 | 0 | 0 | 0 | 0 | 0 | [5 empty] | 0
FL Zone 2Multi-FamilyNew |  | XXXXXXXX | Yes | Nonequipment | Heat Pump Tune Up | System tune-up, including coil cleaning, refrigerant charging, and other diagnostics | N/A - Retrofit Only | Residential | New | Multi-Family | FL Zone 2 | Space Heating |  |  | 0 | Per End Use Consumption | [7 empty] | 0 | 0 | 0 | 0 |  | 2 |  |  |  | 0 | [8 empty] | 0 | 0 | 0 | 0 | 0 | 0 | 0 | [5 empty] | 0
FL Zone 2Manufactured HomeNew |  | XXXXXXXX | Yes | Nonequipment | Heat Pump Tune Up | System tune-up, including coil cleaning, refrigerant charging, and other diagnostics | N/A - Retrofit Only | Residential | New | Manufactured Home | FL Zone 2 | Space Heating |  |  | 0 | Per End Use Consumption | [7 empty] | 0 | 0 | 0 | 0 |  | 2 |  |  |  | 0 | [8 empty] | 0 | 0 | 0 | 0 | 0 | 0 | 0 | [5 empty] | 0
FL Zone 2Single FamilyExisting |  | XXXXXXXX | Yes | Nonequipment | Heat Pump Tune Up | System tune-up, including coil cleaning, refrigerant charging, and other diagnostics | Standard Heating and Cooling System without Regular Maintenance/tune-up | Residential | Existing | Single Family | FL Zone 2 | Space Cooling |  |  | 0 | Per End Use Consumption | [7 empty] | 3747.04 | 3559.688 | 187.352 | 0.05 |  | 2 |  |  |  | 187.352 | [8 empty] | 0 | 0 | 0 | 0 | 0 | 0 | 0 | [5 empty] | 0
FL Zone 2Multi-FamilyExisting |  | XXXXXXXX | Yes | Nonequipment | Heat Pump Tune Up | System tune-up, including coil cleaning, refrigerant charging, and other diagnostics | Standard Heating and Cooling System without Regular Maintenance/tune-up | Residential | Existing | Multi-Family | FL Zone 2 | Space Cooling |  |  | 0 | Per End Use Consumption | [7 empty] | 1815 | 1724.25 | 90.75 | 0.05 |  | 2 |  |  |  | 90.75 | [8 empty] | 0 | 0 | 0 | 0 | 0 | 0 | 0 | [5 empty] | 0
FL Zone 2Manufactured HomeExisting |  | XXXXXXXX | Yes | Nonequipment | Heat Pump Tune Up | System tune-up, including coil cleaning, refrigerant charging, and other diagnostics | Standard Heating and Cooling System without Regular Maintenance/tune-up | Residential | Existing | Manufactured Home | FL Zone 2 | Space Cooling |  |  | 0 | Per End Use Consumption | [7 empty] | 2493 | 2368.35 | 124.65 | 0.05 |  | 2 |  |  |  | 124.65 | [8 empty] | 0 | 0 | 0 | 0 | 0 | 0 | 0 | [5 empty] | 0
FL Zone 2Single FamilyNew |  | XXXXXXXX | Yes | Nonequipment | Heat Pump Tune Up | System tune-up, including coil cleaning, refrigerant charging, and other diagnostics | N/A - Retrofit Only | Residential | New | Single Family | FL Zone 2 | Space Cooling |  |  | 0 | Per End Use Consumption | [7 empty] | 0 | 0 | 0 | 0 |  | 2 |  |  |  | 0 | [8 empty] | 0 | 0 | 0 | 0 | 0 | 0 | 0 | [5 empty] | 0
FL Zone 2Multi-FamilyNew |  | XXXXXXXX | Yes | Nonequipment | Heat Pump Tune Up | System tune-up, including coil cleaning, refrigerant charging, and other diagnostics | N/A - Retrofit Only | Residential | New | Multi-Family | FL Zone 2 | Space Cooling |  |  | 0 | Per End Use Consumption | [7 empty] | 0 | 0 | 0 | 0 |  | 2 |  |  |  | 0 | [8 empty] | 0 | 0 | 0 | 0 | 0 | 0 | 0 | [5 empty] | 0
FL Zone 2Manufactured HomeNew |  | XXXXXXXX | Yes | Nonequipment | Heat Pump Tune Up | System tune-up, including coil cleaning, refrigerant charging, and other diagnostics | N/A - Retrofit Only | Residential | New | Manufactured Home | FL Zone 2 | Space Cooling |  |  | 0 | Per End Use Consumption | [7 empty] | 0 | 0 | 0 | 0 |  | 2 |  |  |  | 0 | [8 empty] | 0 | 0 | 0 | 0 | 0 | 0 | 0 | [5 empty] | 0
FL Zone 2Single FamilyTurnover |  | XXXXXXXX | Yes | Equipment | Heat Pump Water Heater | Heat Pump Water Heater (EF=2.50) | Code-Compliant 50 Gallon Electric Resistance Water Heater | Residential | Turnover | Single Family | FL Zone 2 | Domestic Hot Water | Heat pump water heater |  | 0 | Per Water Heater | [7 empty] | 2495.4175 | 935.499 | 1559.9186 | 0.62511 |  | 10 |  |  |  | 1559.9186 | [8 empty] | 0 | 0 | 0 | 0 | 0 | 0 | 0 | [5 empty] | 0
FL Zone 2Multi-FamilyTurnover |  | XXXXXXXX | Yes | Equipment | Heat Pump Water Heater | Heat Pump Water Heater (EF=2.50) | Code-Compliant 50 Gallon Electric Resistance Water Heater | Residential | Turnover | Multi-Family | FL Zone 2 | Domestic Hot Water | Heat pump water heater |  | 0 | Per Water Heater | [7 empty] | 1961.5631 | 735.364 | 1226.1991 | 0.62511 |  | 10 |  |  |  | 1226.1991 | [8 empty] | 0 | 0 | 0 | 0 | 0 | 0 | 0 | [5 empty] | 0
FL Zone 2Manufactured HomeTurnover |  | XXXXXXXX | Yes | Equipment | Heat Pump Water Heater | Heat Pump Water Heater (EF=2.50) | Code-Compliant 50 Gallon Electric Resistance Water Heater | Residential | Turnover | Manufactured Home | FL Zone 2 | Domestic Hot Water | Heat pump water heater |  | 0 | Per Water Heater | [7 empty] | 1945.9256 | 729.5017 | 1216.4239 | 0.62511 |  | 10 |  |  |  | 1216.4239 | [8 empty] | 0 | 0 | 0 | 0 | 0 | 0 | 0 | [5 empty] | 0
FL Zone 2Single FamilyNew |  | XXXXXXXX | Yes | Equipment | Heat Pump Water Heater | Heat Pump Water Heater (EF=2.50) | Code-Compliant 50 Gallon Electric Resistance Water Heater | Residential | New | Single Family | FL Zone 2 | Domestic Hot Water | Heat pump water heater |  | 0 | Per Water Heater | [7 empty] | 2495.4175 | 935.499 | 1559.9186 | 0.62511 |  | 10 |  |  |  | 1559.9186 | [8 empty] | 0 | 0 | 0 | 0 | 0 | 0 | 0 | [5 empty] | 0
FL Zone 2Multi-FamilyNew |  | XXXXXXXX | Yes | Equipment | Heat Pump Water Heater | Heat Pump Water Heater (EF=2.50) | Code-Compliant 50 Gallon Electric Resistance Water Heater | Residential | New | Multi-Family | FL Zone 2 | Domestic Hot Water | Heat pump water heater |  | 0 | Per Water Heater | [7 empty] | 1961.5631 | 735.364 | 1226.1991 | 0.62511 |  | 10 |  |  |  | 1226.1991 | [8 empty] | 0 | 0 | 0 | 0 | 0 | 0 | 0 | [5 empty] | 0
FL Zone 2Manufactured HomeNew |  | XXXXXXXX | Yes | Equipment | Heat Pump Water Heater | Heat Pump Water Heater (EF=2.50) | Code-Compliant 50 Gallon Electric Resistance Water Heater | Residential | New | Manufactured Home | FL Zone 2 | Domestic Hot Water | Heat pump water heater |  | 0 | Per Water Heater | [7 empty] | 1945.9256 | 729.5017 | 1216.4239 | 0.62511 |  | 10 |  |  |  | 1216.4239 | [8 empty] | 0 | 0 | 0 | 0 | 0 | 0 | 0 | [5 empty] | 0
FL Zone 2Single FamilyExisting |  | XXXXXXXX | Yes | Nonequipment | Heat Trap | Heat Trap | Existing Water Heater without heat trap | Residential | Existing | Single Family | FL Zone 2 | Domestic Hot Water |  |  | 0 | Per End Use Consumption | [7 empty] | 1931 | 1798.753 | 132.247 | 0.068486 |  | 10 |  |  |  | 132.247 | [8 empty] | 0 | 0 | 0 | 0 | 0 | 0 | 0 | [5 empty] | 0
FL Zone 2Multi-FamilyExisting |  | XXXXXXXX | Yes | Nonequipment | Heat Trap | Heat Trap | Existing Water Heater without heat trap | Residential | Existing | Multi-Family | FL Zone 2 | Domestic Hot Water |  |  | 0 | Per End Use Consumption | [7 empty] | 1654 | 1550.0451 | 103.9549 | 0.062851 |  | 10 |  |  |  | 103.9549 | [8 empty] | 0 | 0 | 0 | 0 | 0 | 0 | 0 | [5 empty] | 0
FL Zone 2Manufactured HomeExisting |  | XXXXXXXX | Yes | Nonequipment | Heat Trap | Heat Trap | Existing Water Heater without heat trap | Residential | Existing | Manufactured Home | FL Zone 2 | Domestic Hot Water |  |  | 0 | Per End Use Consumption | [7 empty] | 2449 | 2345.8738 | 103.1262 | 0.042109 |  | 10 |  |  |  | 103.1262 | [8 empty] | 0 | 0 | 0 | 0 | 0 | 0 | 0 | [5 empty] | 0
FL Zone 2Single FamilyNew |  | XXXXXXXX | Yes | Nonequipment | Heat Trap | Heat Trap | Existing Water Heater without heat trap | Residential | New | Single Family | FL Zone 2 | Domestic Hot Water |  |  | 0 | Per End Use Consumption | [7 empty] | 1931 | 1798.753 | 132.247 | 0.068486 |  | 10 |  |  |  | 132.247 | [8 empty] | 0 | 0 | 0 | 0 | 0 | 0 | 0 | [5 empty] | 0
FL Zone 2Multi-FamilyNew |  | XXXXXXXX | Yes | Nonequipment | Heat Trap | Heat Trap | Existing Water Heater without heat trap | Residential | New | Multi-Family | FL Zone 2 | Domestic Hot Water |  |  | 0 | Per End Use Consumption | [7 empty] | 1654 | 1550.0451 | 103.9549 | 0.062851 |  | 10 |  |  |  | 103.9549 | [8 empty] | 0 | 0 | 0 | 0 | 0 | 0 | 0 | [5 empty] | 0
FL Zone 2Manufactured HomeNew |  | XXXXXXXX | Yes | Nonequipment | Heat Trap | Heat Trap | Existing Water Heater without heat trap | Residential | New | Manufactured Home | FL Zone 2 | Domestic Hot Water |  |  | 0 | Per End Use Consumption | [7 empty] | 2449 | 2345.8738 | 103.1262 | 0.042109 |  | 10 |  |  |  | 103.1262 | [8 empty] | 0 | 0 | 0 | 0 | 0 | 0 | 0 | [5 empty] | 0
FL Zone 2Single FamilyTurnover |  | XXXXXXXX | Yes | Equipment | High Efficiency Convection Oven | One Full-Size Convection Oven meeting current ENERGY STAR® Standards | One Standard Economy-Grade Full-Size Oven | Residential | Turnover | Single Family | FL Zone 2 | Cooking | Oven |  | 0 | Per Unit | [7 empty] | 421.5 | 337.2 | 84.3 | 0.2 |  | 12 |  |  |  | 84.3 | [8 empty] | 0 | 0 | 0 | 0 | 0 | 0 | 0 | [5 empty] | 0
FL Zone 2Multi-FamilyTurnover |  | XXXXXXXX | Yes | Equipment | High Efficiency Convection Oven | One Full-Size Convection Oven meeting current ENERGY STAR® Standards | One Standard Economy-Grade Full-Size Oven | Residential | Turnover | Multi-Family | FL Zone 2 | Cooking | Oven |  | 0 | Per Unit | [7 empty] | 421.5 | 337.2 | 84.3 | 0.2 |  | 12 |  |  |  | 84.3 | [8 empty] | 0 | 0 | 0 | 0 | 0 | 0 | 0 | [5 empty] | 0
FL Zone 2Manufactured HomeTurnover |  | XXXXXXXX | Yes | Equipment | High Efficiency Convection Oven | One Full-Size Convection Oven meeting current ENERGY STAR® Standards | One Standard Economy-Grade Full-Size Oven | Residential | Turnover | Manufactured Home | FL Zone 2 | Cooking | Oven |  | 0 | Per Unit | [7 empty] | 421.5 | 337.2 | 84.3 | 0.2 |  | 12 |  |  |  | 84.3 | [8 empty] | 0 | 0 | 0 | 0 | 0 | 0 | 0 | [5 empty] | 0
FL Zone 2Single FamilyNew |  | XXXXXXXX | Yes | Equipment | High Efficiency Convection Oven | One Full-Size Convection Oven meeting current ENERGY STAR® Standards | One Standard Economy-Grade Full-Size Oven | Residential | New | Single Family | FL Zone 2 | Cooking | Oven |  | 0 | Per Unit | [7 empty] | 421.5 | 337.2 | 84.3 | 0.2 |  | 12 |  |  |  | 84.3 | [8 empty] | 0 | 0 | 0 | 0 | 0 | 0 | 0 | [5 empty] | 0
FL Zone 2Multi-FamilyNew |  | XXXXXXXX | Yes | Equipment | High Efficiency Convection Oven | One Full-Size Convection Oven meeting current ENERGY STAR® Standards | One Standard Economy-Grade Full-Size Oven | Residential | New | Multi-Family | FL Zone 2 | Cooking | Oven |  | 0 | Per Unit | [7 empty] | 421.5 | 337.2 | 84.3 | 0.2 |  | 12 |  |  |  | 84.3 | [8 empty] | 0 | 0 | 0 | 0 | 0 | 0 | 0 | [5 empty] | 0
FL Zone 2Manufactured HomeNew |  | XXXXXXXX | Yes | Equipment | High Efficiency Convection Oven | One Full-Size Convection Oven meeting current ENERGY STAR® Standards | One Standard Economy-Grade Full-Size Oven | Residential | New | Manufactured Home | FL Zone 2 | Cooking | Oven |  | 0 | Per Unit | [7 empty] | 421.5 | 337.2 | 84.3 | 0.2 |  | 12 |  |  |  | 84.3 | [8 empty] | 0 | 0 | 0 | 0 | 0 | 0 | 0 | [5 empty] | 0
FL Zone 2Single FamilyTurnover |  | XXXXXXXX | Yes | Equipment | High Efficiency Induction Cooktop | One residential induction cooktop | One standard residential electric cooktop | Residential | Turnover | Single Family | FL Zone 2 | Cooking | Range |  | 0 | Per Appliance | [7 empty] | 2836.62 | 2302.668 | 533.952 | 0.18824 |  | 10 |  |  |  | 533.952 | [8 empty] | 0 | 0 | 0 | 0 | 0 | 0 | 0 | [5 empty] | 0
FL Zone 2Multi-FamilyTurnover |  | XXXXXXXX | Yes | Equipment | High Efficiency Induction Cooktop | One residential induction cooktop | One standard residential electric cooktop | Residential | Turnover | Multi-Family | FL Zone 2 | Cooking | Range |  | 0 | Per Appliance | [7 empty] | 2836.62 | 2302.668 | 533.952 | 0.18824 |  | 10 |  |  |  | 533.952 | [8 empty] | 0 | 0 | 0 | 0 | 0 | 0 | 0 | [5 empty] | 0
FL Zone 2Manufactured HomeTurnover |  | XXXXXXXX | Yes | Equipment | High Efficiency Induction Cooktop | One residential induction cooktop | One standard residential electric cooktop | Residential | Turnover | Manufactured Home | FL Zone 2 | Cooking | Range |  | 0 | Per Appliance | [7 empty] | 2836.62 | 2302.668 | 533.952 | 0.18824 |  | 10 |  |  |  | 533.952 | [8 empty] | 0 | 0 | 0 | 0 | 0 | 0 | 0 | [5 empty] | 0
FL Zone 2Single FamilyNew |  | XXXXXXXX | Yes | Equipment | High Efficiency Induction Cooktop | One residential induction cooktop | One standard residential electric cooktop | Residential | New | Single Family | FL Zone 2 | Cooking | Range |  | 0 | Per Appliance | [7 empty] | 2836.62 | 2302.668 | 533.952 | 0.18824 |  | 10 |  |  |  | 533.952 | [8 empty] | 0 | 0 | 0 | 0 | 0 | 0 | 0 | [5 empty] | 0
FL Zone 2Multi-FamilyNew |  | XXXXXXXX | Yes | Equipment | High Efficiency Induction Cooktop | One residential induction cooktop | One standard residential electric cooktop | Residential | New | Multi-Family | FL Zone 2 | Cooking | Range |  | 0 | Per Appliance | [7 empty] | 2836.62 | 2302.668 | 533.952 | 0.18824 |  | 10 |  |  |  | 533.952 | [8 empty] | 0 | 0 | 0 | 0 | 0 | 0 | 0 | [5 empty] | 0
FL Zone 2Manufactured HomeNew |  | XXXXXXXX | Yes | Equipment | High Efficiency Induction Cooktop | One residential induction cooktop | One standard residential electric cooktop | Residential | New | Manufactured Home | FL Zone 2 | Cooking | Range |  | 0 | Per Appliance | [7 empty] | 2836.62 | 2302.668 | 533.952 | 0.18824 |  | 10 |  |  |  | 533.952 | [8 empty] | 0 | 0 | 0 | 0 | 0 | 0 | 0 | [5 empty] | 0
FL Zone 2Single FamilyExisting |  | XXXXXXXX | Yes | Nonequipment | Home Energy Management System | Typical HVAC by Building Type Controlled by Home Energy Management System (smart hub and hub-connected thermostat) | Typical HVAC by Building Type, Manually Controlled | Residential | Existing | Single Family | FL Zone 2 | Space Cooling |  |  | 0 | Per End Use Consumption | [7 empty] | 3747.04 | 3480.2508 | 266.7892 | 0.0712 |  | 11 |  |  |  | 266.7892 | [8 empty] | 0 | 0 | 0 | 0 | 0 | 0 | 0 | [5 empty] | 0
FL Zone 2Multi-FamilyExisting |  | XXXXXXXX | Yes | Nonequipment | Home Energy Management System | Typical HVAC by Building Type Controlled by Home Energy Management System (smart hub and hub-connected thermostat) | Typical HVAC by Building Type, Manually Controlled | Residential | Existing | Multi-Family | FL Zone 2 | Space Cooling |  |  | 0 | Per End Use Consumption | [7 empty] | 1815 | 1685.772 | 129.228 | 0.0712 |  | 11 |  |  |  | 129.228 | [8 empty] | 0 | 0 | 0 | 0 | 0 | 0 | 0 | [5 empty] | 0
FL Zone 2Manufactured HomeExisting |  | XXXXXXXX | Yes | Nonequipment | Home Energy Management System | Typical HVAC by Building Type Controlled by Home Energy Management System (smart hub and hub-connected thermostat) | Typical HVAC by Building Type, Manually Controlled | Residential | Existing | Manufactured Home | FL Zone 2 | Space Cooling |  |  | 0 | Per End Use Consumption | [7 empty] | 2493 | 2315.4984 | 177.5016 | 0.0712 |  | 11 |  |  |  | 177.5016 | [8 empty] | 0 | 0 | 0 | 0 | 0 | 0 | 0 | [5 empty] | 0
FL Zone 2Single FamilyNew |  | XXXXXXXX | Yes | Nonequipment | Home Energy Management System | Typical HVAC by Building Type Controlled by Home Energy Management System (smart hub and hub-connected thermostat) | Typical HVAC by Building Type, Manually Controlled | Residential | New | Single Family | FL Zone 2 | Space Cooling |  |  | 0 | Per End Use Consumption | [7 empty] | 3747.04 | 3480.2508 | 266.7892 | 0.0712 |  | 11 |  |  |  | 266.7892 | [8 empty] | 0 | 0 | 0 | 0 | 0 | 0 | 0 | [5 empty] | 0
FL Zone 2Multi-FamilyNew |  | XXXXXXXX | Yes | Nonequipment | Home Energy Management System | Typical HVAC by Building Type Controlled by Home Energy Management System (smart hub and hub-connected thermostat) | Typical HVAC by Building Type, Manually Controlled | Residential | New | Multi-Family | FL Zone 2 | Space Cooling |  |  | 0 | Per End Use Consumption | [7 empty] | 1815 | 1685.772 | 129.228 | 0.0712 |  | 11 |  |  |  | 129.228 | [8 empty] | 0 | 0 | 0 | 0 | 0 | 0 | 0 | [5 empty] | 0
FL Zone 2Manufactured HomeNew |  | XXXXXXXX | Yes | Nonequipment | Home Energy Management System | Typical HVAC by Building Type Controlled by Home Energy Management System (smart hub and hub-connected thermostat) | Typical HVAC by Building Type, Manually Controlled | Residential | New | Manufactured Home | FL Zone 2 | Space Cooling |  |  | 0 | Per End Use Consumption | [7 empty] | 2493 | 2315.4984 | 177.5016 | 0.0712 |  | 11 |  |  |  | 177.5016 | [8 empty] | 0 | 0 | 0 | 0 | 0 | 0 | 0 | [5 empty] | 0
FL Zone 2Single FamilyExisting |  | XXXXXXXX | Yes | Nonequipment | Home Energy Management System | Typical HVAC by Building Type Controlled by Home Energy Management System (smart hub and hub-connected thermostat) | Typical HVAC by Building Type, Manually Controlled | Residential | Existing | Single Family | FL Zone 2 | Space Heating |  |  | 0 | Per End Use Consumption | [7 empty] | 2870.15 | 2439.6275 | 430.5225 | 0.15 |  | 11 |  |  |  | 430.5225 | [8 empty] | 0 | 0 | 0 | 0 | 0 | 0 | 0 | [5 empty] | 0
FL Zone 2Multi-FamilyExisting |  | XXXXXXXX | Yes | Nonequipment | Home Energy Management System | Typical HVAC by Building Type Controlled by Home Energy Management System (smart hub and hub-connected thermostat) | Typical HVAC by Building Type, Manually Controlled | Residential | Existing | Multi-Family | FL Zone 2 | Space Heating |  |  | 0 | Per End Use Consumption | [7 empty] | 2488 | 2114.8 | 373.2 | 0.15 |  | 11 |  |  |  | 373.2 | [8 empty] | 0 | 0 | 0 | 0 | 0 | 0 | 0 | [5 empty] | 0
FL Zone 2Manufactured HomeExisting |  | XXXXXXXX | Yes | Nonequipment | Home Energy Management System | Typical HVAC by Building Type Controlled by Home Energy Management System (smart hub and hub-connected thermostat) | Typical HVAC by Building Type, Manually Controlled | Residential | Existing | Manufactured Home | FL Zone 2 | Space Heating |  |  | 0 | Per End Use Consumption | [7 empty] | 3980 | 3383 | 597 | 0.15 |  | 11 |  |  |  | 597 | [8 empty] | 0 | 0 | 0 | 0 | 0 | 0 | 0 | [5 empty] | 0
FL Zone 2Single FamilyNew |  | XXXXXXXX | Yes | Nonequipment | Home Energy Management System | Typical HVAC by Building Type Controlled by Home Energy Management System (smart hub and hub-connected thermostat) | Typical HVAC by Building Type, Manually Controlled | Residential | New | Single Family | FL Zone 2 | Space Heating |  |  | 0 | Per End Use Consumption | [7 empty] | 2870.15 | 2439.6275 | 430.5225 | 0.15 |  | 11 |  |  |  | 430.5225 | [8 empty] | 0 | 0 | 0 | 0 | 0 | 0 | 0 | [5 empty] | 0
FL Zone 2Multi-FamilyNew |  | XXXXXXXX | Yes | Nonequipment | Home Energy Management System | Typical HVAC by Building Type Controlled by Home Energy Management System (smart hub and hub-connected thermostat) | Typical HVAC by Building Type, Manually Controlled | Residential | New | Multi-Family | FL Zone 2 | Space Heating |  |  | 0 | Per End Use Consumption | [7 empty] | 2488 | 2114.8 | 373.2 | 0.15 |  | 11 |  |  |  | 373.2 | [8 empty] | 0 | 0 | 0 | 0 | 0 | 0 | 0 | [5 empty] | 0
FL Zone 2Manufactured HomeNew |  | XXXXXXXX | Yes | Nonequipment | Home Energy Management System | Typical HVAC by Building Type Controlled by Home Energy Management System (smart hub and hub-connected thermostat) | Typical HVAC by Building Type, Manually Controlled | Residential | New | Manufactured Home | FL Zone 2 | Space Heating |  |  | 0 | Per End Use Consumption | [7 empty] | 3980 | 3383 | 597 | 0.15 |  | 11 |  |  |  | 597 | [8 empty] | 0 | 0 | 0 | 0 | 0 | 0 | 0 | [5 empty] | 0
FL Zone 2Single FamilyExisting |  | XXXXXXXX | Yes | Nonequipment | Hot Water Pipe Insulation | 1' of Insulated Pipe in Unconditioned Spaces, Insulation of R-5 | 1' of Pipe in Unconditioned Spaces with Code Minimum of 1"of Insulation | Residential | Existing | Single Family | FL Zone 2 | Domestic Hot Water |  |  | 0 | Per S.F. | [7 empty] | 1931.57 | 1783.6872 | 147.8828 |  |  | 13 |  |  |  | 147.8828 | [8 empty] | 0 | 0 | 0 | 0 | 0 | 0 | 0 | [5 empty] | 0
FL Zone 2Multi-FamilyExisting |  | XXXXXXXX | Yes | Nonequipment | Hot Water Pipe Insulation | 1' of Insulated Pipe in Unconditioned Spaces, Insulation of R-5 | 1' of Pipe in Unconditioned Spaces with Code Minimum of 1"of Insulation | Residential | Existing | Multi-Family | FL Zone 2 | Domestic Hot Water |  |  | 0 | Per S.F. | [7 empty] | 1655 | 1528.2917 | 126.7083 |  |  | 13 |  |  |  | 126.7083 | [8 empty] | 0 | 0 | 0 | 0 | 0 | 0 | 0 | [5 empty] | 0
FL Zone 2Manufactured HomeExisting |  | XXXXXXXX | Yes | Nonequipment | Hot Water Pipe Insulation | 1' of Insulated Pipe in Unconditioned Spaces, Insulation of R-5 | 1' of Pipe in Unconditioned Spaces with Code Minimum of 1"of Insulation | Residential | Existing | Manufactured Home | FL Zone 2 | Domestic Hot Water |  |  | 0 | Per S.F. | [7 empty] | 2449 | 2261.5023 | 187.4977 |  |  | 13 |  |  |  | 187.4977 | [8 empty] | 0 | 0 | 0 | 0 | 0 | 0 | 0 | [5 empty] | 0
FL Zone 2Single FamilyNew |  | XXXXXXXX | Yes | Nonequipment | Hot Water Pipe Insulation | 1' of Insulated Pipe in Unconditioned Spaces, Insulation of R-5 | 1' of Pipe in Unconditioned Spaces with Code Minimum of 1"of Insulation | Residential | New | Single Family | FL Zone 2 | Domestic Hot Water |  |  | 0 | Per S.F. | [7 empty] | 1931.57 | 1783.6872 | 147.8828 |  |  | 13 |  |  |  | 147.8828 | [8 empty] | 0 | 0 | 0 | 0 | 0 | 0 | 0 | [5 empty] | 0
FL Zone 2Multi-FamilyNew |  | XXXXXXXX | Yes | Nonequipment | Hot Water Pipe Insulation | 1' of Insulated Pipe in Unconditioned Spaces, Insulation of R-5 | 1' of Pipe in Unconditioned Spaces with Code Minimum of 1"of Insulation | Residential | New | Multi-Family | FL Zone 2 | Domestic Hot Water |  |  | 0 | Per S.F. | [7 empty] | 1655 | 1528.2917 | 126.7083 |  |  | 13 |  |  |  | 126.7083 | [8 empty] | 0 | 0 | 0 | 0 | 0 | 0 | 0 | [5 empty] | 0
FL Zone 2Manufactured HomeNew |  | XXXXXXXX | Yes | Nonequipment | Hot Water Pipe Insulation | 1' of Insulated Pipe in Unconditioned Spaces, Insulation of R-5 | 1' of Pipe in Unconditioned Spaces with Code Minimum of 1"of Insulation | Residential | New | Manufactured Home | FL Zone 2 | Domestic Hot Water |  |  | 0 | Per S.F. | [7 empty] | 2449 | 2261.5023 | 187.4977 |  |  | 13 |  |  |  | 187.4977 | [8 empty] | 0 | 0 | 0 | 0 | 0 | 0 | 0 | [5 empty] | 0
FL Zone 2Single FamilyExisting |  | XXXXXXXX | Yes | Nonequipment | HVAC ECM Motor | Variable Speed Electronically Commutated Motor for an Electric Furnace | Permanent Split Capacitor Motor for Electric Furnace | Residential | Existing | Single Family | FL Zone 2 | Space Cooling |  |  | 0 | Per Unit | [7 empty] | 3747.04 | 3716.945 | 30.095 | 0.0080317 |  | 15 |  |  |  | 30.095 | [8 empty] | 0 | 0 | 0 | 0 | 0 | 0 | 0 | [5 empty] | 0
FL Zone 2Multi-FamilyExisting |  | XXXXXXXX | Yes | Nonequipment | HVAC ECM Motor | Variable Speed Electronically Commutated Motor for an Electric Furnace | Permanent Split Capacitor Motor for Electric Furnace | Residential | Existing | Multi-Family | FL Zone 2 | Space Cooling |  |  | 0 | Per Unit | [7 empty] | 1815 | 1784.905 | 30.095 | 0.016581 |  | 15 |  |  |  | 30.095 | [8 empty] | 0 | 0 | 0 | 0 | 0 | 0 | 0 | [5 empty] | 0
FL Zone 2Manufactured HomeExisting |  | XXXXXXXX | Yes | Nonequipment | HVAC ECM Motor | Variable Speed Electronically Commutated Motor for an Electric Furnace | Permanent Split Capacitor Motor for Electric Furnace | Residential | Existing | Manufactured Home | FL Zone 2 | Space Cooling |  |  | 0 | Per Unit | [7 empty] | 2493 | 2462.905 | 30.095 | 0.012072 |  | 15 |  |  |  | 30.095 | [8 empty] | 0 | 0 | 0 | 0 | 0 | 0 | 0 | [5 empty] | 0
FL Zone 2Single FamilyNew |  | XXXXXXXX | Yes | Nonequipment | HVAC ECM Motor | Variable Speed Electronically Commutated Motor for an Electric Furnace | Permanent Split Capacitor Motor for Electric Furnace | Residential | New | Single Family | FL Zone 2 | Space Cooling |  |  | 0 | Per Unit | [7 empty] | 3747.04 | 3716.945 | 30.095 | 0.0080317 |  | 15 |  |  |  | 30.095 | [8 empty] | 0 | 0 | 0 | 0 | 0 | 0 | 0 | [5 empty] | 0
FL Zone 2Multi-FamilyNew |  | XXXXXXXX | Yes | Nonequipment | HVAC ECM Motor | Variable Speed Electronically Commutated Motor for an Electric Furnace | Permanent Split Capacitor Motor for Electric Furnace | Residential | New | Multi-Family | FL Zone 2 | Space Cooling |  |  | 0 | Per Unit | [7 empty] | 1815 | 1784.905 | 30.095 | 0.016581 |  | 15 |  |  |  | 30.095 | [8 empty] | 0 | 0 | 0 | 0 | 0 | 0 | 0 | [5 empty] | 0
FL Zone 2Manufactured HomeNew |  | XXXXXXXX | Yes | Nonequipment | HVAC ECM Motor | Variable Speed Electronically Commutated Motor for an Electric Furnace | Permanent Split Capacitor Motor for Electric Furnace | Residential | New | Manufactured Home | FL Zone 2 | Space Cooling |  |  | 0 | Per Unit | [7 empty] | 2493 | 2462.905 | 30.095 | 0.012072 |  | 15 |  |  |  | 30.095 | [8 empty] | 0 | 0 | 0 | 0 | 0 | 0 | 0 | [5 empty] | 0
FL Zone 2Single FamilyExisting |  | XXXXXXXX | Yes | Nonequipment | HVAC ECM Motor | Variable Speed Electronically Commutated Motor for an Electric Furnace | Permanent Split Capacitor Motor for Electric Furnace | Residential | Existing | Single Family | FL Zone 2 | Space Heating |  |  | 0 | Per Unit | [7 empty] | 2870.15 | 2852.2272 | 17.9228 | 0.0062446 |  | 15 |  |  |  | 17.9228 | [8 empty] | 0 | 0 | 0 | 0 | 0 | 0 | 0 | [5 empty] | 0
FL Zone 2Multi-FamilyExisting |  | XXXXXXXX | Yes | Nonequipment | HVAC ECM Motor | Variable Speed Electronically Commutated Motor for an Electric Furnace | Permanent Split Capacitor Motor for Electric Furnace | Residential | Existing | Multi-Family | FL Zone 2 | Space Heating |  |  | 0 | Per Unit | [7 empty] | 2488 | 2470.0772 | 17.9228 | 0.0072037 |  | 15 |  |  |  | 17.9228 | [8 empty] | 0 | 0 | 0 | 0 | 0 | 0 | 0 | [5 empty] | 0
FL Zone 2Manufactured HomeExisting |  | XXXXXXXX | Yes | Nonequipment | HVAC ECM Motor | Variable Speed Electronically Commutated Motor for an Electric Furnace | Permanent Split Capacitor Motor for Electric Furnace | Residential | Existing | Manufactured Home | FL Zone 2 | Space Heating |  |  | 0 | Per Unit | [7 empty] | 3980 | 3962.0772 | 17.9228 | 0.0045032 |  | 15 |  |  |  | 17.9228 | [8 empty] | 0 | 0 | 0 | 0 | 0 | 0 | 0 | [5 empty] | 0
FL Zone 2Single FamilyNew |  | XXXXXXXX | Yes | Nonequipment | HVAC ECM Motor | Variable Speed Electronically Commutated Motor for an Electric Furnace | Permanent Split Capacitor Motor for Electric Furnace | Residential | New | Single Family | FL Zone 2 | Space Heating |  |  | 0 | Per Unit | [7 empty] | 2870.15 | 2852.2272 | 17.9228 | 0.0062446 |  | 15 |  |  |  | 17.9228 | [8 empty] | 0 | 0 | 0 | 0 | 0 | 0 | 0 | [5 empty] | 0
FL Zone 2Multi-FamilyNew |  | XXXXXXXX | Yes | Nonequipment | HVAC ECM Motor | Variable Speed Electronically Commutated Motor for an Electric Furnace | Permanent Split Capacitor Motor for Electric Furnace | Residential | New | Multi-Family | FL Zone 2 | Space Heating |  |  | 0 | Per Unit | [7 empty] | 2488 | 2470.0772 | 17.9228 | 0.0072037 |  | 15 |  |  |  | 17.9228 | [8 empty] | 0 | 0 | 0 | 0 | 0 | 0 | 0 | [5 empty] | 0
FL Zone 2Manufactured HomeNew |  | XXXXXXXX | Yes | Nonequipment | HVAC ECM Motor | Variable Speed Electronically Commutated Motor for an Electric Furnace | Permanent Split Capacitor Motor for Electric Furnace | Residential | New | Manufactured Home | FL Zone 2 | Space Heating |  |  | 0 | Per Unit | [7 empty] | 3980 | 3962.0772 | 17.9228 | 0.0045032 |  | 15 |  |  |  | 17.9228 | [8 empty] | 0 | 0 | 0 | 0 | 0 | 0 | 0 | [5 empty] | 0
FL Zone 2Single FamilyTurnover |  | XXXXXXXX | Yes | Equipment | Instantaneous Hot Water System | Instantaneous Hot Water System | Standard Efficiency Storage Tank Water Heater | Residential | Turnover | Single Family | FL Zone 2 | Domestic Hot Water | Point-of-use |  | 0 | Per Water Heater | [7 empty] | 2564.9648 | 2414.9929 | 149.9719 | 0.058469 |  | 20 |  |  |  | 149.9719 | [8 empty] | 0 | 0 | 0 | 0 | 0 | 0 | 0 | [5 empty] | 0
FL Zone 2Multi-FamilyTurnover |  | XXXXXXXX | Yes | Equipment | Instantaneous Hot Water System | Instantaneous Hot Water System | Standard Efficiency Storage Tank Water Heater | Residential | Turnover | Multi-Family | FL Zone 2 | Domestic Hot Water | Point-of-use |  | 0 | Per Water Heater | [7 empty] | 2016.2319 | 1898.344 | 117.8878 | 0.058469 |  | 20 |  |  |  | 117.8878 | [8 empty] | 0 | 0 | 0 | 0 | 0 | 0 | 0 | [5 empty] | 0
FL Zone 2Manufactured HomeTurnover |  | XXXXXXXX | Yes | Equipment | Instantaneous Hot Water System | Instantaneous Hot Water System | Standard Efficiency Storage Tank Water Heater | Residential | Turnover | Manufactured Home | FL Zone 2 | Domestic Hot Water | Point-of-use |  | 0 | Per Water Heater | [7 empty] | 2000.1585 | 1883.2105 | 116.948 | 0.058469 |  | 20 |  |  |  | 116.948 | [8 empty] | 0 | 0 | 0 | 0 | 0 | 0 | 0 | [5 empty] | 0
FL Zone 2Single FamilyNew |  | XXXXXXXX | Yes | Equipment | Instantaneous Hot Water System | Instantaneous Hot Water System | Standard Efficiency Storage Tank Water Heater | Residential | New | Single Family | FL Zone 2 | Domestic Hot Water | Point-of-use |  | 0 | Per Water Heater | [7 empty] | 2564.9648 | 2414.9929 | 149.9719 | 0.058469 |  | 20 |  |  |  | 149.9719 | [8 empty] | 0 | 0 | 0 | 0 | 0 | 0 | 0 | [5 empty] | 0
FL Zone 2Multi-FamilyNew |  | XXXXXXXX | Yes | Equipment | Instantaneous Hot Water System | Instantaneous Hot Water System | Standard Efficiency Storage Tank Water Heater | Residential | New | Multi-Family | FL Zone 2 | Domestic Hot Water | Point-of-use |  | 0 | Per Water Heater | [7 empty] | 2016.2319 | 1898.344 | 117.8878 | 0.058469 |  | 20 |  |  |  | 117.8878 | [8 empty] | 0 | 0 | 0 | 0 | 0 | 0 | 0 | [5 empty] | 0
FL Zone 2Manufactured HomeNew |  | XXXXXXXX | Yes | Equipment | Instantaneous Hot Water System | Instantaneous Hot Water System | Standard Efficiency Storage Tank Water Heater | Residential | New | Manufactured Home | FL Zone 2 | Domestic Hot Water | Point-of-use |  | 0 | Per Water Heater | [7 empty] | 2000.1585 | 1883.2105 | 116.948 | 0.058469 |  | 20 |  |  |  | 116.948 | [8 empty] | 0 | 0 | 0 | 0 | 0 | 0 | 0 | [5 empty] | 0
FL Zone 2Single FamilyExisting |  | XXXXXXXX | Yes | Nonequipment | Interior Lighting Controls | Switch Mounted Occupancy Sensor, 120 Watts Controlled | 120 Watts of Lighting, Manually Controlled | Residential | Existing | Single Family | FL Zone 2 | Lighting |  |  | 0 | Per End Use Consumption | [7 empty] | 126.9501 | 90.6786 | 36.2714 | 0.28571 |  | 8 |  |  |  | 36.2714 | [8 empty] | 0 | 0 | 0 | 0 | 0 | 0 | 0 | [5 empty] | 0
FL Zone 2Multi-FamilyExisting |  | XXXXXXXX | Yes | Nonequipment | Interior Lighting Controls | Switch Mounted Occupancy Sensor, 120 Watts Controlled | 120 Watts of Lighting, Manually Controlled | Residential | Existing | Multi-Family | FL Zone 2 | Lighting |  |  | 0 | Per End Use Consumption | [7 empty] | 126.9501 | 90.6786 | 36.2714 | 0.28571 |  | 8 |  |  |  | 36.2714 | [8 empty] | 0 | 0 | 0 | 0 | 0 | 0 | 0 | [5 empty] | 0
FL Zone 2Manufactured HomeExisting |  | XXXXXXXX | Yes | Nonequipment | Interior Lighting Controls | Switch Mounted Occupancy Sensor, 120 Watts Controlled | 120 Watts of Lighting, Manually Controlled | Residential | Existing | Manufactured Home | FL Zone 2 | Lighting |  |  | 0 | Per End Use Consumption | [7 empty] | 126.9501 | 90.6786 | 36.2714 | 0.28571 |  | 8 |  |  |  | 36.2714 | [8 empty] | 0 | 0 | 0 | 0 | 0 | 0 | 0 | [5 empty] | 0
FL Zone 2Single FamilyNew |  | XXXXXXXX | Yes | Nonequipment | Interior Lighting Controls | Switch Mounted Occupancy Sensor, 120 Watts Controlled | 120 Watts of Lighting, Manually Controlled | Residential | New | Single Family | FL Zone 2 | Lighting |  |  | 0 | Per End Use Consumption | [7 empty] | 126.9501 | 90.6786 | 36.2714 | 0.28571 |  | 8 |  |  |  | 36.2714 | [8 empty] | 0 | 0 | 0 | 0 | 0 | 0 | 0 | [5 empty] | 0
FL Zone 2Multi-FamilyNew |  | XXXXXXXX | Yes | Nonequipment | Interior Lighting Controls | Switch Mounted Occupancy Sensor, 120 Watts Controlled | 120 Watts of Lighting, Manually Controlled | Residential | New | Multi-Family | FL Zone 2 | Lighting |  |  | 0 | Per End Use Consumption | [7 empty] | 126.9501 | 90.6786 | 36.2714 | 0.28571 |  | 8 |  |  |  | 36.2714 | [8 empty] | 0 | 0 | 0 | 0 | 0 | 0 | 0 | [5 empty] | 0
FL Zone 2Manufactured HomeNew |  | XXXXXXXX | Yes | Nonequipment | Interior Lighting Controls | Switch Mounted Occupancy Sensor, 120 Watts Controlled | 120 Watts of Lighting, Manually Controlled | Residential | New | Manufactured Home | FL Zone 2 | Lighting |  |  | 0 | Per End Use Consumption | [7 empty] | 126.9501 | 90.6786 | 36.2714 | 0.28571 |  | 8 |  |  |  | 36.2714 | [8 empty] | 0 | 0 | 0 | 0 | 0 | 0 | 0 | [5 empty] | 0
FL Zone 2Single FamilyTurnover |  | XXXXXXXX | Yes | Equipment | LED - 14W | LED (assume 14W) replacing EISA-2020 compliant baseline lamp (100w equivalent) | EISA-2020 compliant baseline lamp (100W equivalent) | Residential | Turnover | Single Family | FL Zone 2 | Lighting | Interior screw-in |  | 0 | Per Lamp | [7 empty] | 31.7375 | 14.8108 | 16.9267 | 0.53333 |  | 10 |  |  |  | 16.9267 | [8 empty] | 0 | 0 | 0 | 0 | 0 | 0 | 0 | [5 empty] | 0
FL Zone 2Multi-FamilyTurnover |  | XXXXXXXX | Yes | Equipment | LED - 14W | LED (assume 14W) replacing EISA-2020 compliant baseline lamp (100w equivalent) | EISA-2020 compliant baseline lamp (100W equivalent) | Residential | Turnover | Multi-Family | FL Zone 2 | Lighting | Interior screw-in |  | 0 | Per Lamp | [7 empty] | 31.7375 | 14.8108 | 16.9267 | 0.53333 |  | 10 |  |  |  | 16.9267 | [8 empty] | 0 | 0 | 0 | 0 | 0 | 0 | 0 | [5 empty] | 0
FL Zone 2Manufactured HomeTurnover |  | XXXXXXXX | Yes | Equipment | LED - 14W | LED (assume 14W) replacing EISA-2020 compliant baseline lamp (100w equivalent) | EISA-2020 compliant baseline lamp (100W equivalent) | Residential | Turnover | Manufactured Home | FL Zone 2 | Lighting | Interior screw-in |  | 0 | Per Lamp | [7 empty] | 31.7375 | 14.8108 | 16.9267 | 0.53333 |  | 10 |  |  |  | 16.9267 | [8 empty] | 0 | 0 | 0 | 0 | 0 | 0 | 0 | [5 empty] | 0
FL Zone 2Single FamilyNew |  | XXXXXXXX | Yes | Equipment | LED - 14W | LED (assume 14W) replacing EISA-2020 compliant baseline lamp (100w equivalent) | EISA-2020 compliant baseline lamp (100W equivalent) | Residential | New | Single Family | FL Zone 2 | Lighting | Interior screw-in |  | 0 | Per Lamp | [7 empty] | 31.7375 | 14.8108 | 16.9267 | 0.53333 |  | 10 |  |  |  | 16.9267 | [8 empty] | 0 | 0 | 0 | 0 | 0 | 0 | 0 | [5 empty] | 0
FL Zone 2Multi-FamilyNew |  | XXXXXXXX | Yes | Equipment | LED - 14W | LED (assume 14W) replacing EISA-2020 compliant baseline lamp (100w equivalent) | EISA-2020 compliant baseline lamp (100W equivalent) | Residential | New | Multi-Family | FL Zone 2 | Lighting | Interior screw-in |  | 0 | Per Lamp | [7 empty] | 31.7375 | 14.8108 | 16.9267 | 0.53333 |  | 10 |  |  |  | 16.9267 | [8 empty] | 0 | 0 | 0 | 0 | 0 | 0 | 0 | [5 empty] | 0
FL Zone 2Manufactured HomeNew |  | XXXXXXXX | Yes | Equipment | LED - 14W | LED (assume 14W) replacing EISA-2020 compliant baseline lamp (100w equivalent) | EISA-2020 compliant baseline lamp (100W equivalent) | Residential | New | Manufactured Home | FL Zone 2 | Lighting | Interior screw-in |  | 0 | Per Lamp | [7 empty] | 31.7375 | 14.8108 | 16.9267 | 0.53333 |  | 10 |  |  |  | 16.9267 | [8 empty] | 0 | 0 | 0 | 0 | 0 | 0 | 0 | [5 empty] | 0
FL Zone 2Single FamilyTurnover |  | XXXXXXXX | Yes | Equipment | LED - 9W Flood (Exterior) | LED (assume 9W) replacing EISA-2020 compliant baseline lamp (65w flood) | EISA Compliant Halogen Lamp | Residential | Turnover | Single Family | FL Zone 2 | Lighting | Screw-in Lamps |  | 0 | Per Lamp | [7 empty] | 61.685 | 8.541 | 53.144 | 0.86154 |  | 10 |  |  |  | 53.144 | [8 empty] | 0 | 0 | 0 | 0 | 0 | 0 | 0 | [5 empty] | 0
FL Zone 2Multi-FamilyTurnover |  | XXXXXXXX | Yes | Equipment | LED - 9W Flood (Exterior) | LED (assume 9W) replacing EISA-2020 compliant baseline lamp (65w flood) | EISA Compliant Halogen Lamp | Residential | Turnover | Multi-Family | FL Zone 2 | Lighting | Screw-in Lamps |  | 0 | Per Lamp | [7 empty] | 61.685 | 8.541 | 53.144 | 0.86154 |  | 10 |  |  |  | 53.144 | [8 empty] | 0 | 0 | 0 | 0 | 0 | 0 | 0 | [5 empty] | 0
FL Zone 2Manufactured HomeTurnover |  | XXXXXXXX | Yes | Equipment | LED - 9W Flood (Exterior) | LED (assume 9W) replacing EISA-2020 compliant baseline lamp (65w flood) | EISA Compliant Halogen Lamp | Residential | Turnover | Manufactured Home | FL Zone 2 | Lighting | Screw-in Lamps |  | 0 | Per Lamp | [7 empty] | 61.685 | 8.541 | 53.144 | 0.86154 |  | 10 |  |  |  | 53.144 | [8 empty] | 0 | 0 | 0 | 0 | 0 | 0 | 0 | [5 empty] | 0
FL Zone 2Single FamilyNew |  | XXXXXXXX | Yes | Equipment | LED - 9W Flood (Exterior) | LED (assume 9W) replacing EISA-2020 compliant baseline lamp (65w flood) | EISA Compliant Halogen Lamp | Residential | New | Single Family | FL Zone 2 | Lighting | Screw-in Lamps |  | 0 | Per Lamp | [7 empty] | 61.685 | 8.541 | 53.144 | 0.86154 |  | 10 |  |  |  | 53.144 | [8 empty] | 0 | 0 | 0 | 0 | 0 | 0 | 0 | [5 empty] | 0
FL Zone 2Multi-FamilyNew |  | XXXXXXXX | Yes | Equipment | LED - 9W Flood (Exterior) | LED (assume 9W) replacing EISA-2020 compliant baseline lamp (65w flood) | EISA Compliant Halogen Lamp | Residential | New | Multi-Family | FL Zone 2 | Lighting | Screw-in Lamps |  | 0 | Per Lamp | [7 empty] | 61.685 | 8.541 | 53.144 | 0.86154 |  | 10 |  |  |  | 53.144 | [8 empty] | 0 | 0 | 0 | 0 | 0 | 0 | 0 | [5 empty] | 0
FL Zone 2Manufactured HomeNew |  | XXXXXXXX | Yes | Equipment | LED - 9W Flood (Exterior) | LED (assume 9W) replacing EISA-2020 compliant baseline lamp (65w flood) | EISA Compliant Halogen Lamp | Residential | New | Manufactured Home | FL Zone 2 | Lighting | Screw-in Lamps |  | 0 | Per Lamp | [7 empty] | 61.685 | 8.541 | 53.144 | 0.86154 |  | 10 |  |  |  | 53.144 | [8 empty] | 0 | 0 | 0 | 0 | 0 | 0 | 0 | [5 empty] | 0
FL Zone 2Single FamilyTurnover |  | XXXXXXXX | Yes | Equipment | LED - 9W Flood | LED (assume 9W) replacing EISA-2020 compliant baseline lamp (65w flood) | EISA Compliant Halogen Lamp | Residential | Turnover | Single Family | FL Zone 2 | Lighting | Interior screw-in |  | 0 | Per Lamp | [7 empty] | 20.6294 | 9.5213 | 11.1081 | 0.53846 |  | 10 |  |  |  | 11.1081 | [8 empty] | 0 | 0 | 0 | 0 | 0 | 0 | 0 | [5 empty] | 0
FL Zone 2Multi-FamilyTurnover |  | XXXXXXXX | Yes | Equipment | LED - 9W Flood | LED (assume 9W) replacing EISA-2020 compliant baseline lamp (65w flood) | EISA Compliant Halogen Lamp | Residential | Turnover | Multi-Family | FL Zone 2 | Lighting | Interior screw-in |  | 0 | Per Lamp | [7 empty] | 20.6294 | 9.5213 | 11.1081 | 0.53846 |  | 10 |  |  |  | 11.1081 | [8 empty] | 0 | 0 | 0 | 0 | 0 | 0 | 0 | [5 empty] | 0
FL Zone 2Manufactured HomeTurnover |  | XXXXXXXX | Yes | Equipment | LED - 9W Flood | LED (assume 9W) replacing EISA-2020 compliant baseline lamp (65w flood) | EISA Compliant Halogen Lamp | Residential | Turnover | Manufactured Home | FL Zone 2 | Lighting | Interior screw-in |  | 0 | Per Lamp | [7 empty] | 20.6294 | 9.5213 | 11.1081 | 0.53846 |  | 10 |  |  |  | 11.1081 | [8 empty] | 0 | 0 | 0 | 0 | 0 | 0 | 0 | [5 empty] | 0
FL Zone 2Single FamilyNew |  | XXXXXXXX | Yes | Equipment | LED - 9W Flood | LED (assume 9W) replacing EISA-2020 compliant baseline lamp (65w flood) | EISA Compliant Halogen Lamp | Residential | New | Single Family | FL Zone 2 | Lighting | Interior screw-in |  | 0 | Per Lamp | [7 empty] | 20.6294 | 9.5213 | 11.1081 | 0.53846 |  | 10 |  |  |  | 11.1081 | [8 empty] | 0 | 0 | 0 | 0 | 0 | 0 | 0 | [5 empty] | 0
FL Zone 2Multi-FamilyNew |  | XXXXXXXX | Yes | Equipment | LED - 9W Flood | LED (assume 9W) replacing EISA-2020 compliant baseline lamp (65w flood) | EISA Compliant Halogen Lamp | Residential | New | Multi-Family | FL Zone 2 | Lighting | Interior screw-in |  | 0 | Per Lamp | [7 empty] | 20.6294 | 9.5213 | 11.1081 | 0.53846 |  | 10 |  |  |  | 11.1081 | [8 empty] | 0 | 0 | 0 | 0 | 0 | 0 | 0 | [5 empty] | 0
FL Zone 2Manufactured HomeNew |  | XXXXXXXX | Yes | Equipment | LED - 9W Flood | LED (assume 9W) replacing EISA-2020 compliant baseline lamp (65w flood) | EISA Compliant Halogen Lamp | Residential | New | Manufactured Home | FL Zone 2 | Lighting | Interior screw-in |  | 0 | Per Lamp | [7 empty] | 20.6294 | 9.5213 | 11.1081 | 0.53846 |  | 10 |  |  |  | 11.1081 | [8 empty] | 0 | 0 | 0 | 0 | 0 | 0 | 0 | [5 empty] | 0
FL Zone 2Single FamilyTurnover |  | XXXXXXXX | Yes | Equipment | LED - 9W | LED (assume 9W) replacing EISA-2020 compliant baseline lamp (60w equivalent) | EISA-2020 compliant baseline lamp (60W equivalent) | Residential | Turnover | Single Family | FL Zone 2 | Lighting | Interior screw-in |  | 0 | Per Lamp | [7 empty] | 19.0425 | 9.5213 | 9.5213 | 0.5 |  | 10 |  |  |  | 9.5213 | [8 empty] | 0 | 0 | 0 | 0 | 0 | 0 | 0 | [5 empty] | 0
FL Zone 2Multi-FamilyTurnover |  | XXXXXXXX | Yes | Equipment | LED - 9W | LED (assume 9W) replacing EISA-2020 compliant baseline lamp (60w equivalent) | EISA-2020 compliant baseline lamp (60W equivalent) | Residential | Turnover | Multi-Family | FL Zone 2 | Lighting | Interior screw-in |  | 0 | Per Lamp | [7 empty] | 19.0425 | 9.5213 | 9.5213 | 0.5 |  | 10 |  |  |  | 9.5213 | [8 empty] | 0 | 0 | 0 | 0 | 0 | 0 | 0 | [5 empty] | 0
FL Zone 2Manufactured HomeTurnover |  | XXXXXXXX | Yes | Equipment | LED - 9W | LED (assume 9W) replacing EISA-2020 compliant baseline lamp (60w equivalent) | EISA-2020 compliant baseline lamp (60W equivalent) | Residential | Turnover | Manufactured Home | FL Zone 2 | Lighting | Interior screw-in |  | 0 | Per Lamp | [7 empty] | 19.0425 | 9.5213 | 9.5213 | 0.5 |  | 10 |  |  |  | 9.5213 | [8 empty] | 0 | 0 | 0 | 0 | 0 | 0 | 0 | [5 empty] | 0
FL Zone 2Single FamilyNew |  | XXXXXXXX | Yes | Equipment | LED - 9W | LED (assume 9W) replacing EISA-2020 compliant baseline lamp (60w equivalent) | EISA-2020 compliant baseline lamp (60W equivalent) | Residential | New | Single Family | FL Zone 2 | Lighting | Interior screw-in |  | 0 | Per Lamp | [7 empty] | 19.0425 | 9.5213 | 9.5213 | 0.5 |  | 10 |  |  |  | 9.5213 | [8 empty] | 0 | 0 | 0 | 0 | 0 | 0 | 0 | [5 empty] | 0
FL Zone 2Multi-FamilyNew |  | XXXXXXXX | Yes | Equipment | LED - 9W | LED (assume 9W) replacing EISA-2020 compliant baseline lamp (60w equivalent) | EISA-2020 compliant baseline lamp (60W equivalent) | Residential | New | Multi-Family | FL Zone 2 | Lighting | Interior screw-in |  | 0 | Per Lamp | [7 empty] | 19.0425 | 9.5213 | 9.5213 | 0.5 |  | 10 |  |  |  | 9.5213 | [8 empty] | 0 | 0 | 0 | 0 | 0 | 0 | 0 | [5 empty] | 0
FL Zone 2Manufactured HomeNew |  | XXXXXXXX | Yes | Equipment | LED - 9W | LED (assume 9W) replacing EISA-2020 compliant baseline lamp (60w equivalent) | EISA-2020 compliant baseline lamp (60W equivalent) | Residential | New | Manufactured Home | FL Zone 2 | Lighting | Interior screw-in |  | 0 | Per Lamp | [7 empty] | 19.0425 | 9.5213 | 9.5213 | 0.5 |  | 10 |  |  |  | 9.5213 | [8 empty] | 0 | 0 | 0 | 0 | 0 | 0 | 0 | [5 empty] | 0
FL Zone 2Single FamilyTurnover |  | XXXXXXXX | Yes | Equipment | LED Specialty Lamps-5W Chandelier | 5 W Chandelier LED | Standard incandescent chandelier lamp | Residential | Turnover | Single Family | FL Zone 2 | Lighting | Interior specialty |  | 0 | Per Lamp | [7 empty] | 12.695 | 5.2896 | 7.4054 | 0.58333 |  | 10 |  |  |  | 7.4054 | [8 empty] | 0 | 0 | 0 | 0 | 0 | 0 | 0 | [5 empty] | 0
FL Zone 2Multi-FamilyTurnover |  | XXXXXXXX | Yes | Equipment | LED Specialty Lamps-5W Chandelier | 5 W Chandelier LED | Standard incandescent chandelier lamp | Residential | Turnover | Multi-Family | FL Zone 2 | Lighting | Interior specialty |  | 0 | Per Lamp | [7 empty] | 12.695 | 5.2896 | 7.4054 | 0.58333 |  | 10 |  |  |  | 7.4054 | [8 empty] | 0 | 0 | 0 | 0 | 0 | 0 | 0 | [5 empty] | 0
FL Zone 2Manufactured HomeTurnover |  | XXXXXXXX | Yes | Equipment | LED Specialty Lamps-5W Chandelier | 5 W Chandelier LED | Standard incandescent chandelier lamp | Residential | Turnover | Manufactured Home | FL Zone 2 | Lighting | Interior specialty |  | 0 | Per Lamp | [7 empty] | 12.695 | 5.2896 | 7.4054 | 0.58333 |  | 10 |  |  |  | 7.4054 | [8 empty] | 0 | 0 | 0 | 0 | 0 | 0 | 0 | [5 empty] | 0
FL Zone 2Single FamilyNew |  | XXXXXXXX | Yes | Equipment | LED Specialty Lamps-5W Chandelier | 5 W Chandelier LED | Standard incandescent chandelier lamp | Residential | New | Single Family | FL Zone 2 | Lighting | Interior specialty |  | 0 | Per Lamp | [7 empty] | 12.695 | 5.2896 | 7.4054 | 0.58333 |  | 10 |  |  |  | 7.4054 | [8 empty] | 0 | 0 | 0 | 0 | 0 | 0 | 0 | [5 empty] | 0
FL Zone 2Multi-FamilyNew |  | XXXXXXXX | Yes | Equipment | LED Specialty Lamps-5W Chandelier | 5 W Chandelier LED | Standard incandescent chandelier lamp | Residential | New | Multi-Family | FL Zone 2 | Lighting | Interior specialty |  | 0 | Per Lamp | [7 empty] | 12.695 | 5.2896 | 7.4054 | 0.58333 |  | 10 |  |  |  | 7.4054 | [8 empty] | 0 | 0 | 0 | 0 | 0 | 0 | 0 | [5 empty] | 0
FL Zone 2Manufactured HomeNew |  | XXXXXXXX | Yes | Equipment | LED Specialty Lamps-5W Chandelier | 5 W Chandelier LED | Standard incandescent chandelier lamp | Residential | New | Manufactured Home | FL Zone 2 | Lighting | Interior specialty |  | 0 | Per Lamp | [7 empty] | 12.695 | 5.2896 | 7.4054 | 0.58333 |  | 10 |  |  |  | 7.4054 | [8 empty] | 0 | 0 | 0 | 0 | 0 | 0 | 0 | [5 empty] | 0
FL Zone 2Single FamilyTurnover |  | XXXXXXXX | Yes | Equipment | Linear LED | Linear LED Lamps in Linear Fluorescent Fixture | Standard (32w) T8 lamps in Linear Fluorescent Fixture | Residential | Turnover | Single Family | FL Zone 2 | Lighting | Interior fluorescent |  | 0 | Per Lamp | [7 empty] | 33.8533 | 19.0425 | 14.8108 | 0.4375 |  | 15 |  |  |  | 14.8108 | [8 empty] | 0 | 0 | 0 | 0 | 0 | 0 | 0 | [5 empty] | 0
FL Zone 2Multi-FamilyTurnover |  | XXXXXXXX | Yes | Equipment | Linear LED | Linear LED Lamps in Linear Fluorescent Fixture | Standard (32w) T8 lamps in Linear Fluorescent Fixture | Residential | Turnover | Multi-Family | FL Zone 2 | Lighting | Interior fluorescent |  | 0 | Per Lamp | [7 empty] | 33.8533 | 19.0425 | 14.8108 | 0.4375 |  | 15 |  |  |  | 14.8108 | [8 empty] | 0 | 0 | 0 | 0 | 0 | 0 | 0 | [5 empty] | 0
FL Zone 2Manufactured HomeTurnover |  | XXXXXXXX | Yes | Equipment | Linear LED | Linear LED Lamps in Linear Fluorescent Fixture | Standard (32w) T8 lamps in Linear Fluorescent Fixture | Residential | Turnover | Manufactured Home | FL Zone 2 | Lighting | Interior fluorescent |  | 0 | Per Lamp | [7 empty] | 33.8533 | 19.0425 | 14.8108 | 0.4375 |  | 15 |  |  |  | 14.8108 | [8 empty] | 0 | 0 | 0 | 0 | 0 | 0 | 0 | [5 empty] | 0
FL Zone 2Single FamilyNew |  | XXXXXXXX | Yes | Equipment | Linear LED | Linear LED Lamps in Linear Fluorescent Fixture | Standard (32w) T8 lamps in Linear Fluorescent Fixture | Residential | New | Single Family | FL Zone 2 | Lighting | Interior fluorescent |  | 0 | Per Lamp | [7 empty] | 33.8533 | 19.0425 | 14.8108 | 0.4375 |  | 15 |  |  |  | 14.8108 | [8 empty] | 0 | 0 | 0 | 0 | 0 | 0 | 0 | [5 empty] | 0
FL Zone 2Multi-FamilyNew |  | XXXXXXXX | Yes | Equipment | Linear LED | Linear LED Lamps in Linear Fluorescent Fixture | Standard (32w) T8 lamps in Linear Fluorescent Fixture | Residential | New | Multi-Family | FL Zone 2 | Lighting | Interior fluorescent |  | 0 | Per Lamp | [7 empty] | 33.8533 | 19.0425 | 14.8108 | 0.4375 |  | 15 |  |  |  | 14.8108 | [8 empty] | 0 | 0 | 0 | 0 | 0 | 0 | 0 | [5 empty] | 0
FL Zone 2Manufactured HomeNew |  | XXXXXXXX | Yes | Equipment | Linear LED | Linear LED Lamps in Linear Fluorescent Fixture | Standard (32w) T8 lamps in Linear Fluorescent Fixture | Residential | New | Manufactured Home | FL Zone 2 | Lighting | Interior fluorescent |  | 0 | Per Lamp | [7 empty] | 33.8533 | 19.0425 | 14.8108 | 0.4375 |  | 15 |  |  |  | 14.8108 | [8 empty] | 0 | 0 | 0 | 0 | 0 | 0 | 0 | [5 empty] | 0
FL Zone 2Single FamilyExisting |  | XXXXXXXX | Yes | Nonequipment | Low Flow Showerhead | Low-Flow Handheld Showerhead, Flow Rate: 1.50 gpm | Standard Handheld Showerhead, Flow Rate: 2.50 gpm | Residential | Existing | Single Family | FL Zone 2 | Domestic Hot Water |  |  | 0 | Per End Use Consumption | [7 empty] | 1931 | 1635.9975 | 295.0025 | 0.15277 |  | 9 |  |  |  | 295.0025 | [8 empty] | 0 | 0 | 0 | 0 | 0 | 0 | 0 | [5 empty] | 0
FL Zone 2Multi-FamilyExisting |  | XXXXXXXX | Yes | Nonequipment | Low Flow Showerhead | Low-Flow Handheld Showerhead, Flow Rate: 1.50 gpm | Standard Handheld Showerhead, Flow Rate: 2.50 gpm | Residential | Existing | Multi-Family | FL Zone 2 | Domestic Hot Water |  |  | 0 | Per End Use Consumption | [7 empty] | 1654 | 1422.1086 | 231.8914 | 0.1402 |  | 9 |  |  |  | 231.8914 | [8 empty] | 0 | 0 | 0 | 0 | 0 | 0 | 0 | [5 empty] | 0
FL Zone 2Manufactured HomeExisting |  | XXXXXXXX | Yes | Nonequipment | Low Flow Showerhead | Low-Flow Handheld Showerhead, Flow Rate: 1.50 gpm | Standard Handheld Showerhead, Flow Rate: 2.50 gpm | Residential | Existing | Manufactured Home | FL Zone 2 | Domestic Hot Water |  |  | 0 | Per End Use Consumption | [7 empty] | 2449 | 2218.9572 | 230.0428 | 0.093933 |  | 9 |  |  |  | 230.0428 | [8 empty] | 0 | 0 | 0 | 0 | 0 | 0 | 0 | [5 empty] | 0
FL Zone 2Single FamilyNew |  | XXXXXXXX | Yes | Nonequipment | Low Flow Showerhead | Low-Flow Handheld Showerhead, Flow Rate: 1.50 gpm | Standard Handheld Showerhead, Flow Rate: 2.50 gpm | Residential | New | Single Family | FL Zone 2 | Domestic Hot Water |  |  | 0 | Per End Use Consumption | [7 empty] | 1931 | 1635.9975 | 295.0025 | 0.15277 |  | 9 |  |  |  | 295.0025 | [8 empty] | 0 | 0 | 0 | 0 | 0 | 0 | 0 | [5 empty] | 0
FL Zone 2Multi-FamilyNew |  | XXXXXXXX | Yes | Nonequipment | Low Flow Showerhead | Low-Flow Handheld Showerhead, Flow Rate: 1.50 gpm | Standard Handheld Showerhead, Flow Rate: 2.50 gpm | Residential | New | Multi-Family | FL Zone 2 | Domestic Hot Water |  |  | 0 | Per End Use Consumption | [7 empty] | 1654 | 1422.1086 | 231.8914 | 0.1402 |  | 9 |  |  |  | 231.8914 | [8 empty] | 0 | 0 | 0 | 0 | 0 | 0 | 0 | [5 empty] | 0
FL Zone 2Manufactured HomeNew |  | XXXXXXXX | Yes | Nonequipment | Low Flow Showerhead | Low-Flow Handheld Showerhead, Flow Rate: 1.50 gpm | Standard Handheld Showerhead, Flow Rate: 2.50 gpm | Residential | New | Manufactured Home | FL Zone 2 | Domestic Hot Water |  |  | 0 | Per End Use Consumption | [7 empty] | 2449 | 2218.9572 | 230.0428 | 0.093933 |  | 9 |  |  |  | 230.0428 | [8 empty] | 0 | 0 | 0 | 0 | 0 | 0 | 0 | [5 empty] | 0
FL Zone 2Single FamilyTurnover |  | XXXXXXXX | Yes | Equipment | Low Wattage T8 Fixture | Low Wattage T8 Lamps in Linear Fluorescent Fixture | Standard (32w) T8 lamps in Linear Fluorescent Fixture | Residential | Turnover | Single Family | FL Zone 2 | Lighting | Interior fluorescent |  | 0 | Per Lamp | [7 empty] | 33.8533 | 27.5058 | 6.3475 | 0.1875 |  | 15 |  |  |  | 4.2317 | [8 empty] | 0 | 0 | 0 | 0 | 0 | 0 | 0 | [5 empty] | 0
FL Zone 2Multi-FamilyTurnover |  | XXXXXXXX | Yes | Equipment | Low Wattage T8 Fixture | Low Wattage T8 Lamps in Linear Fluorescent Fixture | Standard (32w) T8 lamps in Linear Fluorescent Fixture | Residential | Turnover | Multi-Family | FL Zone 2 | Lighting | Interior fluorescent |  | 0 | Per Lamp | [7 empty] | 33.8533 | 27.5058 | 6.3475 | 0.1875 |  | 15 |  |  |  | 4.2317 | [8 empty] | 0 | 0 | 0 | 0 | 0 | 0 | 0 | [5 empty] | 0
FL Zone 2Manufactured HomeTurnover |  | XXXXXXXX | Yes | Equipment | Low Wattage T8 Fixture | Low Wattage T8 Lamps in Linear Fluorescent Fixture | Standard (32w) T8 lamps in Linear Fluorescent Fixture | Residential | Turnover | Manufactured Home | FL Zone 2 | Lighting | Interior fluorescent |  | 0 | Per Lamp | [7 empty] | 33.8533 | 27.5058 | 6.3475 | 0.1875 |  | 15 |  |  |  | 4.2317 | [8 empty] | 0 | 0 | 0 | 0 | 0 | 0 | 0 | [5 empty] | 0
FL Zone 2Single FamilyNew |  | XXXXXXXX | Yes | Equipment | Low Wattage T8 Fixture | Low Wattage T8 Lamps in Linear Fluorescent Fixture | Standard (32w) T8 lamps in Linear Fluorescent Fixture | Residential | New | Single Family | FL Zone 2 | Lighting | Interior fluorescent |  | 0 | Per Lamp | [7 empty] | 33.8533 | 27.5058 | 6.3475 | 0.1875 |  | 15 |  |  |  | 4.2317 | [8 empty] | 0 | 0 | 0 | 0 | 0 | 0 | 0 | [5 empty] | 0
FL Zone 2Multi-FamilyNew |  | XXXXXXXX | Yes | Equipment | Low Wattage T8 Fixture | Low Wattage T8 Lamps in Linear Fluorescent Fixture | Standard (32w) T8 lamps in Linear Fluorescent Fixture | Residential | New | Multi-Family | FL Zone 2 | Lighting | Interior fluorescent |  | 0 | Per Lamp | [7 empty] | 33.8533 | 27.5058 | 6.3475 | 0.1875 |  | 15 |  |  |  | 4.2317 | [8 empty] | 0 | 0 | 0 | 0 | 0 | 0 | 0 | [5 empty] | 0
FL Zone 2Manufactured HomeNew |  | XXXXXXXX | Yes | Equipment | Low Wattage T8 Fixture | Low Wattage T8 Lamps in Linear Fluorescent Fixture | Standard (32w) T8 lamps in Linear Fluorescent Fixture | Residential | New | Manufactured Home | FL Zone 2 | Lighting | Interior fluorescent |  | 0 | Per Lamp | [7 empty] | 33.8533 | 27.5058 | 6.3475 | 0.1875 |  | 15 |  |  |  | 4.2317 | [8 empty] | 0 | 0 | 0 | 0 | 0 | 0 | 0 | [5 empty] | 0
FL Zone 2Single FamilyExisting |  | XXXXXXXX | Yes | Nonequipment | Programmable Thermostat | Pre-set programmable thermostat that replaces manual thermostat | Standard Heating and Cooling System with Manual Thermostat | Residential | Existing | Single Family | FL Zone 2 | Space Cooling |  |  | 0 | Per End Use Consumption | [7 empty] | 3747.04 | 3682.5909 | 64.4491 | 0.0172 |  | 11 |  |  |  | 134.8934 | [8 empty] | 0 | 0 | 0 | 0 | 0 | 0 | 0 | [5 empty] | 0
FL Zone 2Multi-FamilyExisting |  | XXXXXXXX | Yes | Nonequipment | Programmable Thermostat | Pre-set programmable thermostat that replaces manual thermostat | Standard Heating and Cooling System with Manual Thermostat | Residential | Existing | Multi-Family | FL Zone 2 | Space Cooling |  |  | 0 | Per End Use Consumption | [7 empty] | 1815 | 1783.782 | 31.218 | 0.0172 |  | 11 |  |  |  | 65.34 | [8 empty] | 0 | 0 | 0 | 0 | 0 | 0 | 0 | [5 empty] | 0
FL Zone 2Manufactured HomeExisting |  | XXXXXXXX | Yes | Nonequipment | Programmable Thermostat | Pre-set programmable thermostat that replaces manual thermostat | Standard Heating and Cooling System with Manual Thermostat | Residential | Existing | Manufactured Home | FL Zone 2 | Space Cooling |  |  | 0 | Per End Use Consumption | [7 empty] | 2493 | 2450.1204 | 42.8796 | 0.0172 |  | 11 |  |  |  | 89.748 | [8 empty] | 0 | 0 | 0 | 0 | 0 | 0 | 0 | [5 empty] | 0
FL Zone 2Single FamilyNew |  | XXXXXXXX | Yes | Nonequipment | Programmable Thermostat | Pre-set programmable thermostat that replaces manual thermostat | Standard Heating and Cooling System with Manual Thermostat | Residential | New | Single Family | FL Zone 2 | Space Cooling |  |  | 0 | Per End Use Consumption | [7 empty] | 3747.04 | 3682.5909 | 64.4491 | 0.0172 |  | 11 |  |  |  | 134.8934 | [8 empty] | 0 | 0 | 0 | 0 | 0 | 0 | 0 | [5 empty] | 0
FL Zone 2Multi-FamilyNew |  | XXXXXXXX | Yes | Nonequipment | Programmable Thermostat | Pre-set programmable thermostat that replaces manual thermostat | Standard Heating and Cooling System with Manual Thermostat | Residential | New | Multi-Family | FL Zone 2 | Space Cooling |  |  | 0 | Per End Use Consumption | [7 empty] | 1815 | 1783.782 | 31.218 | 0.0172 |  | 11 |  |  |  | 65.34 | [8 empty] | 0 | 0 | 0 | 0 | 0 | 0 | 0 | [5 empty] | 0
FL Zone 2Manufactured HomeNew |  | XXXXXXXX | Yes | Nonequipment | Programmable Thermostat | Pre-set programmable thermostat that replaces manual thermostat | Standard Heating and Cooling System with Manual Thermostat | Residential | New | Manufactured Home | FL Zone 2 | Space Cooling |  |  | 0 | Per End Use Consumption | [7 empty] | 2493 | 2450.1204 | 42.8796 | 0.0172 |  | 11 |  |  |  | 89.748 | [8 empty] | 0 | 0 | 0 | 0 | 0 | 0 | 0 | [5 empty] | 0
FL Zone 2Single FamilyExisting |  | XXXXXXXX | Yes | Nonequipment | Programmable Thermostat | Pre-set programmable thermostat that replaces manual thermostat | Standard Heating and Cooling System with Manual Thermostat | Residential | Existing | Single Family | FL Zone 2 | Space Heating |  |  | 0 | Per End Use Consumption | [7 empty] | 2870.15 | 2820.7834 | 49.3666 | 0.0172 |  | 11 |  |  |  | 103.3254 | [8 empty] | 0 | 0 | 0 | 0 | 0 | 0 | 0 | [5 empty] | 0
FL Zone 2Multi-FamilyExisting |  | XXXXXXXX | Yes | Nonequipment | Programmable Thermostat | Pre-set programmable thermostat that replaces manual thermostat | Standard Heating and Cooling System with Manual Thermostat | Residential | Existing | Multi-Family | FL Zone 2 | Space Heating |  |  | 0 | Per End Use Consumption | [7 empty] | 2488 | 2445.2064 | 42.7936 | 0.0172 |  | 11 |  |  |  | 89.568 | [8 empty] | 0 | 0 | 0 | 0 | 0 | 0 | 0 | [5 empty] | 0
FL Zone 2Manufactured HomeExisting |  | XXXXXXXX | Yes | Nonequipment | Programmable Thermostat | Pre-set programmable thermostat that replaces manual thermostat | Standard Heating and Cooling System with Manual Thermostat | Residential | Existing | Manufactured Home | FL Zone 2 | Space Heating |  |  | 0 | Per End Use Consumption | [7 empty] | 3980 | 3911.544 | 68.456 | 0.0172 |  | 11 |  |  |  | 143.28 | [8 empty] | 0 | 0 | 0 | 0 | 0 | 0 | 0 | [5 empty] | 0
FL Zone 2Single FamilyNew |  | XXXXXXXX | Yes | Nonequipment | Programmable Thermostat | Pre-set programmable thermostat that replaces manual thermostat | Standard Heating and Cooling System with Manual Thermostat | Residential | New | Single Family | FL Zone 2 | Space Heating |  |  | 0 | Per End Use Consumption | [7 empty] | 2870.15 | 2820.7834 | 49.3666 | 0.0172 |  | 11 |  |  |  | 103.3254 | [8 empty] | 0 | 0 | 0 | 0 | 0 | 0 | 0 | [5 empty] | 0
FL Zone 2Multi-FamilyNew |  | XXXXXXXX | Yes | Nonequipment | Programmable Thermostat | Pre-set programmable thermostat that replaces manual thermostat | Standard Heating and Cooling System with Manual Thermostat | Residential | New | Multi-Family | FL Zone 2 | Space Heating |  |  | 0 | Per End Use Consumption | [7 empty] | 2488 | 2445.2064 | 42.7936 | 0.0172 |  | 11 |  |  |  | 89.568 | [8 empty] | 0 | 0 | 0 | 0 | 0 | 0 | 0 | [5 empty] | 0
FL Zone 2Manufactured HomeNew |  | XXXXXXXX | Yes | Nonequipment | Programmable Thermostat | Pre-set programmable thermostat that replaces manual thermostat | Standard Heating and Cooling System with Manual Thermostat | Residential | New | Manufactured Home | FL Zone 2 | Space Heating |  |  | 0 | Per End Use Consumption | [7 empty] | 3980 | 3911.544 | 68.456 | 0.0172 |  | 11 |  |  |  | 143.28 | [8 empty] | 0 | 0 | 0 | 0 | 0 | 0 | 0 | [5 empty] | 0
FL Zone 2Single FamilyExisting |  | XXXXXXXX | Yes | Nonequipment | Radiant Barrier | Radiant Barrier | No radiant barrier | Residential | Existing | Single Family | FL Zone 2 | Space Heating |  |  | 0 | Per End Use Consumption | [7 empty] | 2870.15 | 2583.135 | 287.015 | 0.1 |  | 20 |  |  |  | 287.015 | [8 empty] | 0 | 0 | 0 | 0 | 0 | 0 | 0 | [5 empty] | 0
FL Zone 2Multi-FamilyExisting |  | XXXXXXXX | Yes | Nonequipment | Radiant Barrier | Radiant Barrier | No radiant barrier | Residential | Existing | Multi-Family | FL Zone 2 | Space Heating |  |  | 0 | Per End Use Consumption | [7 empty] | 2488 | 2239.2 | 248.8 | 0.1 |  | 20 |  |  |  | 248.8 | [8 empty] | 0 | 0 | 0 | 0 | 0 | 0 | 0 | [5 empty] | 0
FL Zone 2Manufactured HomeExisting |  | XXXXXXXX | Yes | Nonequipment | Radiant Barrier | Radiant Barrier | No radiant barrier | Residential | Existing | Manufactured Home | FL Zone 2 | Space Heating |  |  | 0 | Per End Use Consumption | [7 empty] | 3980 | 3582 | 398 | 0.1 |  | 20 |  |  |  | 398 | [8 empty] | 0 | 0 | 0 | 0 | 0 | 0 | 0 | [5 empty] | 0
FL Zone 2Single FamilyNew |  | XXXXXXXX | Yes | Nonequipment | Radiant Barrier | Radiant Barrier | No radiant barrier | Residential | New | Single Family | FL Zone 2 | Space Heating |  |  | 0 | Per End Use Consumption | [7 empty] | 2870.15 | 2583.135 | 287.015 | 0.1 |  | 20 |  |  |  | 287.015 | [8 empty] | 0 | 0 | 0 | 0 | 0 | 0 | 0 | [5 empty] | 0
FL Zone 2Multi-FamilyNew |  | XXXXXXXX | Yes | Nonequipment | Radiant Barrier | Radiant Barrier | No radiant barrier | Residential | New | Multi-Family | FL Zone 2 | Space Heating |  |  | 0 | Per End Use Consumption | [7 empty] | 2488 | 2239.2 | 248.8 | 0.1 |  | 20 |  |  |  | 248.8 | [8 empty] | 0 | 0 | 0 | 0 | 0 | 0 | 0 | [5 empty] | 0
FL Zone 2Manufactured HomeNew |  | XXXXXXXX | Yes | Nonequipment | Radiant Barrier | Radiant Barrier | No radiant barrier | Residential | New | Manufactured Home | FL Zone 2 | Space Heating |  |  | 0 | Per End Use Consumption | [7 empty] | 3980 | 3582 | 398 | 0.1 |  | 20 |  |  |  | 398 | [8 empty] | 0 | 0 | 0 | 0 | 0 | 0 | 0 | [5 empty] | 0
FL Zone 2Single FamilyExisting |  | XXXXXXXX | Yes | Nonequipment | Radiant Barrier | Radiant Barrier | No radiant barrier | Residential | Existing | Single Family | FL Zone 2 | Space Cooling |  |  | 0 | Per End Use Consumption | [7 empty] | 3747.04 | 3372.336 | 374.704 | 0.1 |  | 20 |  |  |  | 374.704 | [8 empty] | 0 | 0 | 0 | 0 | 0 | 0 | 0 | [5 empty] | 0
FL Zone 2Multi-FamilyExisting |  | XXXXXXXX | Yes | Nonequipment | Radiant Barrier | Radiant Barrier | No radiant barrier | Residential | Existing | Multi-Family | FL Zone 2 | Space Cooling |  |  | 0 | Per End Use Consumption | [7 empty] | 1815 | 1633.5 | 181.5 | 0.1 |  | 20 |  |  |  | 181.5 | [8 empty] | 0 | 0 | 0 | 0 | 0 | 0 | 0 | [5 empty] | 0
FL Zone 2Manufactured HomeExisting |  | XXXXXXXX | Yes | Nonequipment | Radiant Barrier | Radiant Barrier | No radiant barrier | Residential | Existing | Manufactured Home | FL Zone 2 | Space Cooling |  |  | 0 | Per End Use Consumption | [7 empty] | 2493 | 2243.7 | 249.3 | 0.1 |  | 20 |  |  |  | 249.3 | [8 empty] | 0 | 0 | 0 | 0 | 0 | 0 | 0 | [5 empty] | 0
FL Zone 2Single FamilyNew |  | XXXXXXXX | Yes | Nonequipment | Radiant Barrier | Radiant Barrier | No radiant barrier | Residential | New | Single Family | FL Zone 2 | Space Cooling |  |  | 0 | Per End Use Consumption | [7 empty] | 3747.04 | 3372.336 | 374.704 | 0.1 |  | 20 |  |  |  | 374.704 | [8 empty] | 0 | 0 | 0 | 0 | 0 | 0 | 0 | [5 empty] | 0
FL Zone 2Multi-FamilyNew |  | XXXXXXXX | Yes | Nonequipment | Radiant Barrier | Radiant Barrier | No radiant barrier | Residential | New | Multi-Family | FL Zone 2 | Space Cooling |  |  | 0 | Per End Use Consumption | [7 empty] | 1815 | 1633.5 | 181.5 | 0.1 |  | 20 |  |  |  | 181.5 | [8 empty] | 0 | 0 | 0 | 0 | 0 | 0 | 0 | [5 empty] | 0
FL Zone 2Manufactured HomeNew |  | XXXXXXXX | Yes | Nonequipment | Radiant Barrier | Radiant Barrier | No radiant barrier | Residential | New | Manufactured Home | FL Zone 2 | Space Cooling |  |  | 0 | Per End Use Consumption | [7 empty] | 2493 | 2243.7 | 249.3 | 0.1 |  | 20 |  |  |  | 249.3 | [8 empty] | 0 | 0 | 0 | 0 | 0 | 0 | 0 | [5 empty] | 0
FL Zone 2Single FamilyExisting |  | XXXXXXXX | Yes | Nonequipment | Removal of 2nd Refrigerator-Freezer | No Refrigerator | Current Market Average Refrigerator | Residential | Existing | Single Family | FL Zone 2 | Appliances |  |  | Refrigerator | Per Appliance | [7 empty] | 1052.5805 | 0 | 1052.5805 | 1 |  | 5 |  |  |  | 1052.5805 | [8 empty] | 0 | 0 | 0 | 0 | 0 | 0 | 0 | [5 empty] | 0
FL Zone 2Multi-FamilyExisting |  | XXXXXXXX | Yes | Nonequipment | Removal of 2nd Refrigerator-Freezer | No Refrigerator | Current Market Average Refrigerator | Residential | Existing | Multi-Family | FL Zone 2 | Appliances |  |  | Refrigerator | Per Appliance | [7 empty] | 1052.5805 | 0 | 1052.5805 | 1 |  | 5 |  |  |  | 1052.5805 | [8 empty] | 0 | 0 | 0 | 0 | 0 | 0 | 0 | [5 empty] | 0
FL Zone 2Manufactured HomeExisting |  | XXXXXXXX | Yes | Nonequipment | Removal of 2nd Refrigerator-Freezer | No Refrigerator | Current Market Average Refrigerator | Residential | Existing | Manufactured Home | FL Zone 2 | Appliances |  |  | Refrigerator | Per Appliance | [7 empty] | 1052.5805 | 0 | 1052.5805 | 1 |  | 5 |  |  |  | 1052.5805 | [8 empty] | 0 | 0 | 0 | 0 | 0 | 0 | 0 | [5 empty] | 0
FL Zone 2Single FamilyNew |  | XXXXXXXX | Yes | Nonequipment | Removal of 2nd Refrigerator-Freezer | No Refrigerator | Current Market Average Refrigerator | Residential | New | Single Family | FL Zone 2 | Appliances |  |  | Refrigerator | Per Appliance | [7 empty] | 1052.5805 | 0 | 1052.5805 | 1 |  | 5 |  |  |  | 1052.5805 | [8 empty] | 0 | 0 | 0 | 0 | 0 | 0 | 0 | [5 empty] | 0
FL Zone 2Multi-FamilyNew |  | XXXXXXXX | Yes | Nonequipment | Removal of 2nd Refrigerator-Freezer | No Refrigerator | Current Market Average Refrigerator | Residential | New | Multi-Family | FL Zone 2 | Appliances |  |  | Refrigerator | Per Appliance | [7 empty] | 1052.5805 | 0 | 1052.5805 | 1 |  | 5 |  |  |  | 1052.5805 | [8 empty] | 0 | 0 | 0 | 0 | 0 | 0 | 0 | [5 empty] | 0
FL Zone 2Manufactured HomeNew |  | XXXXXXXX | Yes | Nonequipment | Removal of 2nd Refrigerator-Freezer | No Refrigerator | Current Market Average Refrigerator | Residential | New | Manufactured Home | FL Zone 2 | Appliances |  |  | Refrigerator | Per Appliance | [7 empty] | 1052.5805 | 0 | 1052.5805 | 1 |  | 5 |  |  |  | 1052.5805 | [8 empty] | 0 | 0 | 0 | 0 | 0 | 0 | 0 | [5 empty] | 0
FL Zone 2Single FamilyExisting |  | XXXXXXXX | Yes | Nonequipment | Sealed crawlspace | Encapsulated and semi-conditioned crawlspace | Naturally vented, unconditioned crawlspace | Residential | Existing | Single Family | FL Zone 2 | Space Cooling |  |  | 0 | Per Home | [7 empty] | 13883 | 13721.2707 | 161.7293 | 0.011649 |  | 11 |  |  |  | 291.1266 | [8 empty] | 0 | 0 | 0 | 0 | 0 | 0 | 0 | [5 empty] | 0
FL Zone 2Multi-FamilyExisting |  | XXXXXXXX | Yes | Nonequipment | Sealed crawlspace | Encapsulated and semi-conditioned crawlspace | Naturally vented, unconditioned crawlspace | Residential | Existing | Multi-Family | FL Zone 2 | Space Cooling |  |  | 0 | Per Home | [7 empty] | 8350 | 8283.5359 | 66.4641 | 0.0079598 |  | 11 |  |  |  | 265.3289 | [8 empty] | 0 | 0 | 0 | 0 | 0 | 0 | 0 | [5 empty] | 0
FL Zone 2Manufactured HomeExisting |  | XXXXXXXX | Yes | Nonequipment | Sealed crawlspace | Encapsulated and semi-conditioned crawlspace | Naturally vented, unconditioned crawlspace | Residential | Existing | Manufactured Home | FL Zone 2 | Space Cooling |  |  | 0 | Per Home | [7 empty] | 10090 | 9959.2873 | 130.7127 | 0.012955 |  | 11 |  |  |  | 272.4734 | [8 empty] | 0 | 0 | 0 | 0 | 0 | 0 | 0 | [5 empty] | 0
FL Zone 2Single FamilyNew |  | XXXXXXXX | Yes | Nonequipment | Sealed crawlspace | Encapsulated and semi-conditioned crawlspace | Naturally vented, unconditioned crawlspace | Residential | New | Single Family | FL Zone 2 | Space Cooling |  |  | 0 | Per Home | [7 empty] | 13883 | 13883 | 0 | 0 |  | 11 |  |  |  | 87.7326 | [8 empty] | 0 | 0 | 0 | 0 | 0 | 0 | 0 | [5 empty] | 0
FL Zone 2Multi-FamilyNew |  | XXXXXXXX | Yes | Nonequipment | Sealed crawlspace | Encapsulated and semi-conditioned crawlspace | Naturally vented, unconditioned crawlspace | Residential | New | Multi-Family | FL Zone 2 | Space Cooling |  |  | 0 | Per Home | [7 empty] | 8350 | 8350 | 0 | 0 |  | 11 |  |  |  | 79.9583 | [8 empty] | 0 | 0 | 0 | 0 | 0 | 0 | 0 | [5 empty] | 0
FL Zone 2Manufactured HomeNew |  | XXXXXXXX | Yes | Nonequipment | Sealed crawlspace | Encapsulated and semi-conditioned crawlspace | Naturally vented, unconditioned crawlspace | Residential | New | Manufactured Home | FL Zone 2 | Space Cooling |  |  | 0 | Per Home | [7 empty] | 10090 | 10090 | 0 | 0 |  | 11 |  |  |  | 82.1114 | [8 empty] | 0 | 0 | 0 | 0 | 0 | 0 | 0 | [5 empty] | 0
FL Zone 2Single FamilyExisting |  | XXXXXXXX | Yes | Nonequipment | Smart Power Strip | Smart plug strips for entertainment centers and home office | Standard entertainment center or home office usage, no smart strip controls | Residential | Existing | Single Family | FL Zone 2 | Electronics |  |  | 0 | Per End Use Consumption | [7 empty] | 2274.2 | 2220.399 | 53.801 | 0.023657 |  | 5 |  |  |  | 53.801 | [8 empty] | 0 | 0 | 0 | 0 | 0 | 0 | 0 | [5 empty] | 0
FL Zone 2Multi-FamilyExisting |  | XXXXXXXX | Yes | Nonequipment | Smart Power Strip | Smart plug strips for entertainment centers and home office | Standard entertainment center or home office usage, no smart strip controls | Residential | Existing | Multi-Family | FL Zone 2 | Electronics |  |  | 0 | Per End Use Consumption | [7 empty] | 1176 | 1122.199 | 53.801 | 0.045749 |  | 5 |  |  |  | 53.801 | [8 empty] | 0 | 0 | 0 | 0 | 0 | 0 | 0 | [5 empty] | 0
FL Zone 2Manufactured HomeExisting |  | XXXXXXXX | Yes | Nonequipment | Smart Power Strip | Smart plug strips for entertainment centers and home office | Standard entertainment center or home office usage, no smart strip controls | Residential | Existing | Manufactured Home | FL Zone 2 | Electronics |  |  | 0 | Per End Use Consumption | [7 empty] | 1878 | 1824.199 | 53.801 | 0.028648 |  | 5 |  |  |  | 53.801 | [8 empty] | 0 | 0 | 0 | 0 | 0 | 0 | 0 | [5 empty] | 0
FL Zone 2Single FamilyNew |  | XXXXXXXX | Yes | Nonequipment | Smart Power Strip | Smart plug strips for entertainment centers and home office | Standard entertainment center or home office usage, no smart strip controls | Residential | New | Single Family | FL Zone 2 | Electronics |  |  | 0 | Per End Use Consumption | [7 empty] | 2274.2 | 2220.399 | 53.801 | 0.023657 |  | 5 |  |  |  | 53.801 | [8 empty] | 0 | 0 | 0 | 0 | 0 | 0 | 0 | [5 empty] | 0
FL Zone 2Multi-FamilyNew |  | XXXXXXXX | Yes | Nonequipment | Smart Power Strip | Smart plug strips for entertainment centers and home office | Standard entertainment center or home office usage, no smart strip controls | Residential | New | Multi-Family | FL Zone 2 | Electronics |  |  | 0 | Per End Use Consumption | [7 empty] | 1176 | 1122.199 | 53.801 | 0.045749 |  | 5 |  |  |  | 53.801 | [8 empty] | 0 | 0 | 0 | 0 | 0 | 0 | 0 | [5 empty] | 0
FL Zone 2Manufactured HomeNew |  | XXXXXXXX | Yes | Nonequipment | Smart Power Strip | Smart plug strips for entertainment centers and home office | Standard entertainment center or home office usage, no smart strip controls | Residential | New | Manufactured Home | FL Zone 2 | Electronics |  |  | 0 | Per End Use Consumption | [7 empty] | 1878 | 1824.199 | 53.801 | 0.028648 |  | 5 |  |  |  | 53.801 | [8 empty] | 0 | 0 | 0 | 0 | 0 | 0 | 0 | [5 empty] | 0
FL Zone 2Single FamilyExisting |  | XXXXXXXX | Yes | Nonequipment | Smart Thermostat | Thermostats that include "smart" features such as occupancy sensors, geo-fencing, multi-zone sensors | Standard Heating and Cooling System with Manual Thermostat | Residential | Existing | Single Family | FL Zone 2 | Space Cooling |  |  | 0 | Per End Use Consumption | [7 empty] | 3747.04 | 3597.1584 | 149.8816 | 0.04 |  | 11 |  |  |  | 149.8816 | [8 empty] | 0 | 0 | 0 | 0 | 0 | 0 | 0 | [5 empty] | 0
FL Zone 2Multi-FamilyExisting |  | XXXXXXXX | Yes | Nonequipment | Smart Thermostat | Thermostats that include "smart" features such as occupancy sensors, geo-fencing, multi-zone sensors | Standard Heating and Cooling System with Manual Thermostat | Residential | Existing | Multi-Family | FL Zone 2 | Space Cooling |  |  | 0 | Per End Use Consumption | [7 empty] | 1815 | 1742.4 | 72.6 | 0.04 |  | 11 |  |  |  | 72.6 | [8 empty] | 0 | 0 | 0 | 0 | 0 | 0 | 0 | [5 empty] | 0
FL Zone 2Manufactured HomeExisting |  | XXXXXXXX | Yes | Nonequipment | Smart Thermostat | Thermostats that include "smart" features such as occupancy sensors, geo-fencing, multi-zone sensors | Standard Heating and Cooling System with Manual Thermostat | Residential | Existing | Manufactured Home | FL Zone 2 | Space Cooling |  |  | 0 | Per End Use Consumption | [7 empty] | 2493 | 2393.28 | 99.72 | 0.04 |  | 11 |  |  |  | 99.72 | [8 empty] | 0 | 0 | 0 | 0 | 0 | 0 | 0 | [5 empty] | 0
FL Zone 2Single FamilyNew |  | XXXXXXXX | Yes | Nonequipment | Smart Thermostat | Thermostats that include "smart" features such as occupancy sensors, geo-fencing, multi-zone sensors | Standard Heating and Cooling System with Manual Thermostat | Residential | New | Single Family | FL Zone 2 | Space Cooling |  |  | 0 | Per End Use Consumption | [7 empty] | 3747.04 | 3597.1584 | 149.8816 | 0.04 |  | 11 |  |  |  | 149.8816 | [8 empty] | 0 | 0 | 0 | 0 | 0 | 0 | 0 | [5 empty] | 0
FL Zone 2Multi-FamilyNew |  | XXXXXXXX | Yes | Nonequipment | Smart Thermostat | Thermostats that include "smart" features such as occupancy sensors, geo-fencing, multi-zone sensors | Standard Heating and Cooling System with Manual Thermostat | Residential | New | Multi-Family | FL Zone 2 | Space Cooling |  |  | 0 | Per End Use Consumption | [7 empty] | 1815 | 1742.4 | 72.6 | 0.04 |  | 11 |  |  |  | 72.6 | [8 empty] | 0 | 0 | 0 | 0 | 0 | 0 | 0 | [5 empty] | 0
FL Zone 2Manufactured HomeNew |  | XXXXXXXX | Yes | Nonequipment | Smart Thermostat | Thermostats that include "smart" features such as occupancy sensors, geo-fencing, multi-zone sensors | Standard Heating and Cooling System with Manual Thermostat | Residential | New | Manufactured Home | FL Zone 2 | Space Cooling |  |  | 0 | Per End Use Consumption | [7 empty] | 2493 | 2393.28 | 99.72 | 0.04 |  | 11 |  |  |  | 99.72 | [8 empty] | 0 | 0 | 0 | 0 | 0 | 0 | 0 | [5 empty] | 0
FL Zone 2Single FamilyExisting |  | XXXXXXXX | Yes | Nonequipment | Smart Thermostat | Thermostats that include "smart" features such as occupancy sensors, geo-fencing, multi-zone sensors | Standard Heating and Cooling System with Manual Thermostat | Residential | Existing | Single Family | FL Zone 2 | Space Heating |  |  | 0 | Per End Use Consumption | [7 empty] | 2870.15 | 2755.344 | 114.806 | 0.04 |  | 11 |  |  |  | 114.806 | [8 empty] | 0 | 0 | 0 | 0 | 0 | 0 | 0 | [5 empty] | 0
FL Zone 2Multi-FamilyExisting |  | XXXXXXXX | Yes | Nonequipment | Smart Thermostat | Thermostats that include "smart" features such as occupancy sensors, geo-fencing, multi-zone sensors | Standard Heating and Cooling System with Manual Thermostat | Residential | Existing | Multi-Family | FL Zone 2 | Space Heating |  |  | 0 | Per End Use Consumption | [7 empty] | 2488 | 2388.48 | 99.52 | 0.04 |  | 11 |  |  |  | 99.52 | [8 empty] | 0 | 0 | 0 | 0 | 0 | 0 | 0 | [5 empty] | 0
FL Zone 2Manufactured HomeExisting |  | XXXXXXXX | Yes | Nonequipment | Smart Thermostat | Thermostats that include "smart" features such as occupancy sensors, geo-fencing, multi-zone sensors | Standard Heating and Cooling System with Manual Thermostat | Residential | Existing | Manufactured Home | FL Zone 2 | Space Heating |  |  | 0 | Per End Use Consumption | [7 empty] | 3980 | 3820.8 | 159.2 | 0.04 |  | 11 |  |  |  | 159.2 | [8 empty] | 0 | 0 | 0 | 0 | 0 | 0 | 0 | [5 empty] | 0
FL Zone 2Single FamilyNew |  | XXXXXXXX | Yes | Nonequipment | Smart Thermostat | Thermostats that include "smart" features such as occupancy sensors, geo-fencing, multi-zone sensors | Standard Heating and Cooling System with Manual Thermostat | Residential | New | Single Family | FL Zone 2 | Space Heating |  |  | 0 | Per End Use Consumption | [7 empty] | 2870.15 | 2755.344 | 114.806 | 0.04 |  | 11 |  |  |  | 114.806 | [8 empty] | 0 | 0 | 0 | 0 | 0 | 0 | 0 | [5 empty] | 0
FL Zone 2Multi-FamilyNew |  | XXXXXXXX | Yes | Nonequipment | Smart Thermostat | Thermostats that include "smart" features such as occupancy sensors, geo-fencing, multi-zone sensors | Standard Heating and Cooling System with Manual Thermostat | Residential | New | Multi-Family | FL Zone 2 | Space Heating |  |  | 0 | Per End Use Consumption | [7 empty] | 2488 | 2388.48 | 99.52 | 0.04 |  | 11 |  |  |  | 99.52 | [8 empty] | 0 | 0 | 0 | 0 | 0 | 0 | 0 | [5 empty] | 0
FL Zone 2Manufactured HomeNew |  | XXXXXXXX | Yes | Nonequipment | Smart Thermostat | Thermostats that include "smart" features such as occupancy sensors, geo-fencing, multi-zone sensors | Standard Heating and Cooling System with Manual Thermostat | Residential | New | Manufactured Home | FL Zone 2 | Space Heating |  |  | 0 | Per End Use Consumption | [7 empty] | 3980 | 3820.8 | 159.2 | 0.04 |  | 11 |  |  |  | 159.2 | [8 empty] | 0 | 0 | 0 | 0 | 0 | 0 | 0 | [5 empty] | 0
FL Zone 2Single FamilyExisting |  | XXXXXXXX | Yes | Nonequipment | Solar Attic Fan | Standard Central Air Conditioning with Solar Attic Fan | Standard Central Air Conditioning, No Solar Attic Fan | Residential | Existing | Single Family | FL Zone 2 | Space Cooling |  |  | 0 | Per End Use Consumption | [7 empty] | 3747.04 | 3522.2176 | 224.8224 | 0.06 |  | 15 |  |  |  | 224.8224 | [8 empty] | 0 | 0 | 0 | 0 | 0 | 0 | 0 | [5 empty] | 0
FL Zone 2Multi-FamilyExisting |  | XXXXXXXX | Yes | Nonequipment | Solar Attic Fan | Standard Central Air Conditioning with Solar Attic Fan | Standard Central Air Conditioning, No Solar Attic Fan | Residential | Existing | Multi-Family | FL Zone 2 | Space Cooling |  |  | 0 | Per End Use Consumption | [7 empty] | 1815 | 1706.1 | 108.9 | 0.06 |  | 15 |  |  |  | 108.9 | [8 empty] | 0 | 0 | 0 | 0 | 0 | 0 | 0 | [5 empty] | 0
FL Zone 2Manufactured HomeExisting |  | XXXXXXXX | Yes | Nonequipment | Solar Attic Fan | Standard Central Air Conditioning with Solar Attic Fan | Standard Central Air Conditioning, No Solar Attic Fan | Residential | Existing | Manufactured Home | FL Zone 2 | Space Cooling |  |  | 0 | Per End Use Consumption | [7 empty] | 2493 | 2343.42 | 149.58 | 0.06 |  | 15 |  |  |  | 149.58 | [8 empty] | 0 | 0 | 0 | 0 | 0 | 0 | 0 | [5 empty] | 0
FL Zone 2Single FamilyNew |  | XXXXXXXX | Yes | Nonequipment | Solar Attic Fan | Standard Central Air Conditioning with Solar Attic Fan | Standard Central Air Conditioning, No Solar Attic Fan | Residential | New | Single Family | FL Zone 2 | Space Cooling |  |  | 0 | Per End Use Consumption | [7 empty] | 3747.04 | 3522.2176 | 224.8224 | 0.06 |  | 15 |  |  |  | 224.8224 | [8 empty] | 0 | 0 | 0 | 0 | 0 | 0 | 0 | [5 empty] | 0
FL Zone 2Multi-FamilyNew |  | XXXXXXXX | Yes | Nonequipment | Solar Attic Fan | Standard Central Air Conditioning with Solar Attic Fan | Standard Central Air Conditioning, No Solar Attic Fan | Residential | New | Multi-Family | FL Zone 2 | Space Cooling |  |  | 0 | Per End Use Consumption | [7 empty] | 1815 | 1706.1 | 108.9 | 0.06 |  | 15 |  |  |  | 108.9 | [8 empty] | 0 | 0 | 0 | 0 | 0 | 0 | 0 | [5 empty] | 0
FL Zone 2Manufactured HomeNew |  | XXXXXXXX | Yes | Nonequipment | Solar Attic Fan | Standard Central Air Conditioning with Solar Attic Fan | Standard Central Air Conditioning, No Solar Attic Fan | Residential | New | Manufactured Home | FL Zone 2 | Space Cooling |  |  | 0 | Per End Use Consumption | [7 empty] | 2493 | 2343.42 | 149.58 | 0.06 |  | 15 |  |  |  | 149.58 | [8 empty] | 0 | 0 | 0 | 0 | 0 | 0 | 0 | [5 empty] | 0
FL Zone 2Single FamilyTurnover |  | XXXXXXXX | Yes | Equipment | Solar Pool Heater | Solar Swimming Pool Heater | Electric Resistance Swimming Pool Heater | Residential | Turnover | Single Family | FL Zone 2 | Miscellaneous | Pool heater |  | 0 | Per Unit | [7 empty] | 11764.7059 | 1633.9869 | 10130.719 | 0.86111 |  | 15 |  |  |  | 10130.719 | [8 empty] | 0 | 0 | 0 | 0 | 0 | 0 | 0 | [5 empty] | 0
FL Zone 2Multi-FamilyTurnover |  | XXXXXXXX | Yes | Equipment | Solar Pool Heater | Solar Swimming Pool Heater | Electric Resistance Swimming Pool Heater | Residential | Turnover | Multi-Family | FL Zone 2 | Miscellaneous | Pool heater |  | 0 | Per Unit | [7 empty] | 11764.7059 | 1633.9869 | 10130.719 | 0.86111 |  | 15 |  |  |  | 10130.719 | [8 empty] | 0 | 0 | 0 | 0 | 0 | 0 | 0 | [5 empty] | 0
FL Zone 2Manufactured HomeTurnover |  | XXXXXXXX | Yes | Equipment | Solar Pool Heater | Solar Swimming Pool Heater | Electric Resistance Swimming Pool Heater | Residential | Turnover | Manufactured Home | FL Zone 2 | Miscellaneous | Pool heater |  | 0 | Per Unit | [7 empty] | 11764.7059 | 1633.9869 | 10130.719 | 0.86111 |  | 15 |  |  |  | 10130.719 | [8 empty] | 0 | 0 | 0 | 0 | 0 | 0 | 0 | [5 empty] | 0
FL Zone 2Single FamilyNew |  | XXXXXXXX | Yes | Equipment | Solar Pool Heater | Solar Swimming Pool Heater | Electric Resistance Swimming Pool Heater | Residential | New | Single Family | FL Zone 2 | Miscellaneous | Pool heater |  | 0 | Per Unit | [7 empty] | 11764.7059 | 1633.9869 | 10130.719 | 0.86111 |  | 15 |  |  |  | 10130.719 | [8 empty] | 0 | 0 | 0 | 0 | 0 | 0 | 0 | [5 empty] | 0
FL Zone 2Multi-FamilyNew |  | XXXXXXXX | Yes | Equipment | Solar Pool Heater | Solar Swimming Pool Heater | Electric Resistance Swimming Pool Heater | Residential | New | Multi-Family | FL Zone 2 | Miscellaneous | Pool heater |  | 0 | Per Unit | [7 empty] | 11764.7059 | 1633.9869 | 10130.719 | 0.86111 |  | 15 |  |  |  | 10130.719 | [8 empty] | 0 | 0 | 0 | 0 | 0 | 0 | 0 | [5 empty] | 0
FL Zone 2Manufactured HomeNew |  | XXXXXXXX | Yes | Equipment | Solar Pool Heater | Solar Swimming Pool Heater | Electric Resistance Swimming Pool Heater | Residential | New | Manufactured Home | FL Zone 2 | Miscellaneous | Pool heater |  | 0 | Per Unit | [7 empty] | 11764.7059 | 1633.9869 | 10130.719 | 0.86111 |  | 15 |  |  |  | 10130.719 | [8 empty] | 0 | 0 | 0 | 0 | 0 | 0 | 0 | [5 empty] | 0
FL Zone 2Single FamilyTurnover |  | XXXXXXXX | Yes | Equipment | Solar Powered Pool Pumps | Solar Powered Pool Pump | Single Speed Pool Pump Motor | Residential | Turnover | Single Family | FL Zone 2 | Miscellaneous | Pool pump |  | 0 | Per Pool | [7 empty] | 2926 | 555.94 | 2370.06 | 0.81 |  | 10 |  |  |  | 4065.1875 | [8 empty] | 0 | 0 | 0 | 0 | 0 | 0 | 0 | [5 empty] | 0
FL Zone 2Multi-FamilyTurnover |  | XXXXXXXX | Yes | Equipment | Solar Powered Pool Pumps | Solar Powered Pool Pump | Single Speed Pool Pump Motor | Residential | Turnover | Multi-Family | FL Zone 2 | Miscellaneous | Pool pump |  | 0 | Per Pool | [7 empty] | 2926 | 555.94 | 2370.06 | 0.81 |  | 10 |  |  |  | 4065.1875 | [8 empty] | 0 | 0 | 0 | 0 | 0 | 0 | 0 | [5 empty] | 0
FL Zone 2Manufactured HomeTurnover |  | XXXXXXXX | Yes | Equipment | Solar Powered Pool Pumps | Solar Powered Pool Pump | Single Speed Pool Pump Motor | Residential | Turnover | Manufactured Home | FL Zone 2 | Miscellaneous | Pool pump |  | 0 | Per Pool | [7 empty] | 2926 | 555.94 | 2370.06 | 0.81 |  | 10 |  |  |  | 4065.1875 | [8 empty] | 0 | 0 | 0 | 0 | 0 | 0 | 0 | [5 empty] | 0
FL Zone 2Single FamilyNew |  | XXXXXXXX | Yes | Equipment | Solar Powered Pool Pumps | Solar Powered Pool Pump | Single Speed Pool Pump Motor | Residential | New | Single Family | FL Zone 2 | Miscellaneous | Pool pump |  | 0 | Per Pool | [7 empty] | 2926 | 555.94 | 2370.06 | 0.81 |  | 10 |  |  |  | 4065.1875 | [8 empty] | 0 | 0 | 0 | 0 | 0 | 0 | 0 | [5 empty] | 0
FL Zone 2Multi-FamilyNew |  | XXXXXXXX | Yes | Equipment | Solar Powered Pool Pumps | Solar Powered Pool Pump | Single Speed Pool Pump Motor | Residential | New | Multi-Family | FL Zone 2 | Miscellaneous | Pool pump |  | 0 | Per Pool | [7 empty] | 2926 | 555.94 | 2370.06 | 0.81 |  | 10 |  |  |  | 4065.1875 | [8 empty] | 0 | 0 | 0 | 0 | 0 | 0 | 0 | [5 empty] | 0
FL Zone 2Manufactured HomeNew |  | XXXXXXXX | Yes | Equipment | Solar Powered Pool Pumps | Solar Powered Pool Pump | Single Speed Pool Pump Motor | Residential | New | Manufactured Home | FL Zone 2 | Miscellaneous | Pool pump |  | 0 | Per Pool | [7 empty] | 2926 | 555.94 | 2370.06 | 0.81 |  | 10 |  |  |  | 4065.1875 | [8 empty] | 0 | 0 | 0 | 0 | 0 | 0 | 0 | [5 empty] | 0
FL Zone 2Single FamilyTurnover |  | XXXXXXXX | Yes | Equipment | Solar Water Heater | Solar Powered 50 Gallon Electric Resistance Water Heater (EF = 1.84) | Code-Compliant 50 Gallon Electric Resistance Water Heater | Residential | Turnover | Single Family | FL Zone 2 | Domestic Hot Water | Solar |  | 0 | Per Water Heater | [7 empty] | 2495.4175 | 582.2641 | 1913.1534 | 0.76667 |  | 15 |  |  |  | 1913.1534 | [8 empty] | 0 | 0 | 0 | 0 | 0 | 0 | 0 | [5 empty] | 0
FL Zone 2Multi-FamilyTurnover |  | XXXXXXXX | Yes | Equipment | Solar Water Heater | Solar Powered 50 Gallon Electric Resistance Water Heater (EF = 1.84) | Code-Compliant 50 Gallon Electric Resistance Water Heater | Residential | Turnover | Multi-Family | FL Zone 2 | Domestic Hot Water | Solar |  | 0 | Per Water Heater | [7 empty] | 1961.5631 | 457.6981 | 1503.865 | 0.76667 |  | 15 |  |  |  | 1503.865 | [8 empty] | 0 | 0 | 0 | 0 | 0 | 0 | 0 | [5 empty] | 0
FL Zone 2Manufactured HomeTurnover |  | XXXXXXXX | Yes | Equipment | Solar Water Heater | Solar Powered 50 Gallon Electric Resistance Water Heater (EF = 1.84) | Code-Compliant 50 Gallon Electric Resistance Water Heater | Residential | Turnover | Manufactured Home | FL Zone 2 | Domestic Hot Water | Solar |  | 0 | Per Water Heater | [7 empty] | 1945.9256 | 454.0493 | 1491.8763 | 0.76667 |  | 15 |  |  |  | 1491.8763 | [8 empty] | 0 | 0 | 0 | 0 | 0 | 0 | 0 | [5 empty] | 0
FL Zone 2Single FamilyNew |  | XXXXXXXX | Yes | Equipment | Solar Water Heater | Solar Powered 50 Gallon Electric Resistance Water Heater (EF = 1.84) | Code-Compliant 50 Gallon Electric Resistance Water Heater | Residential | New | Single Family | FL Zone 2 | Domestic Hot Water | Solar |  | 0 | Per Water Heater | [7 empty] | 2495.4175 | 582.2641 | 1913.1534 | 0.76667 |  | 15 |  |  |  | 1913.1534 | [8 empty] | 0 | 0 | 0 | 0 | 0 | 0 | 0 | [5 empty] | 0
FL Zone 2Multi-FamilyNew |  | XXXXXXXX | Yes | Equipment | Solar Water Heater | Solar Powered 50 Gallon Electric Resistance Water Heater (EF = 1.84) | Code-Compliant 50 Gallon Electric Resistance Water Heater | Residential | New | Multi-Family | FL Zone 2 | Domestic Hot Water | Solar |  | 0 | Per Water Heater | [7 empty] | 1961.5631 | 457.6981 | 1503.865 | 0.76667 |  | 15 |  |  |  | 1503.865 | [8 empty] | 0 | 0 | 0 | 0 | 0 | 0 | 0 | [5 empty] | 0
FL Zone 2Manufactured HomeNew |  | XXXXXXXX | Yes | Equipment | Solar Water Heater | Solar Powered 50 Gallon Electric Resistance Water Heater (EF = 1.84) | Code-Compliant 50 Gallon Electric Resistance Water Heater | Residential | New | Manufactured Home | FL Zone 2 | Domestic Hot Water | Solar |  | 0 | Per Water Heater | [7 empty] | 1945.9256 | 454.0493 | 1491.8763 | 0.76667 |  | 15 |  |  |  | 1491.8763 | [8 empty] | 0 | 0 | 0 | 0 | 0 | 0 | 0 | [5 empty] | 0
FL Zone 2Single FamilyExisting |  | XXXXXXXX | Yes | Nonequipment | Spray Foam Insulation(Base R12) | Open cell spray foam along roofline in older (pre-1982) homes | Existing ceiling insulation based on building code at time of construction | Residential | Existing | Single Family | FL Zone 2 | Space Heating |  |  | 0 | Per Home | [7 empty] | 3373 | 2955 | 418 | 0.12393 |  | 20 |  |  |  | 418 | [8 empty] | 0 | 0 | 0 | 0 | 0 | 0 | 0 | [5 empty] | 0
FL Zone 2Multi-FamilyExisting |  | XXXXXXXX | Yes | Nonequipment | Spray Foam Insulation(Base R12) | Open cell spray foam along roofline in older (pre-1982) homes | Existing ceiling insulation based on building code at time of construction | Residential | Existing | Multi-Family | FL Zone 2 | Space Heating |  |  | 0 | Per Home | [7 empty] | 1210 | 865 | 345 | 0.28512 |  | 20 |  |  |  | 345 | [8 empty] | 0 | 0 | 0 | 0 | 0 | 0 | 0 | [5 empty] | 0
FL Zone 2Manufactured HomeExisting |  | XXXXXXXX | Yes | Nonequipment | Spray Foam Insulation(Base R12) | Open cell spray foam along roofline in older (pre-1982) homes | Existing ceiling insulation based on building code at time of construction | Residential | Existing | Manufactured Home | FL Zone 2 | Space Heating |  |  | 0 | Per Home | [7 empty] | 1284.87 | 912.08 | 372.79 | 0.29014 |  | 20 |  |  |  | 372.79 | [8 empty] | 0 | 0 | 0 | 0 | 0 | 0 | 0 | [5 empty] | 0
FL Zone 2Single FamilyNew |  | XXXXXXXX | Yes | Nonequipment | Spray Foam Insulation(Base R12) | Open cell spray foam along roofline in older (pre-1982) homes | Existing ceiling insulation based on building code at time of construction | Residential | New | Single Family | FL Zone 2 | Space Heating |  |  | 0 | Per Home | [7 empty] | 3373 | 2955 | 418 | 0.12393 |  | 20 |  |  |  | 418 | [8 empty] | 0 | 0 | 0 | 0 | 0 | 0 | 0 | [5 empty] | 0
FL Zone 2Multi-FamilyNew |  | XXXXXXXX | Yes | Nonequipment | Spray Foam Insulation(Base R12) | Open cell spray foam along roofline in older (pre-1982) homes | Existing ceiling insulation based on building code at time of construction | Residential | New | Multi-Family | FL Zone 2 | Space Heating |  |  | 0 | Per Home | [7 empty] | 1210 | 865 | 345 | 0.28512 |  | 20 |  |  |  | 345 | [8 empty] | 0 | 0 | 0 | 0 | 0 | 0 | 0 | [5 empty] | 0
FL Zone 2Manufactured HomeNew |  | XXXXXXXX | Yes | Nonequipment | Spray Foam Insulation(Base R12) | Open cell spray foam along roofline in older (pre-1982) homes | Existing ceiling insulation based on building code at time of construction | Residential | New | Manufactured Home | FL Zone 2 | Space Heating |  |  | 0 | Per Home | [7 empty] | 1284.87 | 912.08 | 372.79 | 0.29014 |  | 20 |  |  |  | 372.79 | [8 empty] | 0 | 0 | 0 | 0 | 0 | 0 | 0 | [5 empty] | 0
FL Zone 2Single FamilyExisting |  | XXXXXXXX | Yes | Nonequipment | Spray Foam Insulation(Base R12) | Open cell spray foam along roofline in older (pre-1982) homes | Existing ceiling insulation based on building code at time of construction | Residential | Existing | Single Family | FL Zone 2 | Space Cooling |  |  | 0 | Per Home | [7 empty] | 4592 | 3760 | 832 | 0.18118 |  | 20 |  |  |  | 832 | [8 empty] | 0 | 0 | 0 | 0 | 0 | 0 | 0 | [5 empty] | 0
FL Zone 2Multi-FamilyExisting |  | XXXXXXXX | Yes | Nonequipment | Spray Foam Insulation(Base R12) | Open cell spray foam along roofline in older (pre-1982) homes | Existing ceiling insulation based on building code at time of construction | Residential | Existing | Multi-Family | FL Zone 2 | Space Cooling |  |  | 0 | Per Home | [7 empty] | 2248 | 1759 | 489 | 0.21753 |  | 20 |  |  |  | 489 | [8 empty] | 0 | 0 | 0 | 0 | 0 | 0 | 0 | [5 empty] | 0
FL Zone 2Manufactured HomeExisting |  | XXXXXXXX | Yes | Nonequipment | Spray Foam Insulation(Base R12) | Open cell spray foam along roofline in older (pre-1982) homes | Existing ceiling insulation based on building code at time of construction | Residential | Existing | Manufactured Home | FL Zone 2 | Space Cooling |  |  | 0 | Per Home | [7 empty] | 3433.18 | 2770.42 | 662.76 | 0.19305 |  | 20 |  |  |  | 662.76 | [8 empty] | 0 | 0 | 0 | 0 | 0 | 0 | 0 | [5 empty] | 0
FL Zone 2Single FamilyNew |  | XXXXXXXX | Yes | Nonequipment | Spray Foam Insulation(Base R12) | Open cell spray foam along roofline in older (pre-1982) homes | Existing ceiling insulation based on building code at time of construction | Residential | New | Single Family | FL Zone 2 | Space Cooling |  |  | 0 | Per Home | [7 empty] | 4592 | 3760 | 832 | 0.18118 |  | 20 |  |  |  | 832 | [8 empty] | 0 | 0 | 0 | 0 | 0 | 0 | 0 | [5 empty] | 0
FL Zone 2Multi-FamilyNew |  | XXXXXXXX | Yes | Nonequipment | Spray Foam Insulation(Base R12) | Open cell spray foam along roofline in older (pre-1982) homes | Existing ceiling insulation based on building code at time of construction | Residential | New | Multi-Family | FL Zone 2 | Space Cooling |  |  | 0 | Per Home | [7 empty] | 2248 | 1759 | 489 | 0.21753 |  | 20 |  |  |  | 489 | [8 empty] | 0 | 0 | 0 | 0 | 0 | 0 | 0 | [5 empty] | 0
FL Zone 2Manufactured HomeNew |  | XXXXXXXX | Yes | Nonequipment | Spray Foam Insulation(Base R12) | Open cell spray foam along roofline in older (pre-1982) homes | Existing ceiling insulation based on building code at time of construction | Residential | New | Manufactured Home | FL Zone 2 | Space Cooling |  |  | 0 | Per Home | [7 empty] | 3433.18 | 2770.42 | 662.76 | 0.19305 |  | 20 |  |  |  | 662.76 | [8 empty] | 0 | 0 | 0 | 0 | 0 | 0 | 0 | [5 empty] | 0
FL Zone 2Single FamilyExisting |  | XXXXXXXX | Yes | Nonequipment | Spray Foam Insulation(Base R19) | Open cell spray foam along roofline in existing (1982-1985) homes | Existing ceiling insulation based on building code at time of construction | Residential | Existing | Single Family | FL Zone 2 | Space Heating |  |  | 0 | Per Home | [7 empty] | 3204 | 2957 | 247 | 0.077091 |  | 20 |  |  |  | 247 | [8 empty] | 0 | 0 | 0 | 0 | 0 | 0 | 0 | [5 empty] | 0
FL Zone 2Multi-FamilyExisting |  | XXXXXXXX | Yes | Nonequipment | Spray Foam Insulation(Base R19) | Open cell spray foam along roofline in existing (1982-1985) homes | Existing ceiling insulation based on building code at time of construction | Residential | Existing | Multi-Family | FL Zone 2 | Space Heating |  |  | 0 | Per Home | [7 empty] | 1106 | 866 | 240 | 0.217 |  | 20 |  |  |  | 240 | [8 empty] | 0 | 0 | 0 | 0 | 0 | 0 | 0 | [5 empty] | 0
FL Zone 2Manufactured HomeExisting |  | XXXXXXXX | Yes | Nonequipment | Spray Foam Insulation(Base R19) | Open cell spray foam along roofline in existing (1982-1985) homes | Existing ceiling insulation based on building code at time of construction | Residential | Existing | Manufactured Home | FL Zone 2 | Space Heating |  |  | 0 | Per Home | [7 empty] | 1166.67 | 912.08 | 254.59 | 0.21822 |  | 20 |  |  |  | 254.59 | [8 empty] | 0 | 0 | 0 | 0 | 0 | 0 | 0 | [5 empty] | 0
FL Zone 2Single FamilyNew |  | XXXXXXXX | Yes | Nonequipment | Spray Foam Insulation(Base R19) | Open cell spray foam along roofline in existing (1982-1985) homes | Existing ceiling insulation based on building code at time of construction | Residential | New | Single Family | FL Zone 2 | Space Heating |  |  | 0 | Per Home | [7 empty] | 3204 | 2957 | 247 | 0.077091 |  | 20 |  |  |  | 247 | [8 empty] | 0 | 0 | 0 | 0 | 0 | 0 | 0 | [5 empty] | 0
FL Zone 2Multi-FamilyNew |  | XXXXXXXX | Yes | Nonequipment | Spray Foam Insulation(Base R19) | Open cell spray foam along roofline in existing (1982-1985) homes | Existing ceiling insulation based on building code at time of construction | Residential | New | Multi-Family | FL Zone 2 | Space Heating |  |  | 0 | Per Home | [7 empty] | 1106 | 866 | 240 | 0.217 |  | 20 |  |  |  | 240 | [8 empty] | 0 | 0 | 0 | 0 | 0 | 0 | 0 | [5 empty] | 0
FL Zone 2Manufactured HomeNew |  | XXXXXXXX | Yes | Nonequipment | Spray Foam Insulation(Base R19) | Open cell spray foam along roofline in existing (1982-1985) homes | Existing ceiling insulation based on building code at time of construction | Residential | New | Manufactured Home | FL Zone 2 | Space Heating |  |  | 0 | Per Home | [7 empty] | 1166.67 | 912.08 | 254.59 | 0.21822 |  | 20 |  |  |  | 254.59 | [8 empty] | 0 | 0 | 0 | 0 | 0 | 0 | 0 | [5 empty] | 0
FL Zone 2Single FamilyExisting |  | XXXXXXXX | Yes | Nonequipment | Spray Foam Insulation(Base R19) | Open cell spray foam along roofline in existing (1982-1985) homes | Existing ceiling insulation based on building code at time of construction | Residential | Existing | Single Family | FL Zone 2 | Space Cooling |  |  | 0 | Per Home | [7 empty] | 4396 | 3763 | 633 | 0.14399 |  | 20 |  |  |  | 633 | [8 empty] | 0 | 0 | 0 | 0 | 0 | 0 | 0 | [5 empty] | 0
FL Zone 2Multi-FamilyExisting |  | XXXXXXXX | Yes | Nonequipment | Spray Foam Insulation(Base R19) | Open cell spray foam along roofline in existing (1982-1985) homes | Existing ceiling insulation based on building code at time of construction | Residential | Existing | Multi-Family | FL Zone 2 | Space Cooling |  |  | 0 | Per Home | [7 empty] | 2129 | 1766 | 363 | 0.1705 |  | 20 |  |  |  | 363 | [8 empty] | 0 | 0 | 0 | 0 | 0 | 0 | 0 | [5 empty] | 0
FL Zone 2Manufactured HomeExisting |  | XXXXXXXX | Yes | Nonequipment | Spray Foam Insulation(Base R19) | Open cell spray foam along roofline in existing (1982-1985) homes | Existing ceiling insulation based on building code at time of construction | Residential | Existing | Manufactured Home | FL Zone 2 | Space Cooling |  |  | 0 | Per Home | [7 empty] | 3312.24 | 2770.42 | 541.82 | 0.16358 |  | 20 |  |  |  | 541.82 | [8 empty] | 0 | 0 | 0 | 0 | 0 | 0 | 0 | [5 empty] | 0
FL Zone 2Single FamilyNew |  | XXXXXXXX | Yes | Nonequipment | Spray Foam Insulation(Base R19) | Open cell spray foam along roofline in existing (1982-1985) homes | Existing ceiling insulation based on building code at time of construction | Residential | New | Single Family | FL Zone 2 | Space Cooling |  |  | 0 | Per Home | [7 empty] | 4396 | 3763 | 633 | 0.14399 |  | 20 |  |  |  | 633 | [8 empty] | 0 | 0 | 0 | 0 | 0 | 0 | 0 | [5 empty] | 0
FL Zone 2Multi-FamilyNew |  | XXXXXXXX | Yes | Nonequipment | Spray Foam Insulation(Base R19) | Open cell spray foam along roofline in existing (1982-1985) homes | Existing ceiling insulation based on building code at time of construction | Residential | New | Multi-Family | FL Zone 2 | Space Cooling |  |  | 0 | Per Home | [7 empty] | 2129 | 1766 | 363 | 0.1705 |  | 20 |  |  |  | 363 | [8 empty] | 0 | 0 | 0 | 0 | 0 | 0 | 0 | [5 empty] | 0
FL Zone 2Manufactured HomeNew |  | XXXXXXXX | Yes | Nonequipment | Spray Foam Insulation(Base R19) | Open cell spray foam along roofline in existing (1982-1985) homes | Existing ceiling insulation based on building code at time of construction | Residential | New | Manufactured Home | FL Zone 2 | Space Cooling |  |  | 0 | Per Home | [7 empty] | 3312.24 | 2770.42 | 541.82 | 0.16358 |  | 20 |  |  |  | 541.82 | [8 empty] | 0 | 0 | 0 | 0 | 0 | 0 | 0 | [5 empty] | 0
FL Zone 2Single FamilyExisting |  | XXXXXXXX | Yes | Nonequipment | Spray Foam Insulation(Base R2) | Open cell spray foam along roofline in older (pre-1982) homes | Existing ceiling insulation based on building code at time of construction | Residential | Existing | Single Family | FL Zone 2 | Space Heating |  |  | 0 | Per Home | [7 empty] | 4437 | 2960 | 1477 | 0.33288 |  | 20 |  |  |  | 1477 | [8 empty] | 0 | 0 | 0 | 0 | 0 | 0 | 0 | [5 empty] | 0
FL Zone 2Multi-FamilyExisting |  | XXXXXXXX | Yes | Nonequipment | Spray Foam Insulation(Base R2) | Open cell spray foam along roofline in older (pre-1982) homes | Existing ceiling insulation based on building code at time of construction | Residential | Existing | Multi-Family | FL Zone 2 | Space Heating |  |  | 0 | Per Home | [7 empty] | 1806 | 865 | 941 | 0.52104 |  | 20 |  |  |  | 941 | [8 empty] | 0 | 0 | 0 | 0 | 0 | 0 | 0 | [5 empty] | 0
FL Zone 2Manufactured HomeExisting |  | XXXXXXXX | Yes | Nonequipment | Spray Foam Insulation(Base R2) | Open cell spray foam along roofline in older (pre-1982) homes | Existing ceiling insulation based on building code at time of construction | Residential | Existing | Manufactured Home | FL Zone 2 | Space Heating |  |  | 0 | Per Home | [7 empty] | 1965.61 | 912.86 | 1052.75 | 0.53558 |  | 20 |  |  |  | 1052.75 | [8 empty] | 0 | 0 | 0 | 0 | 0 | 0 | 0 | [5 empty] | 0
FL Zone 2Single FamilyNew |  | XXXXXXXX | Yes | Nonequipment | Spray Foam Insulation(Base R2) | Open cell spray foam along roofline in older (pre-1982) homes | Existing ceiling insulation based on building code at time of construction | Residential | New | Single Family | FL Zone 2 | Space Heating |  |  | 0 | Per Home | [7 empty] | 4437 | 2960 | 1477 | 0.33288 |  | 20 |  |  |  | 1477 | [8 empty] | 0 | 0 | 0 | 0 | 0 | 0 | 0 | [5 empty] | 0
FL Zone 2Multi-FamilyNew |  | XXXXXXXX | Yes | Nonequipment | Spray Foam Insulation(Base R2) | Open cell spray foam along roofline in older (pre-1982) homes | Existing ceiling insulation based on building code at time of construction | Residential | New | Multi-Family | FL Zone 2 | Space Heating |  |  | 0 | Per Home | [7 empty] | 1806 | 865 | 941 | 0.52104 |  | 20 |  |  |  | 941 | [8 empty] | 0 | 0 | 0 | 0 | 0 | 0 | 0 | [5 empty] | 0
FL Zone 2Manufactured HomeNew |  | XXXXXXXX | Yes | Nonequipment | Spray Foam Insulation(Base R2) | Open cell spray foam along roofline in older (pre-1982) homes | Existing ceiling insulation based on building code at time of construction | Residential | New | Manufactured Home | FL Zone 2 | Space Heating |  |  | 0 | Per Home | [7 empty] | 1965.61 | 912.86 | 1052.75 | 0.53558 |  | 20 |  |  |  | 1052.75 | [8 empty] | 0 | 0 | 0 | 0 | 0 | 0 | 0 | [5 empty] | 0
FL Zone 2Single FamilyExisting |  | XXXXXXXX | Yes | Nonequipment | Spray Foam Insulation(Base R2) | Open cell spray foam along roofline in older (pre-1982) homes | Existing ceiling insulation based on building code at time of construction | Residential | Existing | Single Family | FL Zone 2 | Space Cooling |  |  | 0 | Per Home | [7 empty] | 5774 | 3766 | 2008 | 0.34777 |  | 20 |  |  |  | 2008 | [8 empty] | 0 | 0 | 0 | 0 | 0 | 0 | 0 | [5 empty] | 0
FL Zone 2Multi-FamilyExisting |  | XXXXXXXX | Yes | Nonequipment | Spray Foam Insulation(Base R2) | Open cell spray foam along roofline in older (pre-1982) homes | Existing ceiling insulation based on building code at time of construction | Residential | Existing | Multi-Family | FL Zone 2 | Space Cooling |  |  | 0 | Per Home | [7 empty] | 2975 | 1760 | 1215 | 0.4084 |  | 20 |  |  |  | 1215 | [8 empty] | 0 | 0 | 0 | 0 | 0 | 0 | 0 | [5 empty] | 0
FL Zone 2Manufactured HomeExisting |  | XXXXXXXX | Yes | Nonequipment | Spray Foam Insulation(Base R2) | Open cell spray foam along roofline in older (pre-1982) homes | Existing ceiling insulation based on building code at time of construction | Residential | Existing | Manufactured Home | FL Zone 2 | Space Cooling |  |  | 0 | Per Home | [7 empty] | 4171.36 | 2780 | 1391.36 | 0.33355 |  | 20 |  |  |  | 1391.36 | [8 empty] | 0 | 0 | 0 | 0 | 0 | 0 | 0 | [5 empty] | 0
FL Zone 2Single FamilyNew |  | XXXXXXXX | Yes | Nonequipment | Spray Foam Insulation(Base R2) | Open cell spray foam along roofline in older (pre-1982) homes | Existing ceiling insulation based on building code at time of construction | Residential | New | Single Family | FL Zone 2 | Space Cooling |  |  | 0 | Per Home | [7 empty] | 5774 | 3766 | 2008 | 0.34777 |  | 20 |  |  |  | 2008 | [8 empty] | 0 | 0 | 0 | 0 | 0 | 0 | 0 | [5 empty] | 0
FL Zone 2Multi-FamilyNew |  | XXXXXXXX | Yes | Nonequipment | Spray Foam Insulation(Base R2) | Open cell spray foam along roofline in older (pre-1982) homes | Existing ceiling insulation based on building code at time of construction | Residential | New | Multi-Family | FL Zone 2 | Space Cooling |  |  | 0 | Per Home | [7 empty] | 2975 | 1760 | 1215 | 0.4084 |  | 20 |  |  |  | 1215 | [8 empty] | 0 | 0 | 0 | 0 | 0 | 0 | 0 | [5 empty] | 0
FL Zone 2Manufactured HomeNew |  | XXXXXXXX | Yes | Nonequipment | Spray Foam Insulation(Base R2) | Open cell spray foam along roofline in older (pre-1982) homes | Existing ceiling insulation based on building code at time of construction | Residential | New | Manufactured Home | FL Zone 2 | Space Cooling |  |  | 0 | Per Home | [7 empty] | 4171.36 | 2780 | 1391.36 | 0.33355 |  | 20 |  |  |  | 1391.36 | [8 empty] | 0 | 0 | 0 | 0 | 0 | 0 | 0 | [5 empty] | 0
FL Zone 2Single FamilyExisting |  | XXXXXXXX | Yes | Nonequipment | Spray Foam Insulation(Base R30) | Open cell spray foam along roofline in existing (1986-2016) homes | Existing ceiling insulation based on building code at time of construction | Residential | Existing | Single Family | FL Zone 2 | Space Heating |  |  | 0 | Per Home | [7 empty] | 3083 | 2960 | 123 | 0.039896 |  | 20 |  |  |  | 123 | [8 empty] | 0 | 0 | 0 | 0 | 0 | 0 | 0 | [5 empty] | 0
FL Zone 2Multi-FamilyExisting |  | XXXXXXXX | Yes | Nonequipment | Spray Foam Insulation(Base R30) | Open cell spray foam along roofline in existing (1986-2016) homes | Existing ceiling insulation based on building code at time of construction | Residential | Existing | Multi-Family | FL Zone 2 | Space Heating |  |  | 0 | Per Home | [7 empty] | 1025 | 866 | 159 | 0.15512 |  | 20 |  |  |  | 159 | [8 empty] | 0 | 0 | 0 | 0 | 0 | 0 | 0 | [5 empty] | 0
FL Zone 2Manufactured HomeExisting |  | XXXXXXXX | Yes | Nonequipment | Spray Foam Insulation(Base R30) | Open cell spray foam along roofline in existing (1986-2016) homes | Existing ceiling insulation based on building code at time of construction | Residential | Existing | Manufactured Home | FL Zone 2 | Space Heating |  |  | 0 | Per Home | [7 empty] | 1087.53 | 915.2 | 172.33 | 0.15846 |  | 20 |  |  |  | 172.33 | [8 empty] | 0 | 0 | 0 | 0 | 0 | 0 | 0 | [5 empty] | 0
FL Zone 2Single FamilyNew |  | XXXXXXXX | Yes | Nonequipment | Spray Foam Insulation(Base R30) | Open cell spray foam along roofline in existing (1986-2016) homes | Existing ceiling insulation based on building code at time of construction | Residential | New | Single Family | FL Zone 2 | Space Heating |  |  | 0 | Per Home | [7 empty] | 3083 | 2960 | 123 | 0.039896 |  | 20 |  |  |  | 123 | [8 empty] | 0 | 0 | 0 | 0 | 0 | 0 | 0 | [5 empty] | 0
FL Zone 2Multi-FamilyNew |  | XXXXXXXX | Yes | Nonequipment | Spray Foam Insulation(Base R30) | Open cell spray foam along roofline in existing (1986-2016) homes | Existing ceiling insulation based on building code at time of construction | Residential | New | Multi-Family | FL Zone 2 | Space Heating |  |  | 0 | Per Home | [7 empty] | 1025 | 866 | 159 | 0.15512 |  | 20 |  |  |  | 159 | [8 empty] | 0 | 0 | 0 | 0 | 0 | 0 | 0 | [5 empty] | 0
FL Zone 2Manufactured HomeNew |  | XXXXXXXX | Yes | Nonequipment | Spray Foam Insulation(Base R30) | Open cell spray foam along roofline in existing (1986-2016) homes | Existing ceiling insulation based on building code at time of construction | Residential | New | Manufactured Home | FL Zone 2 | Space Heating |  |  | 0 | Per Home | [7 empty] | 1087.53 | 915.2 | 172.33 | 0.15846 |  | 20 |  |  |  | 172.33 | [8 empty] | 0 | 0 | 0 | 0 | 0 | 0 | 0 | [5 empty] | 0
FL Zone 2Single FamilyExisting |  | XXXXXXXX | Yes | Nonequipment | Spray Foam Insulation(Base R30) | Open cell spray foam along roofline in existing (1986-2016) homes | Existing ceiling insulation based on building code at time of construction | Residential | Existing | Single Family | FL Zone 2 | Space Cooling |  |  | 0 | Per Home | [7 empty] | 4261 | 3766 | 495 | 0.11617 |  | 20 |  |  |  | 495 | [8 empty] | 0 | 0 | 0 | 0 | 0 | 0 | 0 | [5 empty] | 0
FL Zone 2Multi-FamilyExisting |  | XXXXXXXX | Yes | Nonequipment | Spray Foam Insulation(Base R30) | Open cell spray foam along roofline in existing (1986-2016) homes | Existing ceiling insulation based on building code at time of construction | Residential | Existing | Multi-Family | FL Zone 2 | Space Cooling |  |  | 0 | Per Home | [7 empty] | 2035 | 1765 | 270 | 0.13268 |  | 20 |  |  |  | 270 | [8 empty] | 0 | 0 | 0 | 0 | 0 | 0 | 0 | [5 empty] | 0
FL Zone 2Manufactured HomeExisting |  | XXXXXXXX | Yes | Nonequipment | Spray Foam Insulation(Base R30) | Open cell spray foam along roofline in existing (1986-2016) homes | Existing ceiling insulation based on building code at time of construction | Residential | Existing | Manufactured Home | FL Zone 2 | Space Cooling |  |  | 0 | Per Home | [7 empty] | 3232.91 | 2769.82 | 463.09 | 0.14324 |  | 20 |  |  |  | 463.09 | [8 empty] | 0 | 0 | 0 | 0 | 0 | 0 | 0 | [5 empty] | 0
FL Zone 2Single FamilyNew |  | XXXXXXXX | Yes | Nonequipment | Spray Foam Insulation(Base R30) | Open cell spray foam along roofline in existing (1986-2016) homes | Existing ceiling insulation based on building code at time of construction | Residential | New | Single Family | FL Zone 2 | Space Cooling |  |  | 0 | Per Home | [7 empty] | 4261 | 3766 | 495 | 0.11617 |  | 20 |  |  |  | 495 | [8 empty] | 0 | 0 | 0 | 0 | 0 | 0 | 0 | [5 empty] | 0
FL Zone 2Multi-FamilyNew |  | XXXXXXXX | Yes | Nonequipment | Spray Foam Insulation(Base R30) | Open cell spray foam along roofline in existing (1986-2016) homes | Existing ceiling insulation based on building code at time of construction | Residential | New | Multi-Family | FL Zone 2 | Space Cooling |  |  | 0 | Per Home | [7 empty] | 2035 | 1765 | 270 | 0.13268 |  | 20 |  |  |  | 270 | [8 empty] | 0 | 0 | 0 | 0 | 0 | 0 | 0 | [5 empty] | 0
FL Zone 2Manufactured HomeNew |  | XXXXXXXX | Yes | Nonequipment | Spray Foam Insulation(Base R30) | Open cell spray foam along roofline in existing (1986-2016) homes | Existing ceiling insulation based on building code at time of construction | Residential | New | Manufactured Home | FL Zone 2 | Space Cooling |  |  | 0 | Per Home | [7 empty] | 3232.91 | 2769.82 | 463.09 | 0.14324 |  | 20 |  |  |  | 463.09 | [8 empty] | 0 | 0 | 0 | 0 | 0 | 0 | 0 | [5 empty] | 0
FL Zone 2Single FamilyExisting |  | XXXXXXXX | Yes | Nonequipment | Storm Door | 21ft2 of Opaque Door meeting current Energy Star Version Requirements | 21ft2 of Opaque Door meeting current FL Code Requirements | Residential | Existing | Single Family | FL Zone 2 | Space Cooling |  |  | 0 | Per 21 S.F. | [7 empty] | 3747.04 | 3685.8687 | 61.1713 | 0.016325 |  | 20 |  |  |  | 61.1713 | [8 empty] | 0 | 0 | 0 | 0 | 0 | 0 | 0 | [5 empty] | 0
FL Zone 2Multi-FamilyExisting |  | XXXXXXXX | Yes | Nonequipment | Storm Door | 21ft2 of Opaque Door meeting current Energy Star Version Requirements | 21ft2 of Opaque Door meeting current FL Code Requirements | Residential | Existing | Multi-Family | FL Zone 2 | Space Cooling |  |  | 0 | Per 21 S.F. | [7 empty] | 1815 | 1753.8287 | 61.1713 | 0.033703 |  | 20 |  |  |  | 61.1713 | [8 empty] | 0 | 0 | 0 | 0 | 0 | 0 | 0 | [5 empty] | 0
FL Zone 2Manufactured HomeExisting |  | XXXXXXXX | Yes | Nonequipment | Storm Door | 21ft2 of Opaque Door meeting current Energy Star Version Requirements | 21ft2 of Opaque Door meeting current FL Code Requirements | Residential | Existing | Manufactured Home | FL Zone 2 | Space Cooling |  |  | 0 | Per 21 S.F. | [7 empty] | 2493 | 2431.8287 | 61.1713 | 0.024537 |  | 20 |  |  |  | 61.1713 | [8 empty] | 0 | 0 | 0 | 0 | 0 | 0 | 0 | [5 empty] | 0
FL Zone 2Single FamilyNew |  | XXXXXXXX | Yes | Nonequipment | Storm Door | 21ft2 of Opaque Door meeting current Energy Star Version Requirements | 21ft2 of Opaque Door meeting current FL Code Requirements | Residential | New | Single Family | FL Zone 2 | Space Cooling |  |  | 0 | Per 21 S.F. | [7 empty] | 3747.04 | 3706.514 | 40.526 | 0.010815 |  | 20 |  |  |  | 40.526 | [8 empty] | 0 | 0 | 0 | 0 | 0 | 0 | 0 | [5 empty] | 0
FL Zone 2Multi-FamilyNew |  | XXXXXXXX | Yes | Nonequipment | Storm Door | 21ft2 of Opaque Door meeting current Energy Star Version Requirements | 21ft2 of Opaque Door meeting current FL Code Requirements | Residential | New | Multi-Family | FL Zone 2 | Space Cooling |  |  | 0 | Per 21 S.F. | [7 empty] | 1815 | 1774.474 | 40.526 | 0.022328 |  | 20 |  |  |  | 40.526 | [8 empty] | 0 | 0 | 0 | 0 | 0 | 0 | 0 | [5 empty] | 0
FL Zone 2Manufactured HomeNew |  | XXXXXXXX | Yes | Nonequipment | Storm Door | 21ft2 of Opaque Door meeting current Energy Star Version Requirements | 21ft2 of Opaque Door meeting current FL Code Requirements | Residential | New | Manufactured Home | FL Zone 2 | Space Cooling |  |  | 0 | Per 21 S.F. | [7 empty] | 2493 | 2452.474 | 40.526 | 0.016256 |  | 20 |  |  |  | 40.526 | [8 empty] | 0 | 0 | 0 | 0 | 0 | 0 | 0 | [5 empty] | 0
FL Zone 2Single FamilyExisting |  | XXXXXXXX | Yes | Nonequipment | Storm Door | 21ft2 of Opaque Door meeting current Energy Star Version Requirements | 21ft2 of Opaque Door meeting current FL Code Requirements | Residential | Existing | Single Family | FL Zone 2 | Space Heating |  |  | 0 | Per 21 S.F. | [7 empty] | 2870.15 | 2779.7076 | 90.4424 | 0.031511 |  | 20 |  |  |  | 90.4424 | [8 empty] | 0 | 0 | 0 | 0 | 0 | 0 | 0 | [5 empty] | 0
FL Zone 2Multi-FamilyExisting |  | XXXXXXXX | Yes | Nonequipment | Storm Door | 21ft2 of Opaque Door meeting current Energy Star Version Requirements | 21ft2 of Opaque Door meeting current FL Code Requirements | Residential | Existing | Multi-Family | FL Zone 2 | Space Heating |  |  | 0 | Per 21 S.F. | [7 empty] | 2488 | 2397.5576 | 90.4424 | 0.036351 |  | 20 |  |  |  | 90.4424 | [8 empty] | 0 | 0 | 0 | 0 | 0 | 0 | 0 | [5 empty] | 0
FL Zone 2Manufactured HomeExisting |  | XXXXXXXX | Yes | Nonequipment | Storm Door | 21ft2 of Opaque Door meeting current Energy Star Version Requirements | 21ft2 of Opaque Door meeting current FL Code Requirements | Residential | Existing | Manufactured Home | FL Zone 2 | Space Heating |  |  | 0 | Per 21 S.F. | [7 empty] | 3980 | 3889.5576 | 90.4424 | 0.022724 |  | 20 |  |  |  | 90.4424 | [8 empty] | 0 | 0 | 0 | 0 | 0 | 0 | 0 | [5 empty] | 0
FL Zone 2Single FamilyNew |  | XXXXXXXX | Yes | Nonequipment | Storm Door | 21ft2 of Opaque Door meeting current Energy Star Version Requirements | 21ft2 of Opaque Door meeting current FL Code Requirements | Residential | New | Single Family | FL Zone 2 | Space Heating |  |  | 0 | Per 21 S.F. | [7 empty] | 2870.15 | 2810.2319 | 59.9181 | 0.020876 |  | 20 |  |  |  | 59.9181 | [8 empty] | 0 | 0 | 0 | 0 | 0 | 0 | 0 | [5 empty] | 0
FL Zone 2Multi-FamilyNew |  | XXXXXXXX | Yes | Nonequipment | Storm Door | 21ft2 of Opaque Door meeting current Energy Star Version Requirements | 21ft2 of Opaque Door meeting current FL Code Requirements | Residential | New | Multi-Family | FL Zone 2 | Space Heating |  |  | 0 | Per 21 S.F. | [7 empty] | 2488 | 2428.0819 | 59.9181 | 0.024083 |  | 20 |  |  |  | 59.9181 | [8 empty] | 0 | 0 | 0 | 0 | 0 | 0 | 0 | [5 empty] | 0
FL Zone 2Manufactured HomeNew |  | XXXXXXXX | Yes | Nonequipment | Storm Door | 21ft2 of Opaque Door meeting current Energy Star Version Requirements | 21ft2 of Opaque Door meeting current FL Code Requirements | Residential | New | Manufactured Home | FL Zone 2 | Space Heating |  |  | 0 | Per 21 S.F. | [7 empty] | 3980 | 3920.0819 | 59.9181 | 0.015055 |  | 20 |  |  |  | 59.9181 | [8 empty] | 0 | 0 | 0 | 0 | 0 | 0 | 0 | [5 empty] | 0
FL Zone 2Single FamilyExisting |  | XXXXXXXX | Yes | Nonequipment | Thermostatic Shower Restriction Valve | Hot Water Loop with 50 Gallon Electric Resistance Heater and Pressure Balance Shower Valves | Standard Hot Water Loop with 50 Gallon Electric Resistance Heater and Standard Shower Valves | Residential | Existing | Single Family | FL Zone 2 | Domestic Hot Water |  |  | 0 | Per Valve | [7 empty] | 1931 | 1838.3587 | 92.6413 | 0.047976 |  | 10 |  |  |  | 92.6413 | [8 empty] | 0 | 0 | 0 | 0 | 0 | 0 | 0 | [5 empty] | 0
FL Zone 2Multi-FamilyExisting |  | XXXXXXXX | Yes | Nonequipment | Thermostatic Shower Restriction Valve | Hot Water Loop with 50 Gallon Electric Resistance Heater and Pressure Balance Shower Valves | Standard Hot Water Loop with 50 Gallon Electric Resistance Heater and Standard Shower Valves | Residential | Existing | Multi-Family | FL Zone 2 | Domestic Hot Water |  |  | 0 | Per Valve | [7 empty] | 1654 | 1581.1778 | 72.8222 | 0.044028 |  | 10 |  |  |  | 72.8222 | [8 empty] | 0 | 0 | 0 | 0 | 0 | 0 | 0 | [5 empty] | 0
FL Zone 2Manufactured HomeExisting |  | XXXXXXXX | Yes | Nonequipment | Thermostatic Shower Restriction Valve | Hot Water Loop with 50 Gallon Electric Resistance Heater and Pressure Balance Shower Valves | Standard Hot Water Loop with 50 Gallon Electric Resistance Heater and Standard Shower Valves | Residential | Existing | Manufactured Home | FL Zone 2 | Domestic Hot Water |  |  | 0 | Per Valve | [7 empty] | 2449 | 2376.7584 | 72.2416 | 0.029498 |  | 10 |  |  |  | 72.2416 | [8 empty] | 0 | 0 | 0 | 0 | 0 | 0 | 0 | [5 empty] | 0
FL Zone 2Single FamilyNew |  | XXXXXXXX | Yes | Nonequipment | Thermostatic Shower Restriction Valve | Hot Water Loop with 50 Gallon Electric Resistance Heater and Pressure Balance Shower Valves | Standard Hot Water Loop with 50 Gallon Electric Resistance Heater and Standard Shower Valves | Residential | New | Single Family | FL Zone 2 | Domestic Hot Water |  |  | 0 | Per Valve | [7 empty] | 1931 | 1838.3587 | 92.6413 | 0.047976 |  | 10 |  |  |  | 92.6413 | [8 empty] | 0 | 0 | 0 | 0 | 0 | 0 | 0 | [5 empty] | 0
FL Zone 2Multi-FamilyNew |  | XXXXXXXX | Yes | Nonequipment | Thermostatic Shower Restriction Valve | Hot Water Loop with 50 Gallon Electric Resistance Heater and Pressure Balance Shower Valves | Standard Hot Water Loop with 50 Gallon Electric Resistance Heater and Standard Shower Valves | Residential | New | Multi-Family | FL Zone 2 | Domestic Hot Water |  |  | 0 | Per Valve | [7 empty] | 1654 | 1581.1778 | 72.8222 | 0.044028 |  | 10 |  |  |  | 72.8222 | [8 empty] | 0 | 0 | 0 | 0 | 0 | 0 | 0 | [5 empty] | 0
FL Zone 2Manufactured HomeNew |  | XXXXXXXX | Yes | Nonequipment | Thermostatic Shower Restriction Valve | Hot Water Loop with 50 Gallon Electric Resistance Heater and Pressure Balance Shower Valves | Standard Hot Water Loop with 50 Gallon Electric Resistance Heater and Standard Shower Valves | Residential | New | Manufactured Home | FL Zone 2 | Domestic Hot Water |  |  | 0 | Per Valve | [7 empty] | 2449 | 2376.7584 | 72.2416 | 0.029498 |  | 10 |  |  |  | 72.2416 | [8 empty] | 0 | 0 | 0 | 0 | 0 | 0 | 0 | [5 empty] | 0
FL Zone 2Single FamilyTurnover |  | XXXXXXXX | Yes | Equipment | Two Speed Pool Pump | Dual Speed Pool Pump Motor | Single Speed Pool Pump Motor | Residential | Turnover | Single Family | FL Zone 2 | Miscellaneous | Pool pump |  | 0 | Per Pool | [7 empty] | 2926 | 1118.1673 | 1807.8327 | 0.61785 |  | 10 |  |  |  | 3100.8409 | [8 empty] | 0 | 0 | 0 | 0 | 0 | 0 | 0 | [5 empty] | 0
FL Zone 2Multi-FamilyTurnover |  | XXXXXXXX | Yes | Equipment | Two Speed Pool Pump | Dual Speed Pool Pump Motor | Single Speed Pool Pump Motor | Residential | Turnover | Multi-Family | FL Zone 2 | Miscellaneous | Pool pump |  | 0 | Per Pool | [7 empty] | 2926 | 1118.1673 | 1807.8327 | 0.61785 |  | 10 |  |  |  | 3100.8409 | [8 empty] | 0 | 0 | 0 | 0 | 0 | 0 | 0 | [5 empty] | 0
FL Zone 2Manufactured HomeTurnover |  | XXXXXXXX | Yes | Equipment | Two Speed Pool Pump | Dual Speed Pool Pump Motor | Single Speed Pool Pump Motor | Residential | Turnover | Manufactured Home | FL Zone 2 | Miscellaneous | Pool pump |  | 0 | Per Pool | [7 empty] | 2926 | 1118.1673 | 1807.8327 | 0.61785 |  | 10 |  |  |  | 3100.8409 | [8 empty] | 0 | 0 | 0 | 0 | 0 | 0 | 0 | [5 empty] | 0
FL Zone 2Single FamilyNew |  | XXXXXXXX | Yes | Equipment | Two Speed Pool Pump | Dual Speed Pool Pump Motor | Single Speed Pool Pump Motor | Residential | New | Single Family | FL Zone 2 | Miscellaneous | Pool pump |  | 0 | Per Pool | [7 empty] | 2926 | 1118.1673 | 1807.8327 | 0.61785 |  | 10 |  |  |  | 3100.8409 | [8 empty] | 0 | 0 | 0 | 0 | 0 | 0 | 0 | [5 empty] | 0
FL Zone 2Multi-FamilyNew |  | XXXXXXXX | Yes | Equipment | Two Speed Pool Pump | Dual Speed Pool Pump Motor | Single Speed Pool Pump Motor | Residential | New | Multi-Family | FL Zone 2 | Miscellaneous | Pool pump |  | 0 | Per Pool | [7 empty] | 2926 | 1118.1673 | 1807.8327 | 0.61785 |  | 10 |  |  |  | 3100.8409 | [8 empty] | 0 | 0 | 0 | 0 | 0 | 0 | 0 | [5 empty] | 0
FL Zone 2Manufactured HomeNew |  | XXXXXXXX | Yes | Equipment | Two Speed Pool Pump | Dual Speed Pool Pump Motor | Single Speed Pool Pump Motor | Residential | New | Manufactured Home | FL Zone 2 | Miscellaneous | Pool pump |  | 0 | Per Pool | [7 empty] | 2926 | 1118.1673 | 1807.8327 | 0.61785 |  | 10 |  |  |  | 3100.8409 | [8 empty] | 0 | 0 | 0 | 0 | 0 | 0 | 0 | [5 empty] | 0
FL Zone 2Single FamilyTurnover |  | XXXXXXXX | Yes | Equipment | Variable Refrigerant Flow (VRF) HVAC Systems | Variable Refrigerant Flow (VRF) HVAC Systems | Code-Compliant ASHP, 14 SEER, 8.2 HSPF | Residential | Turnover | Single Family | FL Zone 2 | Space Cooling | Room AC |  | 0 | Per Unit | [7 empty] | 3747.04 | 2779.5363 | 967.5037 | 0.2582 |  | 13 |  |  |  | 967.5037 | [8 empty] | 0 | 0 | 0 | 0 | 0 | 0 | 0 | [5 empty] | 0
FL Zone 2Multi-FamilyTurnover |  | XXXXXXXX | Yes | Equipment | Variable Refrigerant Flow (VRF) HVAC Systems | Variable Refrigerant Flow (VRF) HVAC Systems | Code-Compliant ASHP, 14 SEER, 8.2 HSPF | Residential | Turnover | Multi-Family | FL Zone 2 | Space Cooling | Room AC |  | 0 | Per Unit | [7 empty] | 1815 | 1334.5459 | 480.4541 | 0.26471 |  | 13 |  |  |  | 480.4541 | [8 empty] | 0 | 0 | 0 | 0 | 0 | 0 | 0 | [5 empty] | 0
FL Zone 2Manufactured HomeTurnover |  | XXXXXXXX | Yes | Equipment | Variable Refrigerant Flow (VRF) HVAC Systems | Variable Refrigerant Flow (VRF) HVAC Systems | Code-Compliant ASHP, 14 SEER, 8.2 HSPF | Residential | Turnover | Manufactured Home | FL Zone 2 | Space Cooling | Room AC |  | 0 | Per Unit | [7 empty] | 2493 | 1834.9565 | 658.0435 | 0.26396 |  | 13 |  |  |  | 658.0435 | [8 empty] | 0 | 0 | 0 | 0 | 0 | 0 | 0 | [5 empty] | 0
FL Zone 2Single FamilyNew |  | XXXXXXXX | Yes | Equipment | Variable Refrigerant Flow (VRF) HVAC Systems | Variable Refrigerant Flow (VRF) HVAC Systems | Code-Compliant ASHP, 14 SEER, 8.2 HSPF | Residential | New | Single Family | FL Zone 2 | Space Cooling | Room AC |  | 0 | Per Unit | [7 empty] | 3747.04 | 2779.5363 | 967.5037 | 0.2582 |  | 13 |  |  |  | 967.5037 | [8 empty] | 0 | 0 | 0 | 0 | 0 | 0 | 0 | [5 empty] | 0
FL Zone 2Multi-FamilyNew |  | XXXXXXXX | Yes | Equipment | Variable Refrigerant Flow (VRF) HVAC Systems | Variable Refrigerant Flow (VRF) HVAC Systems | Code-Compliant ASHP, 14 SEER, 8.2 HSPF | Residential | New | Multi-Family | FL Zone 2 | Space Cooling | Room AC |  | 0 | Per Unit | [7 empty] | 1815 | 1334.5459 | 480.4541 | 0.26471 |  | 13 |  |  |  | 480.4541 | [8 empty] | 0 | 0 | 0 | 0 | 0 | 0 | 0 | [5 empty] | 0
FL Zone 2Manufactured HomeNew |  | XXXXXXXX | Yes | Equipment | Variable Refrigerant Flow (VRF) HVAC Systems | Variable Refrigerant Flow (VRF) HVAC Systems | Code-Compliant ASHP, 14 SEER, 8.2 HSPF | Residential | New | Manufactured Home | FL Zone 2 | Space Cooling | Room AC |  | 0 | Per Unit | [7 empty] | 2493 | 1834.9565 | 658.0435 | 0.26396 |  | 13 |  |  |  | 658.0435 | [8 empty] | 0 | 0 | 0 | 0 | 0 | 0 | 0 | [5 empty] | 0
FL Zone 2Single FamilyTurnover |  | XXXXXXXX | Yes | Equipment | Variable Refrigerant Flow (VRF) HVAC Systems | Variable Refrigerant Flow (VRF) HVAC Systems | Code-Compliant ASHP, 14 SEER, 8.2 HSPF | Residential | Turnover | Single Family | FL Zone 2 | Space Heating | Central forced air |  | 0 | Per Unit | [7 empty] | 2870.15 | 2129.0635 | 741.0865 | 0.2582 |  | 13 |  |  |  | 741.0865 | [8 empty] | 0 | 0 | 0 | 0 | 0 | 0 | 0 | [5 empty] | 0
FL Zone 2Multi-FamilyTurnover |  | XXXXXXXX | Yes | Equipment | Variable Refrigerant Flow (VRF) HVAC Systems | Variable Refrigerant Flow (VRF) HVAC Systems | Code-Compliant ASHP, 14 SEER, 8.2 HSPF | Residential | Turnover | Multi-Family | FL Zone 2 | Space Heating | Central forced air |  | 0 | Per Unit | [7 empty] | 2488 | 1829.394 | 658.606 | 0.26471 |  | 13 |  |  |  | 658.606 | [8 empty] | 0 | 0 | 0 | 0 | 0 | 0 | 0 | [5 empty] | 0
FL Zone 2Manufactured HomeTurnover |  | XXXXXXXX | Yes | Equipment | Variable Refrigerant Flow (VRF) HVAC Systems | Variable Refrigerant Flow (VRF) HVAC Systems | Code-Compliant ASHP, 14 SEER, 8.2 HSPF | Residential | Turnover | Manufactured Home | FL Zone 2 | Space Heating | Central forced air |  | 0 | Per Unit | [7 empty] | 3980 | 2929.4532 | 1050.5468 | 0.26396 |  | 13 |  |  |  | 1050.5468 | [8 empty] | 0 | 0 | 0 | 0 | 0 | 0 | 0 | [5 empty] | 0
FL Zone 2Single FamilyNew |  | XXXXXXXX | Yes | Equipment | Variable Refrigerant Flow (VRF) HVAC Systems | Variable Refrigerant Flow (VRF) HVAC Systems | Code-Compliant ASHP, 14 SEER, 8.2 HSPF | Residential | New | Single Family | FL Zone 2 | Space Heating | Central forced air |  | 0 | Per Unit | [7 empty] | 2870.15 | 2129.0635 | 741.0865 | 0.2582 |  | 13 |  |  |  | 741.0865 | [8 empty] | 0 | 0 | 0 | 0 | 0 | 0 | 0 | [5 empty] | 0
FL Zone 2Multi-FamilyNew |  | XXXXXXXX | Yes | Equipment | Variable Refrigerant Flow (VRF) HVAC Systems | Variable Refrigerant Flow (VRF) HVAC Systems | Code-Compliant ASHP, 14 SEER, 8.2 HSPF | Residential | New | Multi-Family | FL Zone 2 | Space Heating | Central forced air |  | 0 | Per Unit | [7 empty] | 2488 | 1829.394 | 658.606 | 0.26471 |  | 13 |  |  |  | 658.606 | [8 empty] | 0 | 0 | 0 | 0 | 0 | 0 | 0 | [5 empty] | 0
FL Zone 2Manufactured HomeNew |  | XXXXXXXX | Yes | Equipment | Variable Refrigerant Flow (VRF) HVAC Systems | Variable Refrigerant Flow (VRF) HVAC Systems | Code-Compliant ASHP, 14 SEER, 8.2 HSPF | Residential | New | Manufactured Home | FL Zone 2 | Space Heating | Central forced air |  | 0 | Per Unit | [7 empty] | 3980 | 2929.4532 | 1050.5468 | 0.26396 |  | 13 |  |  |  | 1050.5468 | [8 empty] | 0 | 0 | 0 | 0 | 0 | 0 | 0 | [5 empty] | 0
FL Zone 2Single FamilyTurnover |  | XXXXXXXX | Yes | Equipment | Variable Speed Pool Pump | Variable Speed Pool Pump Motor | Single Speed Pool Pump Motor | Residential | Turnover | Single Family | FL Zone 2 | Miscellaneous | Pool pump |  | 0 | Per Pool | [7 empty] | 2926 | 1042.72 | 1883.28 | 0.64364 |  | 10 |  |  |  | 3230.25 | [8 empty] | 0 | 0 | 0 | 0 | 0 | 0 | 0 | [5 empty] | 0
FL Zone 2Multi-FamilyTurnover |  | XXXXXXXX | Yes | Equipment | Variable Speed Pool Pump | Variable Speed Pool Pump Motor | Single Speed Pool Pump Motor | Residential | Turnover | Multi-Family | FL Zone 2 | Miscellaneous | Pool pump |  | 0 | Per Pool | [7 empty] | 2926 | 1042.72 | 1883.28 | 0.64364 |  | 10 |  |  |  | 3230.25 | [8 empty] | 0 | 0 | 0 | 0 | 0 | 0 | 0 | [5 empty] | 0
FL Zone 2Manufactured HomeTurnover |  | XXXXXXXX | Yes | Equipment | Variable Speed Pool Pump | Variable Speed Pool Pump Motor | Single Speed Pool Pump Motor | Residential | Turnover | Manufactured Home | FL Zone 2 | Miscellaneous | Pool pump |  | 0 | Per Pool | [7 empty] | 2926 | 1042.72 | 1883.28 | 0.64364 |  | 10 |  |  |  | 3230.25 | [8 empty] | 0 | 0 | 0 | 0 | 0 | 0 | 0 | [5 empty] | 0
FL Zone 2Single FamilyNew |  | XXXXXXXX | Yes | Equipment | Variable Speed Pool Pump | Variable Speed Pool Pump Motor | Single Speed Pool Pump Motor | Residential | New | Single Family | FL Zone 2 | Miscellaneous | Pool pump |  | 0 | Per Pool | [7 empty] | 2926 | 1042.72 | 1883.28 | 0.64364 |  | 10 |  |  |  | 3230.25 | [8 empty] | 0 | 0 | 0 | 0 | 0 | 0 | 0 | [5 empty] | 0
FL Zone 2Multi-FamilyNew |  | XXXXXXXX | Yes | Equipment | Variable Speed Pool Pump | Variable Speed Pool Pump Motor | Single Speed Pool Pump Motor | Residential | New | Multi-Family | FL Zone 2 | Miscellaneous | Pool pump |  | 0 | Per Pool | [7 empty] | 2926 | 1042.72 | 1883.28 | 0.64364 |  | 10 |  |  |  | 3230.25 | [8 empty] | 0 | 0 | 0 | 0 | 0 | 0 | 0 | [5 empty] | 0
FL Zone 2Manufactured HomeNew |  | XXXXXXXX | Yes | Equipment | Variable Speed Pool Pump | Variable Speed Pool Pump Motor | Single Speed Pool Pump Motor | Residential | New | Manufactured Home | FL Zone 2 | Miscellaneous | Pool pump |  | 0 | Per Pool | [7 empty] | 2926 | 1042.72 | 1883.28 | 0.64364 |  | 10 |  |  |  | 3230.25 | [8 empty] | 0 | 0 | 0 | 0 | 0 | 0 | 0 | [5 empty] | 0
FL Zone 2Single FamilyExisting |  | XXXXXXXX | Yes | Nonequipment | Wall Insulation | Increased Exterior Above-Grade Wall Insulation (R-13) | Market Average Existing Exterior Above-Grade Wall Insulation | Residential | Existing | Single Family | FL Zone 2 | Space Cooling |  |  | 0 | Per Home | [7 empty] | 4420 | 4177 | 243 | 0.054977 |  | 20 |  |  |  | 243 | [8 empty] | 0 | 0 | 0 | 0 | 0 | 0 | 0 | [5 empty] | 0
FL Zone 2Multi-FamilyExisting |  | XXXXXXXX | Yes | Nonequipment | Wall Insulation | Increased Exterior Above-Grade Wall Insulation (R-13) | Market Average Existing Exterior Above-Grade Wall Insulation | Residential | Existing | Multi-Family | FL Zone 2 | Space Cooling |  |  | 0 | Per Home | [7 empty] | 2231 | 2175 | 56 | 0.025101 |  | 20 |  |  |  | 56 | [8 empty] | 0 | 0 | 0 | 0 | 0 | 0 | 0 | [5 empty] | 0
FL Zone 2Manufactured HomeExisting |  | XXXXXXXX | Yes | Nonequipment | Wall Insulation | Increased Exterior Above-Grade Wall Insulation (R-13) | Market Average Existing Exterior Above-Grade Wall Insulation | Residential | Existing | Manufactured Home | FL Zone 2 | Space Cooling |  |  | 0 | Per Home | [7 empty] | 3409 | 3246 | 163 | 0.047815 |  | 20 |  |  |  | 163 | [8 empty] | 0 | 0 | 0 | 0 | 0 | 0 | 0 | [5 empty] | 0
FL Zone 2Single FamilyNew |  | XXXXXXXX | Yes | Nonequipment | Wall Insulation | Increased Exterior Above-Grade Wall Insulation (R-13) | Market Average Existing Exterior Above-Grade Wall Insulation | Residential | New | Single Family | FL Zone 2 | Space Cooling |  |  | 0 | Per Home | [7 empty] | 4420 | 4420 | 0 | 0 |  | 20 |  |  |  | 0 | [8 empty] | 0 | 0 | 0 | 0 | 0 | 0 | 0 | [5 empty] | 0
FL Zone 2Multi-FamilyNew |  | XXXXXXXX | Yes | Nonequipment | Wall Insulation | Increased Exterior Above-Grade Wall Insulation (R-13) | Market Average Existing Exterior Above-Grade Wall Insulation | Residential | New | Multi-Family | FL Zone 2 | Space Cooling |  |  | 0 | Per Home | [7 empty] | 2231 | 2231 | 0 | 0 |  | 20 |  |  |  | 0 | [8 empty] | 0 | 0 | 0 | 0 | 0 | 0 | 0 | [5 empty] | 0
FL Zone 2Manufactured HomeNew |  | XXXXXXXX | Yes | Nonequipment | Wall Insulation | Increased Exterior Above-Grade Wall Insulation (R-13) | Market Average Existing Exterior Above-Grade Wall Insulation | Residential | New | Manufactured Home | FL Zone 2 | Space Cooling |  |  | 0 | Per Home | [7 empty] | 3409 | 3409 | 0 | 0 |  | 20 |  |  |  | 0 | [8 empty] | 0 | 0 | 0 | 0 | 0 | 0 | 0 | [5 empty] | 0
FL Zone 2Single FamilyExisting |  | XXXXXXXX | Yes | Nonequipment | Wall Insulation | Increased Exterior Above-Grade Wall Insulation (R-13) | Market Average Existing Exterior Above-Grade Wall Insulation | Residential | Existing | Single Family | FL Zone 2 | Space Heating |  |  | 0 | Per Home | [7 empty] | 3212 | 2342 | 870 | 0.27086 |  | 20 |  |  |  | 870 | [8 empty] | 0 | 0 | 0 | 0 | 0 | 0 | 0 | [5 empty] | 0
FL Zone 2Multi-FamilyExisting |  | XXXXXXXX | Yes | Nonequipment | Wall Insulation | Increased Exterior Above-Grade Wall Insulation (R-13) | Market Average Existing Exterior Above-Grade Wall Insulation | Residential | Existing | Multi-Family | FL Zone 2 | Space Heating |  |  | 0 | Per Home | [7 empty] | 1199 | 864 | 335 | 0.2794 |  | 20 |  |  |  | 335 | [8 empty] | 0 | 0 | 0 | 0 | 0 | 0 | 0 | [5 empty] | 0
FL Zone 2Manufactured HomeExisting |  | XXXXXXXX | Yes | Nonequipment | Wall Insulation | Increased Exterior Above-Grade Wall Insulation (R-13) | Market Average Existing Exterior Above-Grade Wall Insulation | Residential | Existing | Manufactured Home | FL Zone 2 | Space Heating |  |  | 0 | Per Home | [7 empty] | 2027 | 1331 | 696 | 0.34336 |  | 20 |  |  |  | 696 | [8 empty] | 0 | 0 | 0 | 0 | 0 | 0 | 0 | [5 empty] | 0
FL Zone 2Single FamilyNew |  | XXXXXXXX | Yes | Nonequipment | Wall Insulation | Increased Exterior Above-Grade Wall Insulation (R-13) | Market Average Existing Exterior Above-Grade Wall Insulation | Residential | New | Single Family | FL Zone 2 | Space Heating |  |  | 0 | Per Home | [7 empty] | 3212 | 3212 | 0 | 0 |  | 20 |  |  |  | 0 | [8 empty] | 0 | 0 | 0 | 0 | 0 | 0 | 0 | [5 empty] | 0
FL Zone 2Multi-FamilyNew |  | XXXXXXXX | Yes | Nonequipment | Wall Insulation | Increased Exterior Above-Grade Wall Insulation (R-13) | Market Average Existing Exterior Above-Grade Wall Insulation | Residential | New | Multi-Family | FL Zone 2 | Space Heating |  |  | 0 | Per Home | [7 empty] | 1199 | 1199 | 0 | 0 |  | 20 |  |  |  | 0 | [8 empty] | 0 | 0 | 0 | 0 | 0 | 0 | 0 | [5 empty] | 0
FL Zone 2Manufactured HomeNew |  | XXXXXXXX | Yes | Nonequipment | Wall Insulation | Increased Exterior Above-Grade Wall Insulation (R-13) | Market Average Existing Exterior Above-Grade Wall Insulation | Residential | New | Manufactured Home | FL Zone 2 | Space Heating |  |  | 0 | Per Home | [7 empty] | 2027 | 2027 | 0 | 0 |  | 20 |  |  |  | 0 | [8 empty] | 0 | 0 | 0 | 0 | 0 | 0 | 0 | [5 empty] | 0
FL Zone 2Single FamilyExisting |  | XXXXXXXX | Yes | Nonequipment | Water Heater Blanket | 50 Gallon Electric Resistance Water Heater with Insulated Tank Wrap (R-11) | Market Average 50 Gallon Electric Resistance Water Heater, No Tank Wrap | Residential | Existing | Single Family | FL Zone 2 | Domestic Hot Water |  |  | 0 | Per End Use Consumption | [7 empty] | 1931 | 1667.0541 | 263.9459 | 0.13669 |  | 7 |  |  |  | 263.9459 | [8 empty] | 0 | 0 | 0 | 0 | 0 | 0 | 0 | [5 empty] | 0
FL Zone 2Multi-FamilyExisting |  | XXXXXXXX | Yes | Nonequipment | Water Heater Blanket | 50 Gallon Electric Resistance Water Heater with Insulated Tank Wrap (R-11) | Market Average 50 Gallon Electric Resistance Water Heater, No Tank Wrap | Residential | Existing | Multi-Family | FL Zone 2 | Domestic Hot Water |  |  | 0 | Per End Use Consumption | [7 empty] | 1654 | 1390.0541 | 263.9459 | 0.15958 |  | 7 |  |  |  | 263.9459 | [8 empty] | 0 | 0 | 0 | 0 | 0 | 0 | 0 | [5 empty] | 0
FL Zone 2Manufactured HomeExisting |  | XXXXXXXX | Yes | Nonequipment | Water Heater Blanket | 50 Gallon Electric Resistance Water Heater with Insulated Tank Wrap (R-11) | Market Average 50 Gallon Electric Resistance Water Heater, No Tank Wrap | Residential | Existing | Manufactured Home | FL Zone 2 | Domestic Hot Water |  |  | 0 | Per End Use Consumption | [7 empty] | 2449 | 2185.0541 | 263.9459 | 0.10778 |  | 7 |  |  |  | 263.9459 | [8 empty] | 0 | 0 | 0 | 0 | 0 | 0 | 0 | [5 empty] | 0
FL Zone 2Single FamilyNew |  | XXXXXXXX | Yes | Nonequipment | Water Heater Blanket | 50 Gallon Electric Resistance Water Heater with Insulated Tank Wrap (R-11) | Market Average 50 Gallon Electric Resistance Water Heater, No Tank Wrap | Residential | New | Single Family | FL Zone 2 | Domestic Hot Water |  |  | 0 | Per End Use Consumption | [7 empty] | 1931 | 1678.5057 | 252.4943 | 0.13076 |  | 7 |  |  |  | 252.4943 | [8 empty] | 0 | 0 | 0 | 0 | 0 | 0 | 0 | [5 empty] | 0
FL Zone 2Multi-FamilyNew |  | XXXXXXXX | Yes | Nonequipment | Water Heater Blanket | 50 Gallon Electric Resistance Water Heater with Insulated Tank Wrap (R-11) | Market Average 50 Gallon Electric Resistance Water Heater, No Tank Wrap | Residential | New | Multi-Family | FL Zone 2 | Domestic Hot Water |  |  | 0 | Per End Use Consumption | [7 empty] | 1654 | 1401.5057 | 252.4943 | 0.15266 |  | 7 |  |  |  | 252.4943 | [8 empty] | 0 | 0 | 0 | 0 | 0 | 0 | 0 | [5 empty] | 0
FL Zone 2Manufactured HomeNew |  | XXXXXXXX | Yes | Nonequipment | Water Heater Blanket | 50 Gallon Electric Resistance Water Heater with Insulated Tank Wrap (R-11) | Market Average 50 Gallon Electric Resistance Water Heater, No Tank Wrap | Residential | New | Manufactured Home | FL Zone 2 | Domestic Hot Water |  |  | 0 | Per End Use Consumption | [7 empty] | 2449 | 2196.5057 | 252.4943 | 0.1031 |  | 7 |  |  |  | 252.4943 | [8 empty] | 0 | 0 | 0 | 0 | 0 | 0 | 0 | [5 empty] | 0
FL Zone 2Single FamilyExisting |  | XXXXXXXX | Yes | Nonequipment | Water Heater Thermostat Setback | 50 Gallon Electric Resistance Water Heater with Temperature Set-point of 125°F | Market Average 50 Gallon Electric Resistance Water Heater, Temp. Set-point = 130°F | Residential | Existing | Single Family | FL Zone 2 | Domestic Hot Water |  |  | 0 | Per Unit | [7 empty] | 1931 | 1894.4174 | 36.5826 | 0.018945 |  | 4 |  |  |  | 36.5826 | [8 empty] | 0 | 0 | 0 | 0 | 0 | 0 | 0 | [5 empty] | 0
FL Zone 2Multi-FamilyExisting |  | XXXXXXXX | Yes | Nonequipment | Water Heater Thermostat Setback | 50 Gallon Electric Resistance Water Heater with Temperature Set-point of 125°F | Market Average 50 Gallon Electric Resistance Water Heater, Temp. Set-point = 130°F | Residential | Existing | Multi-Family | FL Zone 2 | Domestic Hot Water |  |  | 0 | Per Unit | [7 empty] | 1654 | 1617.4174 | 36.5826 | 0.022118 |  | 4 |  |  |  | 36.5826 | [8 empty] | 0 | 0 | 0 | 0 | 0 | 0 | 0 | [5 empty] | 0
FL Zone 2Manufactured HomeExisting |  | XXXXXXXX | Yes | Nonequipment | Water Heater Thermostat Setback | 50 Gallon Electric Resistance Water Heater with Temperature Set-point of 125°F | Market Average 50 Gallon Electric Resistance Water Heater, Temp. Set-point = 130°F | Residential | Existing | Manufactured Home | FL Zone 2 | Domestic Hot Water |  |  | 0 | Per Unit | [7 empty] | 2449 | 2412.4174 | 36.5826 | 0.014938 |  | 4 |  |  |  | 36.5826 | [8 empty] | 0 | 0 | 0 | 0 | 0 | 0 | 0 | [5 empty] | 0
FL Zone 2Single FamilyNew |  | XXXXXXXX | Yes | Nonequipment | Water Heater Thermostat Setback | 50 Gallon Electric Resistance Water Heater with Temperature Set-point of 125°F | Market Average 50 Gallon Electric Resistance Water Heater, Temp. Set-point = 130°F | Residential | New | Single Family | FL Zone 2 | Domestic Hot Water |  |  | 0 | Per Unit | [7 empty] | 1931 | 1894.4174 | 36.5826 | 0.018945 |  | 4 |  |  |  | 36.5826 | [8 empty] | 0 | 0 | 0 | 0 | 0 | 0 | 0 | [5 empty] | 0
FL Zone 2Multi-FamilyNew |  | XXXXXXXX | Yes | Nonequipment | Water Heater Thermostat Setback | 50 Gallon Electric Resistance Water Heater with Temperature Set-point of 125°F | Market Average 50 Gallon Electric Resistance Water Heater, Temp. Set-point = 130°F | Residential | New | Multi-Family | FL Zone 2 | Domestic Hot Water |  |  | 0 | Per Unit | [7 empty] | 1654 | 1617.4174 | 36.5826 | 0.022118 |  | 4 |  |  |  | 36.5826 | [8 empty] | 0 | 0 | 0 | 0 | 0 | 0 | 0 | [5 empty] | 0
FL Zone 2Manufactured HomeNew |  | XXXXXXXX | Yes | Nonequipment | Water Heater Thermostat Setback | 50 Gallon Electric Resistance Water Heater with Temperature Set-point of 125°F | Market Average 50 Gallon Electric Resistance Water Heater, Temp. Set-point = 130°F | Residential | New | Manufactured Home | FL Zone 2 | Domestic Hot Water |  |  | 0 | Per Unit | [7 empty] | 2449 | 2412.4174 | 36.5826 | 0.014938 |  | 4 |  |  |  | 36.5826 | [8 empty] | 0 | 0 | 0 | 0 | 0 | 0 | 0 | [5 empty] | 0
FL Zone 2Single FamilyExisting |  | XXXXXXXX | Yes | Nonequipment | Water Heater Timeclock | Water Heater Timeclock | Existing Water Heater without time clock | Residential | Existing | Single Family | FL Zone 2 | Domestic Hot Water |  |  | 0 | Per End Use Consumption | [7 empty] | 1931 | 1834.45 | 96.55 | 0.05 |  | 7 |  |  |  | 96.55 | [8 empty] | 0 | 0 | 0 | 0 | 0 | 0 | 0 | [5 empty] | 0
FL Zone 2Multi-FamilyExisting |  | XXXXXXXX | Yes | Nonequipment | Water Heater Timeclock | Water Heater Timeclock | Existing Water Heater without time clock | Residential | Existing | Multi-Family | FL Zone 2 | Domestic Hot Water |  |  | 0 | Per End Use Consumption | [7 empty] | 1654 | 1571.3 | 82.7 | 0.05 |  | 7 |  |  |  | 82.7 | [8 empty] | 0 | 0 | 0 | 0 | 0 | 0 | 0 | [5 empty] | 0
FL Zone 2Manufactured HomeExisting |  | XXXXXXXX | Yes | Nonequipment | Water Heater Timeclock | Water Heater Timeclock | Existing Water Heater without time clock | Residential | Existing | Manufactured Home | FL Zone 2 | Domestic Hot Water |  |  | 0 | Per End Use Consumption | [7 empty] | 2449 | 2326.55 | 122.45 | 0.05 |  | 7 |  |  |  | 122.45 | [8 empty] | 0 | 0 | 0 | 0 | 0 | 0 | 0 | [5 empty] | 0
FL Zone 2Single FamilyNew |  | XXXXXXXX | Yes | Nonequipment | Water Heater Timeclock | Water Heater Timeclock | Existing Water Heater without time clock | Residential | New | Single Family | FL Zone 2 | Domestic Hot Water |  |  | 0 | Per End Use Consumption | [7 empty] | 1931 | 1834.45 | 96.55 | 0.05 |  | 7 |  |  |  | 96.55 | [8 empty] | 0 | 0 | 0 | 0 | 0 | 0 | 0 | [5 empty] | 0
FL Zone 2Multi-FamilyNew |  | XXXXXXXX | Yes | Nonequipment | Water Heater Timeclock | Water Heater Timeclock | Existing Water Heater without time clock | Residential | New | Multi-Family | FL Zone 2 | Domestic Hot Water |  |  | 0 | Per End Use Consumption | [7 empty] | 1654 | 1571.3 | 82.7 | 0.05 |  | 7 |  |  |  | 82.7 | [8 empty] | 0 | 0 | 0 | 0 | 0 | 0 | 0 | [5 empty] | 0
FL Zone 2Manufactured HomeNew |  | XXXXXXXX | Yes | Nonequipment | Water Heater Timeclock | Water Heater Timeclock | Existing Water Heater without time clock | Residential | New | Manufactured Home | FL Zone 2 | Domestic Hot Water |  |  | 0 | Per End Use Consumption | [7 empty] | 2449 | 2326.55 | 122.45 | 0.05 |  | 7 |  |  |  | 122.45 | [8 empty] | 0 | 0 | 0 | 0 | 0 | 0 | 0 | [5 empty] | 0
FL Zone 2Single FamilyExisting |  | XXXXXXXX | Yes | Nonequipment | Window Sun Protection | Window Film Applied to Standard Window | Standard Window with below Code Required Minimum SHGC | Residential | Existing | Single Family | FL Zone 2 | Space Cooling |  |  | 0 | Per End Use Consumpton | [7 empty] | 3747.04 | 3655.1778 | 91.8622 | 0.024516 |  | 10 |  |  |  | 91.8622 | [8 empty] | 0 | 0 | 0 | 0 | 0 | 0 | 0 | [5 empty] | 0
FL Zone 2Multi-FamilyExisting |  | XXXXXXXX | Yes | Nonequipment | Window Sun Protection | Window Film Applied to Standard Window | Standard Window with below Code Required Minimum SHGC | Residential | Existing | Multi-Family | FL Zone 2 | Space Cooling |  |  | 0 | Per End Use Consumpton | [7 empty] | 1815 | 1738.4482 | 76.5518 | 0.042177 |  | 10 |  |  |  | 76.5518 | [8 empty] | 0 | 0 | 0 | 0 | 0 | 0 | 0 | [5 empty] | 0
FL Zone 2Manufactured HomeExisting |  | XXXXXXXX | Yes | Nonequipment | Window Sun Protection | Window Film Applied to Standard Window | Standard Window with below Code Required Minimum SHGC | Residential | Existing | Manufactured Home | FL Zone 2 | Space Cooling |  |  | 0 | Per End Use Consumpton | [7 empty] | 2493 | 2431.7586 | 61.2414 | 0.024565 |  | 10 |  |  |  | 61.2414 | [8 empty] | 0 | 0 | 0 | 0 | 0 | 0 | 0 | [5 empty] | 0
FL Zone 2Single FamilyNew |  | XXXXXXXX | Yes | Nonequipment | Window Sun Protection | Window Film Applied to Standard Window | Standard Window with below Code Required Minimum SHGC | Residential | New | Single Family | FL Zone 2 | Space Cooling |  |  | 0 | Per End Use Consumpton | [7 empty] | 3747.04 | 3655.1778 | 91.8622 | 0.024516 |  | 10 |  |  |  | 91.8622 | [8 empty] | 0 | 0 | 0 | 0 | 0 | 0 | 0 | [5 empty] | 0
FL Zone 2Multi-FamilyNew |  | XXXXXXXX | Yes | Nonequipment | Window Sun Protection | Window Film Applied to Standard Window | Standard Window with below Code Required Minimum SHGC | Residential | New | Multi-Family | FL Zone 2 | Space Cooling |  |  | 0 | Per End Use Consumpton | [7 empty] | 1815 | 1738.4482 | 76.5518 | 0.042177 |  | 10 |  |  |  | 76.5518 | [8 empty] | 0 | 0 | 0 | 0 | 0 | 0 | 0 | [5 empty] | 0
FL Zone 2Manufactured HomeNew |  | XXXXXXXX | Yes | Nonequipment | Window Sun Protection | Window Film Applied to Standard Window | Standard Window with below Code Required Minimum SHGC | Residential | New | Manufactured Home | FL Zone 2 | Space Cooling |  |  | 0 | Per End Use Consumpton | [7 empty] | 2493 | 2431.7586 | 61.2414 | 0.024565 |  | 10 |  |  |  | 61.2414 | [8 empty] | 0 | 0 | 0 | 0 | 0 | 0 | 0 | [5 empty] | 0

## Input_Dashboard
Measure Type | Name | Description | Baseline Description | Sector | Vintage | Segment | Zone | Unit | Applicability | Baseline EUI (kWh) | Measure EUI (kWh) | Savings EUI (kWh) | Energy Savings % | Full Measure Life (yrs) | Summer Peak Savings (Kw) | Winter Peak Savings (Kw) | Incremental Cost | Unit | Baseline Material Cost | Source | Baseline Labor Cost | Source | Efficient Material Cost | Source | Efficient Labor Cost | Source
Equipment | Energy Star Clothes Dryer | One Electric Resistance Clothes Dryer meeting ENERGY STAR® 1.0 Standards | High Efficiency Clothes Dryer (EF=3.01 w/moisture sensor) | Residential | Turnover | Single Family | FL Zone 2 | Per Appliance | 46% | 699.5024 | 553.5503 | 145.9522 | 20.87% | 11 | 0.022953 | 0.013331 | 249 | Per Unit | 549 | https://www.homedepot.com/p/Whirlpool-7-0-cu-ft-Electric-Dryer-in-White-WED4616FW/207080590 | 163.76 | rate at $81.88/per labor hour, assume 2 hours work, reference: https://www.homewyse.com/costs/cost_of_electric_dryers.html | 798 | https://www.homedepot.com/p/Samsung-7-4-cu-ft-Electric-Dryer-with-Steam-in-Black-Stainless-ENERGY-STAR-DVE52M7750V/301531371 | 163.76 | rate at $81.88/per labor hour, assume 2 hours work, reference: https://www.homewyse.com/costs/cost_of_electric_dryers.html
Equipment | Energy Star Clothes Dryer | One Electric Resistance Clothes Dryer meeting ENERGY STAR® 1.0 Standards | High Efficiency Clothes Dryer (EF=3.01 w/moisture sensor) | Residential | Turnover | Multi-Family | FL Zone 2 | Per Appliance | 46% | 699.5024 | 553.5503 | 145.9522 | 20.87% | 11 | 0.022953 | 0.013331 | 249 | Per Unit | 549 | https://www.homedepot.com/p/Whirlpool-7-0-cu-ft-Electric-Dryer-in-White-WED4616FW/207080590 | 163.76 | rate at $81.88/per labor hour, assume 2 hours work, reference: https://www.homewyse.com/costs/cost_of_electric_dryers.html | 798 | https://www.homedepot.com/p/Samsung-7-4-cu-ft-Electric-Dryer-with-Steam-in-Black-Stainless-ENERGY-STAR-DVE52M7750V/301531371 | 163.76 | rate at $81.88/per labor hour, assume 2 hours work, reference: https://www.homewyse.com/costs/cost_of_electric_dryers.html
Equipment | Energy Star Clothes Dryer | One Electric Resistance Clothes Dryer meeting ENERGY STAR® 1.0 Standards | High Efficiency Clothes Dryer (EF=3.01 w/moisture sensor) | Residential | Turnover | Manufactured Home | FL Zone 2 | Per Appliance | 46% | 699.5024 | 553.5503 | 145.9522 | 20.87% | 11 | 0.022953 | 0.013331 | 249 | Per Unit | 549 | https://www.homedepot.com/p/Whirlpool-7-0-cu-ft-Electric-Dryer-in-White-WED4616FW/207080590 | 163.76 | rate at $81.88/per labor hour, assume 2 hours work, reference: https://www.homewyse.com/costs/cost_of_electric_dryers.html | 798 | https://www.homedepot.com/p/Samsung-7-4-cu-ft-Electric-Dryer-with-Steam-in-Black-Stainless-ENERGY-STAR-DVE52M7750V/301531371 | 163.76 | rate at $81.88/per labor hour, assume 2 hours work, reference: https://www.homewyse.com/costs/cost_of_electric_dryers.html
Equipment | Energy Star Clothes Dryer | One Electric Resistance Clothes Dryer meeting ENERGY STAR® 1.0 Standards | High Efficiency Clothes Dryer (EF=3.01 w/moisture sensor) | Residential | New | Single Family | FL Zone 2 | Per Appliance | 46% | 699.5024 | 553.5503 | 145.9522 | 20.87% | 11 | 0.022953 | 0.013331 | 249 | Per Unit | 549 | https://www.homedepot.com/p/Whirlpool-7-0-cu-ft-Electric-Dryer-in-White-WED4616FW/207080590 | 163.76 | rate at $81.88/per labor hour, assume 2 hours work, reference: https://www.homewyse.com/costs/cost_of_electric_dryers.html | 798 | https://www.homedepot.com/p/Samsung-7-4-cu-ft-Electric-Dryer-with-Steam-in-Black-Stainless-ENERGY-STAR-DVE52M7750V/301531371 | 163.76 | rate at $81.88/per labor hour, assume 2 hours work, reference: https://www.homewyse.com/costs/cost_of_electric_dryers.html
Equipment | Energy Star Clothes Dryer | One Electric Resistance Clothes Dryer meeting ENERGY STAR® 1.0 Standards | High Efficiency Clothes Dryer (EF=3.01 w/moisture sensor) | Residential | New | Multi-Family | FL Zone 2 | Per Appliance | 46% | 699.5024 | 553.5503 | 145.9522 | 20.87% | 11 | 0.022953 | 0.013331 | 249 | Per Unit | 549 | https://www.homedepot.com/p/Whirlpool-7-0-cu-ft-Electric-Dryer-in-White-WED4616FW/207080590 | 163.76 | rate at $81.88/per labor hour, assume 2 hours work, reference: https://www.homewyse.com/costs/cost_of_electric_dryers.html | 798 | https://www.homedepot.com/p/Samsung-7-4-cu-ft-Electric-Dryer-with-Steam-in-Black-Stainless-ENERGY-STAR-DVE52M7750V/301531371 | 163.76 | rate at $81.88/per labor hour, assume 2 hours work, reference: https://www.homewyse.com/costs/cost_of_electric_dryers.html
Equipment | Energy Star Clothes Dryer | One Electric Resistance Clothes Dryer meeting ENERGY STAR® 1.0 Standards | High Efficiency Clothes Dryer (EF=3.01 w/moisture sensor) | Residential | New | Manufactured Home | FL Zone 2 | Per Appliance | 46% | 699.5024 | 553.5503 | 145.9522 | 20.87% | 11 | 0.022953 | 0.013331 | 249 | Per Unit | 549 | https://www.homedepot.com/p/Whirlpool-7-0-cu-ft-Electric-Dryer-in-White-WED4616FW/207080590 | 163.76 | rate at $81.88/per labor hour, assume 2 hours work, reference: https://www.homewyse.com/costs/cost_of_electric_dryers.html | 798 | https://www.homedepot.com/p/Samsung-7-4-cu-ft-Electric-Dryer-with-Steam-in-Black-Stainless-ENERGY-STAR-DVE52M7750V/301531371 | 163.76 | rate at $81.88/per labor hour, assume 2 hours work, reference: https://www.homewyse.com/costs/cost_of_electric_dryers.html
Equipment | Energy Star Clothes Washer | One Clothes Washer meeting ENERGY STAR® 7.1 Standards | One Clothes Washer meeting Federal Standard | Residential | Turnover | Single Family | FL Zone 2 | Per Appliance | 54% | 1440.7595 | 896.2205 | 544.539 | 37.8% | 11 | 0.085635 | 0.049737 | 58.34 | Per Unit | 731.75 | NEEP Incremental Cost Recommendations 2017 - average of clothes washer types (https://neep.org/sites/default/files/resources/Incremental_Cost_Recommendations_Non_Lighting_050917.xlsx) | 163.76 | rate at $81.88/per labor hour, assume 2 hours work, reference: https://www.homewyse.com/costs/cost_of_front_loading_washing_machines.html | 790.09 | NEEP Incremental Cost Recommendations 2017 - average of clothes washer types (https://neep.org/sites/default/files/resources/Incremental_Cost_Recommendations_Non_Lighting_050917.xlsx) | 163.76 | rate at $81.88/per labor hour, assume 2 hours work, reference: https://www.homewyse.com/costs/cost_of_front_loading_washing_machines.html
Equipment | Energy Star Clothes Washer | One Clothes Washer meeting ENERGY STAR® 7.1 Standards | One Clothes Washer meeting Federal Standard | Residential | Turnover | Multi-Family | FL Zone 2 | Per Appliance | 54% | 1440.7595 | 896.2205 | 544.539 | 37.8% | 11 | 0.085635 | 0.049737 | 58.34 | Per Unit | 731.75 | NEEP Incremental Cost Recommendations 2017 - average of clothes washer types (https://neep.org/sites/default/files/resources/Incremental_Cost_Recommendations_Non_Lighting_050917.xlsx) | 163.76 | rate at $81.88/per labor hour, assume 2 hours work, reference: https://www.homewyse.com/costs/cost_of_front_loading_washing_machines.html | 790.09 | NEEP Incremental Cost Recommendations 2017 - average of clothes washer types (https://neep.org/sites/default/files/resources/Incremental_Cost_Recommendations_Non_Lighting_050917.xlsx) | 163.76 | rate at $81.88/per labor hour, assume 2 hours work, reference: https://www.homewyse.com/costs/cost_of_front_loading_washing_machines.html
Equipment | Energy Star Clothes Washer | One Clothes Washer meeting ENERGY STAR® 7.1 Standards | One Clothes Washer meeting Federal Standard | Residential | Turnover | Manufactured Home | FL Zone 2 | Per Appliance | 54% | 1440.7595 | 896.2205 | 544.539 | 37.8% | 11 | 0.085635 | 0.049737 | 58.34 | Per Unit | 731.75 | NEEP Incremental Cost Recommendations 2017 - average of clothes washer types (https://neep.org/sites/default/files/resources/Incremental_Cost_Recommendations_Non_Lighting_050917.xlsx) | 163.76 | rate at $81.88/per labor hour, assume 2 hours work, reference: https://www.homewyse.com/costs/cost_of_front_loading_washing_machines.html | 790.09 | NEEP Incremental Cost Recommendations 2017 - average of clothes washer types (https://neep.org/sites/default/files/resources/Incremental_Cost_Recommendations_Non_Lighting_050917.xlsx) | 163.76 | rate at $81.88/per labor hour, assume 2 hours work, reference: https://www.homewyse.com/costs/cost_of_front_loading_washing_machines.html
Equipment | Energy Star Clothes Washer | One Clothes Washer meeting ENERGY STAR® 7.1 Standards | One Clothes Washer meeting Federal Standard | Residential | New | Single Family | FL Zone 2 | Per Appliance | 54% | 1440.7595 | 896.2205 | 544.539 | 37.8% | 11 | 0.085635 | 0.049737 | 58.34 | Per Unit | 731.75 | NEEP Incremental Cost Recommendations 2017 - average of clothes washer types (https://neep.org/sites/default/files/resources/Incremental_Cost_Recommendations_Non_Lighting_050917.xlsx) | 163.76 | rate at $81.88/per labor hour, assume 2 hours work, reference: https://www.homewyse.com/costs/cost_of_front_loading_washing_machines.html | 790.09 | NEEP Incremental Cost Recommendations 2017 - average of clothes washer types (https://neep.org/sites/default/files/resources/Incremental_Cost_Recommendations_Non_Lighting_050917.xlsx) | 163.76 | rate at $81.88/per labor hour, assume 2 hours work, reference: https://www.homewyse.com/costs/cost_of_front_loading_washing_machines.html
Equipment | Energy Star Clothes Washer | One Clothes Washer meeting ENERGY STAR® 7.1 Standards | One Clothes Washer meeting Federal Standard | Residential | New | Multi-Family | FL Zone 2 | Per Appliance | 54% | 1440.7595 | 896.2205 | 544.539 | 37.8% | 11 | 0.085635 | 0.049737 | 58.34 | Per Unit | 731.75 | NEEP Incremental Cost Recommendations 2017 - average of clothes washer types (https://neep.org/sites/default/files/resources/Incremental_Cost_Recommendations_Non_Lighting_050917.xlsx) | 163.76 | rate at $81.88/per labor hour, assume 2 hours work, reference: https://www.homewyse.com/costs/cost_of_front_loading_washing_machines.html | 790.09 | NEEP Incremental Cost Recommendations 2017 - average of clothes washer types (https://neep.org/sites/default/files/resources/Incremental_Cost_Recommendations_Non_Lighting_050917.xlsx) | 163.76 | rate at $81.88/per labor hour, assume 2 hours work, reference: https://www.homewyse.com/costs/cost_of_front_loading_washing_machines.html
Equipment | Energy Star Clothes Washer | One Clothes Washer meeting ENERGY STAR® 7.1 Standards | One Clothes Washer meeting Federal Standard | Residential | New | Manufactured Home | FL Zone 2 | Per Appliance | 54% | 1440.7595 | 896.2205 | 544.539 | 37.8% | 11 | 0.085635 | 0.049737 | 58.34 | Per Unit | 731.75 | NEEP Incremental Cost Recommendations 2017 - average of clothes washer types (https://neep.org/sites/default/files/resources/Incremental_Cost_Recommendations_Non_Lighting_050917.xlsx) | 163.76 | rate at $81.88/per labor hour, assume 2 hours work, reference: https://www.homewyse.com/costs/cost_of_front_loading_washing_machines.html | 790.09 | NEEP Incremental Cost Recommendations 2017 - average of clothes washer types (https://neep.org/sites/default/files/resources/Incremental_Cost_Recommendations_Non_Lighting_050917.xlsx) | 163.76 | rate at $81.88/per labor hour, assume 2 hours work, reference: https://www.homewyse.com/costs/cost_of_front_loading_washing_machines.html
Equipment | Energy Star Dishwasher | One Dishwasher meeting ENERGY STAR® 5.2 Requirements | One Dishwasher meeting Federal Standard | Residential | Turnover | Single Family | FL Zone 2 | Per Appliance | 9% | 307 | 266.697 | 40.303 | 13.13% | 10 | 0.0044126 | 0.0047969 | 0 | Per Unit | 0 | reference source included incremental cost only | 163.76 | rate at $81.88/per labor hour, assume 2 hours work, reference: https://www.homewyse.com/costs/cost_of_drawer_dishwashers.html | 0 | ENERGY STAR Appliance Calculator, 2016 (no incremental cost) | 163.76 | rate at $81.88/per labor hour, assume 2 hours work, reference: https://www.homewyse.com/costs/cost_of_drawer_dishwashers.html
Equipment | Energy Star Dishwasher | One Dishwasher meeting ENERGY STAR® 5.2 Requirements | One Dishwasher meeting Federal Standard | Residential | Turnover | Multi-Family | FL Zone 2 | Per Appliance | 9% | 307 | 266.697 | 40.303 | 13.13% | 10 | 0.0044126 | 0.0047969 | 0 | Per Unit | 0 | reference source included incremental cost only | 163.76 | rate at $81.88/per labor hour, assume 2 hours work, reference: https://www.homewyse.com/costs/cost_of_drawer_dishwashers.html | 0 | ENERGY STAR Appliance Calculator, 2016 (no incremental cost) | 163.76 | rate at $81.88/per labor hour, assume 2 hours work, reference: https://www.homewyse.com/costs/cost_of_drawer_dishwashers.html
Equipment | Energy Star Dishwasher | One Dishwasher meeting ENERGY STAR® 5.2 Requirements | One Dishwasher meeting Federal Standard | Residential | Turnover | Manufactured Home | FL Zone 2 | Per Appliance | 9% | 307 | 266.697 | 40.303 | 13.13% | 10 | 0.0044126 | 0.0047969 | 0 | Per Unit | 0 | reference source included incremental cost only | 163.76 | rate at $81.88/per labor hour, assume 2 hours work, reference: https://www.homewyse.com/costs/cost_of_drawer_dishwashers.html | 0 | ENERGY STAR Appliance Calculator, 2016 (no incremental cost) | 163.76 | rate at $81.88/per labor hour, assume 2 hours work, reference: https://www.homewyse.com/costs/cost_of_drawer_dishwashers.html
Equipment | Energy Star Dishwasher | One Dishwasher meeting ENERGY STAR® 5.2 Requirements | One Dishwasher meeting Federal Standard | Residential | New | Single Family | FL Zone 2 | Per Appliance | 9% | 307 | 266.697 | 40.303 | 13.13% | 10 | 0.0044126 | 0.0047969 | 0 | Per Unit | 0 | reference source included incremental cost only | 163.76 | rate at $81.88/per labor hour, assume 2 hours work, reference: https://www.homewyse.com/costs/cost_of_drawer_dishwashers.html | 0 | ENERGY STAR Appliance Calculator, 2016 (no incremental cost) | 163.76 | rate at $81.88/per labor hour, assume 2 hours work, reference: https://www.homewyse.com/costs/cost_of_drawer_dishwashers.html
Equipment | Energy Star Dishwasher | One Dishwasher meeting ENERGY STAR® 5.2 Requirements | One Dishwasher meeting Federal Standard | Residential | New | Multi-Family | FL Zone 2 | Per Appliance | 9% | 307 | 266.697 | 40.303 | 13.13% | 10 | 0.0044126 | 0.0047969 | 0 | Per Unit | 0 | reference source included incremental cost only | 163.76 | rate at $81.88/per labor hour, assume 2 hours work, reference: https://www.homewyse.com/costs/cost_of_drawer_dishwashers.html | 0 | ENERGY STAR Appliance Calculator, 2016 (no incremental cost) | 163.76 | rate at $81.88/per labor hour, assume 2 hours work, reference: https://www.homewyse.com/costs/cost_of_drawer_dishwashers.html
Equipment | Energy Star Dishwasher | One Dishwasher meeting ENERGY STAR® 5.2 Requirements | One Dishwasher meeting Federal Standard | Residential | New | Manufactured Home | FL Zone 2 | Per Appliance | 9% | 307 | 266.697 | 40.303 | 13.13% | 10 | 0.0044126 | 0.0047969 | 0 | Per Unit | 0 | reference source included incremental cost only | 163.76 | rate at $81.88/per labor hour, assume 2 hours work, reference: https://www.homewyse.com/costs/cost_of_drawer_dishwashers.html | 0 | ENERGY STAR Appliance Calculator, 2016 (no incremental cost) | 163.76 | rate at $81.88/per labor hour, assume 2 hours work, reference: https://www.homewyse.com/costs/cost_of_drawer_dishwashers.html
Equipment | Energy Star Freezer | One Refrigerator/Freezer meeting ENERGY STAR® 5.0 Standards | One Refrigerator/Freezer meeting Federal Standard | Residential | Turnover | Single Family | FL Zone 2 | Per Appliance | 58% | 565.4 | 499.8 | 65.6 | 11.6% | 11 | 0.0085251 | 0.0058997 | 90 | Per Unit | 494.99 | https://www.bestbuy.com/site/ge-15-7-cu-ft-chest-freezer-white/6256018.p?skuId=6256018 | 166.52 | rate at $83.26/per labor hour, assume 2 hours work, reference: https://www.homewyse.com/costs/cost_of_energy_efficient_refrigerators.html | 584.99 | https://www.bestbuy.com/site/ge-15-7-cu-ft-chest-freezer-white/6256018.p?skuId=6256018 | 166.52 | rate at $83.26/per labor hour, assume 2 hours work, reference: https://www.homewyse.com/costs/cost_of_energy_efficient_refrigerators.html
Equipment | Energy Star Freezer | One Refrigerator/Freezer meeting ENERGY STAR® 5.0 Standards | One Refrigerator/Freezer meeting Federal Standard | Residential | Turnover | Multi-Family | FL Zone 2 | Per Appliance | 58% | 565.4 | 499.8 | 65.6 | 11.6% | 11 | 0.0085251 | 0.0058997 | 90 | Per Unit | 494.99 | https://www.bestbuy.com/site/ge-15-7-cu-ft-chest-freezer-white/6256018.p?skuId=6256018 | 166.52 | rate at $83.26/per labor hour, assume 2 hours work, reference: https://www.homewyse.com/costs/cost_of_energy_efficient_refrigerators.html | 584.99 | https://www.bestbuy.com/site/ge-15-7-cu-ft-chest-freezer-white/6256018.p?skuId=6256018 | 166.52 | rate at $83.26/per labor hour, assume 2 hours work, reference: https://www.homewyse.com/costs/cost_of_energy_efficient_refrigerators.html
Equipment | Energy Star Freezer | One Refrigerator/Freezer meeting ENERGY STAR® 5.0 Standards | One Refrigerator/Freezer meeting Federal Standard | Residential | Turnover | Manufactured Home | FL Zone 2 | Per Appliance | 58% | 565.4 | 499.8 | 65.6 | 11.6% | 11 | 0.0085251 | 0.0058997 | 90 | Per Unit | 494.99 | https://www.bestbuy.com/site/ge-15-7-cu-ft-chest-freezer-white/6256018.p?skuId=6256018 | 166.52 | rate at $83.26/per labor hour, assume 2 hours work, reference: https://www.homewyse.com/costs/cost_of_energy_efficient_refrigerators.html | 584.99 | https://www.bestbuy.com/site/ge-15-7-cu-ft-chest-freezer-white/6256018.p?skuId=6256018 | 166.52 | rate at $83.26/per labor hour, assume 2 hours work, reference: https://www.homewyse.com/costs/cost_of_energy_efficient_refrigerators.html
Equipment | Energy Star Freezer | One Refrigerator/Freezer meeting ENERGY STAR® 5.0 Standards | One Refrigerator/Freezer meeting Federal Standard | Residential | New | Single Family | FL Zone 2 | Per Appliance | 58% | 565.4 | 499.8 | 65.6 | 11.6% | 11 | 0.0085251 | 0.0058997 | 90 | Per Unit | 494.99 | https://www.bestbuy.com/site/ge-15-7-cu-ft-chest-freezer-white/6256018.p?skuId=6256018 | 166.52 | rate at $83.26/per labor hour, assume 2 hours work, reference: https://www.homewyse.com/costs/cost_of_energy_efficient_refrigerators.html | 584.99 | https://www.bestbuy.com/site/ge-15-7-cu-ft-chest-freezer-white/6256018.p?skuId=6256018 | 166.52 | rate at $83.26/per labor hour, assume 2 hours work, reference: https://www.homewyse.com/costs/cost_of_energy_efficient_refrigerators.html
Equipment | Energy Star Freezer | One Refrigerator/Freezer meeting ENERGY STAR® 5.0 Standards | One Refrigerator/Freezer meeting Federal Standard | Residential | New | Multi-Family | FL Zone 2 | Per Appliance | 58% | 565.4 | 499.8 | 65.6 | 11.6% | 11 | 0.0085251 | 0.0058997 | 90 | Per Unit | 494.99 | https://www.bestbuy.com/site/ge-15-7-cu-ft-chest-freezer-white/6256018.p?skuId=6256018 | 166.52 | rate at $83.26/per labor hour, assume 2 hours work, reference: https://www.homewyse.com/costs/cost_of_energy_efficient_refrigerators.html | 584.99 | https://www.bestbuy.com/site/ge-15-7-cu-ft-chest-freezer-white/6256018.p?skuId=6256018 | 166.52 | rate at $83.26/per labor hour, assume 2 hours work, reference: https://www.homewyse.com/costs/cost_of_energy_efficient_refrigerators.html
Equipment | Energy Star Freezer | One Refrigerator/Freezer meeting ENERGY STAR® 5.0 Standards | One Refrigerator/Freezer meeting Federal Standard | Residential | New | Manufactured Home | FL Zone 2 | Per Appliance | 58% | 565.4 | 499.8 | 65.6 | 11.6% | 11 | 0.0085251 | 0.0058997 | 90 | Per Unit | 494.99 | https://www.bestbuy.com/site/ge-15-7-cu-ft-chest-freezer-white/6256018.p?skuId=6256018 | 166.52 | rate at $83.26/per labor hour, assume 2 hours work, reference: https://www.homewyse.com/costs/cost_of_energy_efficient_refrigerators.html | 584.99 | https://www.bestbuy.com/site/ge-15-7-cu-ft-chest-freezer-white/6256018.p?skuId=6256018 | 166.52 | rate at $83.26/per labor hour, assume 2 hours work, reference: https://www.homewyse.com/costs/cost_of_energy_efficient_refrigerators.html
Equipment | Energy Star Refrigerator | One Refrigerator/Freezer meeting ENERGY STAR® 5.0 Standards | One Refrigerator/Freezer meeting Federal Standard | Residential | Turnover | Single Family | FL Zone 2 | Per Appliance | 54% | 607.13 | 473.63 | 133.5 | 21.99% | 14 | 0.013935 | 0.0046429 | 122 | Per Unit | 907 | NEEP Incremental Cost Recommendations 2017 - average of refrigerator types (https://neep.org/sites/default/files/resources/Incremental_Cost_Recommendations_Non_Lighting_050917.xlsx) | 166.52 | rate at $83.26/per labor hour, assume 2 hours work, reference: https://www.homewyse.com/costs/cost_of_energy_efficient_refrigerators.html | 1029 | NEEP Incremental Cost Recommendations 2017 - average of refrigerator types (https://neep.org/sites/default/files/resources/Incremental_Cost_Recommendations_Non_Lighting_050917.xlsx) | 166.52 | rate at $83.26/per labor hour, assume 2 hours work, reference: https://www.homewyse.com/costs/cost_of_energy_efficient_refrigerators.html
Equipment | Energy Star Refrigerator | One Refrigerator/Freezer meeting ENERGY STAR® 5.0 Standards | One Refrigerator/Freezer meeting Federal Standard | Residential | Turnover | Multi-Family | FL Zone 2 | Per Appliance | 54% | 607.13 | 473.63 | 133.5 | 21.99% | 14 | 0.013935 | 0.0046429 | 122 | Per Unit | 907 | NEEP Incremental Cost Recommendations 2017 - average of refrigerator types (https://neep.org/sites/default/files/resources/Incremental_Cost_Recommendations_Non_Lighting_050917.xlsx) | 166.52 | rate at $83.26/per labor hour, assume 2 hours work, reference: https://www.homewyse.com/costs/cost_of_energy_efficient_refrigerators.html | 1029 | NEEP Incremental Cost Recommendations 2017 - average of refrigerator types (https://neep.org/sites/default/files/resources/Incremental_Cost_Recommendations_Non_Lighting_050917.xlsx) | 166.52 | rate at $83.26/per labor hour, assume 2 hours work, reference: https://www.homewyse.com/costs/cost_of_energy_efficient_refrigerators.html
Equipment | Energy Star Refrigerator | One Refrigerator/Freezer meeting ENERGY STAR® 5.0 Standards | One Refrigerator/Freezer meeting Federal Standard | Residential | Turnover | Manufactured Home | FL Zone 2 | Per Appliance | 54% | 607.13 | 473.63 | 133.5 | 21.99% | 14 | 0.013935 | 0.0046429 | 122 | Per Unit | 907 | NEEP Incremental Cost Recommendations 2017 - average of refrigerator types (https://neep.org/sites/default/files/resources/Incremental_Cost_Recommendations_Non_Lighting_050917.xlsx) | 166.52 | rate at $83.26/per labor hour, assume 2 hours work, reference: https://www.homewyse.com/costs/cost_of_energy_efficient_refrigerators.html | 1029 | NEEP Incremental Cost Recommendations 2017 - average of refrigerator types (https://neep.org/sites/default/files/resources/Incremental_Cost_Recommendations_Non_Lighting_050917.xlsx) | 166.52 | rate at $83.26/per labor hour, assume 2 hours work, reference: https://www.homewyse.com/costs/cost_of_energy_efficient_refrigerators.html
Equipment | Energy Star Refrigerator | One Refrigerator/Freezer meeting ENERGY STAR® 5.0 Standards | One Refrigerator/Freezer meeting Federal Standard | Residential | New | Single Family | FL Zone 2 | Per Appliance | 54% | 607.13 | 473.63 | 133.5 | 21.99% | 14 | 0.013935 | 0.0046429 | 122 | Per Unit | 907 | NEEP Incremental Cost Recommendations 2017 - average of refrigerator types (https://neep.org/sites/default/files/resources/Incremental_Cost_Recommendations_Non_Lighting_050917.xlsx) | 166.52 | rate at $83.26/per labor hour, assume 2 hours work, reference: https://www.homewyse.com/costs/cost_of_energy_efficient_refrigerators.html | 1029 | NEEP Incremental Cost Recommendations 2017 - average of refrigerator types (https://neep.org/sites/default/files/resources/Incremental_Cost_Recommendations_Non_Lighting_050917.xlsx) | 166.52 | rate at $83.26/per labor hour, assume 2 hours work, reference: https://www.homewyse.com/costs/cost_of_energy_efficient_refrigerators.html
Equipment | Energy Star Refrigerator | One Refrigerator/Freezer meeting ENERGY STAR® 5.0 Standards | One Refrigerator/Freezer meeting Federal Standard | Residential | New | Multi-Family | FL Zone 2 | Per Appliance | 54% | 607.13 | 473.63 | 133.5 | 21.99% | 14 | 0.013935 | 0.0046429 | 122 | Per Unit | 907 | NEEP Incremental Cost Recommendations 2017 - average of refrigerator types (https://neep.org/sites/default/files/resources/Incremental_Cost_Recommendations_Non_Lighting_050917.xlsx) | 166.52 | rate at $83.26/per labor hour, assume 2 hours work, reference: https://www.homewyse.com/costs/cost_of_energy_efficient_refrigerators.html | 1029 | NEEP Incremental Cost Recommendations 2017 - average of refrigerator types (https://neep.org/sites/default/files/resources/Incremental_Cost_Recommendations_Non_Lighting_050917.xlsx) | 166.52 | rate at $83.26/per labor hour, assume 2 hours work, reference: https://www.homewyse.com/costs/cost_of_energy_efficient_refrigerators.html
Equipment | Energy Star Refrigerator | One Refrigerator/Freezer meeting ENERGY STAR® 5.0 Standards | One Refrigerator/Freezer meeting Federal Standard | Residential | New | Manufactured Home | FL Zone 2 | Per Appliance | 54% | 607.13 | 473.63 | 133.5 | 21.99% | 14 | 0.013935 | 0.0046429 | 122 | Per Unit | 907 | NEEP Incremental Cost Recommendations 2017 - average of refrigerator types (https://neep.org/sites/default/files/resources/Incremental_Cost_Recommendations_Non_Lighting_050917.xlsx) | 166.52 | rate at $83.26/per labor hour, assume 2 hours work, reference: https://www.homewyse.com/costs/cost_of_energy_efficient_refrigerators.html | 1029 | NEEP Incremental Cost Recommendations 2017 - average of refrigerator types (https://neep.org/sites/default/files/resources/Incremental_Cost_Recommendations_Non_Lighting_050917.xlsx) | 166.52 | rate at $83.26/per labor hour, assume 2 hours work, reference: https://www.homewyse.com/costs/cost_of_energy_efficient_refrigerators.html
Equipment | Heat Pump Clothes Dryer | One Heat Pump Clothes Dryer | One Clothes Dryer meeting Federal Standard | Residential | Turnover | Single Family | FL Zone 2 | Per Appliance | 54% | 699.5024 | 483.4339 | 216.0685 | 30.89% | 12 | 0.033979 | 0.019735 | 850 | Per Unit | 549 | https://www.homedepot.com/p/Whirlpool-7-0-cu-ft-Electric-Dryer-in-White-WED4616FW/207080590 | 163.76 | rate at $81.88/per labor hour, assume 2 hours work, reference: https://www.homewyse.com/costs/cost_of_electric_dryers.html | 1399 | https://www.homedepot.com/p/Whirlpool-7-4-cu-ft-240-Volt-Stackable-White-Heat-Pump-Ventless-Dryer-with-Advanced-Moisture-Sensing-ENERGY-STAR-WED7990FW/206921459 | 163.76 | rate at $81.88/per labor hour, assume 2 hours work, reference: https://www.homewyse.com/costs/cost_of_electric_dryers.html
Equipment | Heat Pump Clothes Dryer | One Heat Pump Clothes Dryer | One Clothes Dryer meeting Federal Standard | Residential | Turnover | Multi-Family | FL Zone 2 | Per Appliance | 54% | 699.5024 | 483.4339 | 216.0685 | 30.89% | 12 | 0.033979 | 0.019735 | 850 | Per Unit | 549 | https://www.homedepot.com/p/Whirlpool-7-0-cu-ft-Electric-Dryer-in-White-WED4616FW/207080590 | 163.76 | rate at $81.88/per labor hour, assume 2 hours work, reference: https://www.homewyse.com/costs/cost_of_electric_dryers.html | 1399 | https://www.homedepot.com/p/Whirlpool-7-4-cu-ft-240-Volt-Stackable-White-Heat-Pump-Ventless-Dryer-with-Advanced-Moisture-Sensing-ENERGY-STAR-WED7990FW/206921459 | 163.76 | rate at $81.88/per labor hour, assume 2 hours work, reference: https://www.homewyse.com/costs/cost_of_electric_dryers.html
Equipment | Heat Pump Clothes Dryer | One Heat Pump Clothes Dryer | One Clothes Dryer meeting Federal Standard | Residential | Turnover | Manufactured Home | FL Zone 2 | Per Appliance | 54% | 699.5024 | 483.4339 | 216.0685 | 30.89% | 12 | 0.033979 | 0.019735 | 850 | Per Unit | 549 | https://www.homedepot.com/p/Whirlpool-7-0-cu-ft-Electric-Dryer-in-White-WED4616FW/207080590 | 163.76 | rate at $81.88/per labor hour, assume 2 hours work, reference: https://www.homewyse.com/costs/cost_of_electric_dryers.html | 1399 | https://www.homedepot.com/p/Whirlpool-7-4-cu-ft-240-Volt-Stackable-White-Heat-Pump-Ventless-Dryer-with-Advanced-Moisture-Sensing-ENERGY-STAR-WED7990FW/206921459 | 163.76 | rate at $81.88/per labor hour, assume 2 hours work, reference: https://www.homewyse.com/costs/cost_of_electric_dryers.html
Equipment | Heat Pump Clothes Dryer | One Heat Pump Clothes Dryer | One Clothes Dryer meeting Federal Standard | Residential | New | Single Family | FL Zone 2 | Per Appliance | 54% | 699.5024 | 483.4339 | 216.0685 | 30.89% | 12 | 0.033979 | 0.019735 | 850 | Per Unit | 549 | https://www.homedepot.com/p/Whirlpool-7-0-cu-ft-Electric-Dryer-in-White-WED4616FW/207080590 | 163.76 | rate at $81.88/per labor hour, assume 2 hours work, reference: https://www.homewyse.com/costs/cost_of_electric_dryers.html | 1399 | https://www.homedepot.com/p/Whirlpool-7-4-cu-ft-240-Volt-Stackable-White-Heat-Pump-Ventless-Dryer-with-Advanced-Moisture-Sensing-ENERGY-STAR-WED7990FW/206921459 | 163.76 | rate at $81.88/per labor hour, assume 2 hours work, reference: https://www.homewyse.com/costs/cost_of_electric_dryers.html
Equipment | Heat Pump Clothes Dryer | One Heat Pump Clothes Dryer | One Clothes Dryer meeting Federal Standard | Residential | New | Multi-Family | FL Zone 2 | Per Appliance | 54% | 699.5024 | 483.4339 | 216.0685 | 30.89% | 12 | 0.033979 | 0.019735 | 850 | Per Unit | 549 | https://www.homedepot.com/p/Whirlpool-7-0-cu-ft-Electric-Dryer-in-White-WED4616FW/207080590 | 163.76 | rate at $81.88/per labor hour, assume 2 hours work, reference: https://www.homewyse.com/costs/cost_of_electric_dryers.html | 1399 | https://www.homedepot.com/p/Whirlpool-7-4-cu-ft-240-Volt-Stackable-White-Heat-Pump-Ventless-Dryer-with-Advanced-Moisture-Sensing-ENERGY-STAR-WED7990FW/206921459 | 163.76 | rate at $81.88/per labor hour, assume 2 hours work, reference: https://www.homewyse.com/costs/cost_of_electric_dryers.html
Equipment | Heat Pump Clothes Dryer | One Heat Pump Clothes Dryer | One Clothes Dryer meeting Federal Standard | Residential | New | Manufactured Home | FL Zone 2 | Per Appliance | 54% | 699.5024 | 483.4339 | 216.0685 | 30.89% | 12 | 0.033979 | 0.019735 | 850 | Per Unit | 549 | https://www.homedepot.com/p/Whirlpool-7-0-cu-ft-Electric-Dryer-in-White-WED4616FW/207080590 | 163.76 | rate at $81.88/per labor hour, assume 2 hours work, reference: https://www.homewyse.com/costs/cost_of_electric_dryers.html | 1399 | https://www.homedepot.com/p/Whirlpool-7-4-cu-ft-240-Volt-Stackable-White-Heat-Pump-Ventless-Dryer-with-Advanced-Moisture-Sensing-ENERGY-STAR-WED7990FW/206921459 | 163.76 | rate at $81.88/per labor hour, assume 2 hours work, reference: https://www.homewyse.com/costs/cost_of_electric_dryers.html
Equipment | High Efficiency Convection Oven | One Full-Size Convection Oven meeting ENERGY STAR® 2.0 Standards, 75% Efficient | One Standard Economy-Grade Full-Size Convection Oven, 65% Efficient | Residential | Turnover | Single Family | FL Zone 2 | Per Unit | 73.06% | 421.5 | 337.2 | 84.3 | 20% | 12 | 0.020919 | 0.0068781 | 652.5 | Per Unit | 1023.75 | Average of 4 lowest-cost non-convection electric wall ovens, bestbuy.com | 165.92 | rate at $82.96/per labor hour, assume 2 hour work, reference: https://www.homewyse.com/costs/cost_of_convection_ovens.html | 1676.25 | Average of 4 lowest-cost convection electric wall ovens, bestbuy.com | 165.92 | rate at $82.96/per labor hour, assume 2 hour work, reference: https://www.homewyse.com/costs/cost_of_convection_ovens.html
Equipment | High Efficiency Convection Oven | One Full-Size Convection Oven meeting ENERGY STAR® 2.0 Standards, 75% Efficient | One Standard Economy-Grade Full-Size Convection Oven, 65% Efficient | Residential | Turnover | Multi-Family | FL Zone 2 | Per Unit | 75% | 421.5 | 337.2 | 84.3 | 20% | 12 | 0.020919 | 0.0068781 | 652.5 | Per Unit | 1023.75 | Average of 4 lowest-cost non-convection electric wall ovens, bestbuy.com | 165.92 | rate at $82.96/per labor hour, assume 2 hour work, reference: https://www.homewyse.com/costs/cost_of_convection_ovens.html | 1676.25 | Average of 4 lowest-cost convection electric wall ovens, bestbuy.com | 165.92 | rate at $82.96/per labor hour, assume 2 hour work, reference: https://www.homewyse.com/costs/cost_of_convection_ovens.html
Equipment | High Efficiency Convection Oven | One Full-Size Convection Oven meeting ENERGY STAR® 2.0 Standards, 75% Efficient | One Standard Economy-Grade Full-Size Convection Oven, 65% Efficient | Residential | Turnover | Manufactured Home | FL Zone 2 | Per Unit | 75% | 421.5 | 337.2 | 84.3 | 20% | 12 | 0.020919 | 0.0068781 | 652.5 | Per Unit | 1023.75 | Average of 4 lowest-cost non-convection electric wall ovens, bestbuy.com | 165.92 | rate at $82.96/per labor hour, assume 2 hour work, reference: https://www.homewyse.com/costs/cost_of_convection_ovens.html | 1676.25 | Average of 4 lowest-cost convection electric wall ovens, bestbuy.com | 165.92 | rate at $82.96/per labor hour, assume 2 hour work, reference: https://www.homewyse.com/costs/cost_of_convection_ovens.html
Equipment | High Efficiency Convection Oven | One Full-Size Convection Oven meeting ENERGY STAR® 2.0 Standards, 75% Efficient | One Standard Economy-Grade Full-Size Convection Oven, 65% Efficient | Residential | New | Single Family | FL Zone 2 | Per Unit | 73.06% | 421.5 | 337.2 | 84.3 | 20% | 12 | 0.020919 | 0.0068781 | 652.5 | Per Unit | 1023.75 | Average of 4 lowest-cost non-convection electric wall ovens, bestbuy.com | 165.92 | rate at $82.96/per labor hour, assume 2 hour work, reference: https://www.homewyse.com/costs/cost_of_convection_ovens.html | 1676.25 | Average of 4 lowest-cost convection electric wall ovens, bestbuy.com | 165.92 | rate at $82.96/per labor hour, assume 2 hour work, reference: https://www.homewyse.com/costs/cost_of_convection_ovens.html
Equipment | High Efficiency Convection Oven | One Full-Size Convection Oven meeting ENERGY STAR® 2.0 Standards, 75% Efficient | One Standard Economy-Grade Full-Size Convection Oven, 65% Efficient | Residential | New | Multi-Family | FL Zone 2 | Per Unit | 75% | 421.5 | 337.2 | 84.3 | 20% | 12 | 0.020919 | 0.0068781 | 652.5 | Per Unit | 1023.75 | Average of 4 lowest-cost non-convection electric wall ovens, bestbuy.com | 165.92 | rate at $82.96/per labor hour, assume 2 hour work, reference: https://www.homewyse.com/costs/cost_of_convection_ovens.html | 1676.25 | Average of 4 lowest-cost convection electric wall ovens, bestbuy.com | 165.92 | rate at $82.96/per labor hour, assume 2 hour work, reference: https://www.homewyse.com/costs/cost_of_convection_ovens.html
Equipment | High Efficiency Convection Oven | One Full-Size Convection Oven meeting ENERGY STAR® 2.0 Standards, 75% Efficient | One Standard Economy-Grade Full-Size Convection Oven, 65% Efficient | Residential | New | Manufactured Home | FL Zone 2 | Per Unit | 75% | 421.5 | 337.2 | 84.3 | 20% | 12 | 0.020919 | 0.0068781 | 652.5 | Per Unit | 1023.75 | Average of 4 lowest-cost non-convection electric wall ovens, bestbuy.com | 165.92 | rate at $82.96/per labor hour, assume 2 hour work, reference: https://www.homewyse.com/costs/cost_of_convection_ovens.html | 1676.25 | Average of 4 lowest-cost convection electric wall ovens, bestbuy.com | 165.92 | rate at $82.96/per labor hour, assume 2 hour work, reference: https://www.homewyse.com/costs/cost_of_convection_ovens.html
Equipment | High Efficiency Induction Cooktop | One residential induction cooktop | One standard residential electric cooktop | Residential | Turnover | Single Family | FL Zone 2 | Per Appliance | 77.95% | 2836.62 | 2302.668 | 533.952 | 18.82% | 10 | 0.12662 | 0.03038 | 226.5 | Per Unit | 560.75 | Average of 4 lowest cost 30" radiant electric cooktops: https://www.homedepot.com/b/Appliances-Cooktops/30-in/Radiant/N-5yc1vZc3oqZ1z0klrhZ1z103g6?Ns=P_REP_PRC_MODE%7C0 | 175.203 | rate at $83.43/per labor hour, assume 2.1 hours work, reference: https://www.homewyse.com/costs/cost_of_induction_cooktops.html | 787.25 | Average of 4 lowest cost 30" induction cooktops: http://www.homedepot.com/b/Appliances-Cooking-Cooktops-Induction-Cooktops/Induction/N-5yc1vZc5lxZbwo5oZ1z13b4c?NCNI-5 | 175.203 | rate at $83.43/per labor hour, assume 2.1 hours work, reference: https://www.homewyse.com/costs/cost_of_induction_cooktops.html
Equipment | High Efficiency Induction Cooktop | One residential induction cooktop | One standard residential electric cooktop | Residential | Turnover | Multi-Family | FL Zone 2 | Per Appliance | 80% | 2836.62 | 2302.668 | 533.952 | 18.82% | 10 | 0.12662 | 0.03038 | 226.5 | Per Unit | 560.75 | Average of 4 lowest cost 30" radiant electric cooktops: https://www.homedepot.com/b/Appliances-Cooktops/30-in/Radiant/N-5yc1vZc3oqZ1z0klrhZ1z103g6?Ns=P_REP_PRC_MODE%7C0 | 175.203 | rate at $83.43/per labor hour, assume 2.1 hours work, reference: https://www.homewyse.com/costs/cost_of_induction_cooktops.html | 787.25 | Average of 4 lowest cost 30" induction cooktops: http://www.homedepot.com/b/Appliances-Cooking-Cooktops-Induction-Cooktops/Induction/N-5yc1vZc5lxZbwo5oZ1z13b4c?NCNI-5 | 175.203 | rate at $83.43/per labor hour, assume 2.1 hours work, reference: https://www.homewyse.com/costs/cost_of_induction_cooktops.html
Equipment | High Efficiency Induction Cooktop | One residential induction cooktop | One standard residential electric cooktop | Residential | Turnover | Manufactured Home | FL Zone 2 | Per Appliance | 80% | 2836.62 | 2302.668 | 533.952 | 18.82% | 10 | 0.12662 | 0.03038 | 226.5 | Per Unit | 560.75 | Average of 4 lowest cost 30" radiant electric cooktops: https://www.homedepot.com/b/Appliances-Cooktops/30-in/Radiant/N-5yc1vZc3oqZ1z0klrhZ1z103g6?Ns=P_REP_PRC_MODE%7C0 | 175.203 | rate at $83.43/per labor hour, assume 2.1 hours work, reference: https://www.homewyse.com/costs/cost_of_induction_cooktops.html | 787.25 | Average of 4 lowest cost 30" induction cooktops: http://www.homedepot.com/b/Appliances-Cooking-Cooktops-Induction-Cooktops/Induction/N-5yc1vZc5lxZbwo5oZ1z13b4c?NCNI-5 | 175.203 | rate at $83.43/per labor hour, assume 2.1 hours work, reference: https://www.homewyse.com/costs/cost_of_induction_cooktops.html
Equipment | High Efficiency Induction Cooktop | One residential induction cooktop | One standard residential electric cooktop | Residential | New | Single Family | FL Zone 2 | Per Appliance | 77.95% | 2836.62 | 2302.668 | 533.952 | 18.82% | 10 | 0.12662 | 0.03038 | 226.5 | Per Unit | 560.75 | Average of 4 lowest cost 30" radiant electric cooktops: https://www.homedepot.com/b/Appliances-Cooktops/30-in/Radiant/N-5yc1vZc3oqZ1z0klrhZ1z103g6?Ns=P_REP_PRC_MODE%7C0 | 175.203 | rate at $83.43/per labor hour, assume 2.1 hours work, reference: https://www.homewyse.com/costs/cost_of_induction_cooktops.html | 787.25 | Average of 4 lowest cost 30" induction cooktops: http://www.homedepot.com/b/Appliances-Cooking-Cooktops-Induction-Cooktops/Induction/N-5yc1vZc5lxZbwo5oZ1z13b4c?NCNI-5 | 175.203 | rate at $83.43/per labor hour, assume 2.1 hours work, reference: https://www.homewyse.com/costs/cost_of_induction_cooktops.html
Equipment | High Efficiency Induction Cooktop | One residential induction cooktop | One standard residential electric cooktop | Residential | New | Multi-Family | FL Zone 2 | Per Appliance | 80% | 2836.62 | 2302.668 | 533.952 | 18.82% | 10 | 0.12662 | 0.03038 | 226.5 | Per Unit | 560.75 | Average of 4 lowest cost 30" radiant electric cooktops: https://www.homedepot.com/b/Appliances-Cooktops/30-in/Radiant/N-5yc1vZc3oqZ1z0klrhZ1z103g6?Ns=P_REP_PRC_MODE%7C0 | 175.203 | rate at $83.43/per labor hour, assume 2.1 hours work, reference: https://www.homewyse.com/costs/cost_of_induction_cooktops.html | 787.25 | Average of 4 lowest cost 30" induction cooktops: http://www.homedepot.com/b/Appliances-Cooking-Cooktops-Induction-Cooktops/Induction/N-5yc1vZc5lxZbwo5oZ1z13b4c?NCNI-5 | 175.203 | rate at $83.43/per labor hour, assume 2.1 hours work, reference: https://www.homewyse.com/costs/cost_of_induction_cooktops.html
Equipment | High Efficiency Induction Cooktop | One residential induction cooktop | One standard residential electric cooktop | Residential | New | Manufactured Home | FL Zone 2 | Per Appliance | 80% | 2836.62 | 2302.668 | 533.952 | 18.82% | 10 | 0.12662 | 0.03038 | 226.5 | Per Unit | 560.75 | Average of 4 lowest cost 30" radiant electric cooktops: https://www.homedepot.com/b/Appliances-Cooktops/30-in/Radiant/N-5yc1vZc3oqZ1z0klrhZ1z103g6?Ns=P_REP_PRC_MODE%7C0 | 175.203 | rate at $83.43/per labor hour, assume 2.1 hours work, reference: https://www.homewyse.com/costs/cost_of_induction_cooktops.html | 787.25 | Average of 4 lowest cost 30" induction cooktops: http://www.homedepot.com/b/Appliances-Cooking-Cooktops-Induction-Cooktops/Induction/N-5yc1vZc5lxZbwo5oZ1z13b4c?NCNI-5 | 175.203 | rate at $83.43/per labor hour, assume 2.1 hours work, reference: https://www.homewyse.com/costs/cost_of_induction_cooktops.html
Equipment | Heat Pump Water Heater | Heat Pump Water Heater (EF=2.50) | Code-Compliant 50 Gallon Electric Resistance Water Heater | Residential | Turnover | Single Family | FL Zone 2 | Per Water Heater | 38.22% | 2495.4175 | 935.499 | 1559.9186 | 62.51% | 10 | 0.10489 | 0.39178 | 1006 | Per Unit | 419 | Baseline 50-gallon electric water heater: https://www.lowes.com/pd/A-O-Smith-Signature-50-Gallon-Short-6-year-Limited-4500-Watt-Double-Element-Electric-Water-Heater/1000216833 | 714 | Estimate at $105 per labor hour, assume 6.8 hours work, reference: http://www.serviskey.net/support/rate-estimator?s4=FL; https://www.homewyse.com/costs/cost_of_instant_hot_water_heaters.html (direct fit/replacement) | 1299 | https://www.homedepot.com/p/Rheem-Performance-Platinum-50-gal-10-Year-Hybrid-High-Efficiency-Smart-Tank-Electric-Water-Heater-XE50T10HD50U1/303419574 | 840 | Estimate at $105 per labor hour, assume 8 hours work, reference: http://www.serviskey.net/support/rate-estimator?s4=FL; https://www.homewyse.com/costs/cost_of_instant_hot_water_heaters.html (minor fit change)
Equipment | Heat Pump Water Heater | Heat Pump Water Heater (EF=2.50) | Code-Compliant 50 Gallon Electric Resistance Water Heater | Residential | Turnover | Multi-Family | FL Zone 2 | Per Water Heater | 43.61% | 1961.5631 | 735.364 | 1226.1991 | 62.51% | 10 | 0.082447 | 0.30796 | 1006 | Per Unit | 419 | Baseline 50-gallon electric water heater: https://www.lowes.com/pd/A-O-Smith-Signature-50-Gallon-Short-6-year-Limited-4500-Watt-Double-Element-Electric-Water-Heater/1000216833 | 714 | Estimate at $105 per labor hour, assume 6.8 hours work, reference: http://www.serviskey.net/support/rate-estimator?s4=FL; https://www.homewyse.com/costs/cost_of_instant_hot_water_heaters.html (direct fit/replacement) | 1299 | https://www.homedepot.com/p/Rheem-Performance-Platinum-50-gal-10-Year-Hybrid-High-Efficiency-Smart-Tank-Electric-Water-Heater-XE50T10HD50U1/303419574 | 840 | Estimate at $105 per labor hour, assume 8 hours work, reference: http://www.serviskey.net/support/rate-estimator?s4=FL; https://www.homewyse.com/costs/cost_of_instant_hot_water_heaters.html (minor fit change)
Equipment | Heat Pump Water Heater | Heat Pump Water Heater (EF=2.50) | Code-Compliant 50 Gallon Electric Resistance Water Heater | Residential | Turnover | Manufactured Home | FL Zone 2 | Per Water Heater | 38.22% | 1945.9256 | 729.5017 | 1216.4239 | 62.51% | 10 | 0.081789 | 0.30551 | 1006 | Per Unit | 419 | Baseline 50-gallon electric water heater: https://www.lowes.com/pd/A-O-Smith-Signature-50-Gallon-Short-6-year-Limited-4500-Watt-Double-Element-Electric-Water-Heater/1000216833 | 714 | Estimate at $105 per labor hour, assume 6.8 hours work, reference: http://www.serviskey.net/support/rate-estimator?s4=FL; https://www.homewyse.com/costs/cost_of_instant_hot_water_heaters.html (direct fit/replacement) | 1299 | https://www.homedepot.com/p/Rheem-Performance-Platinum-50-gal-10-Year-Hybrid-High-Efficiency-Smart-Tank-Electric-Water-Heater-XE50T10HD50U1/303419574 | 840 | Estimate at $105 per labor hour, assume 8 hours work, reference: http://www.serviskey.net/support/rate-estimator?s4=FL; https://www.homewyse.com/costs/cost_of_instant_hot_water_heaters.html (minor fit change)
Equipment | Heat Pump Water Heater | Heat Pump Water Heater (EF=2.50) | Code-Compliant 50 Gallon Electric Resistance Water Heater | Residential | New | Single Family | FL Zone 2 | Per Water Heater | 38.22% | 2495.4175 | 935.499 | 1559.9186 | 62.51% | 10 | 0.10489 | 0.39178 | 1006 | Per Unit | 419 | Baseline 50-gallon electric water heater: https://www.lowes.com/pd/A-O-Smith-Signature-50-Gallon-Short-6-year-Limited-4500-Watt-Double-Element-Electric-Water-Heater/1000216833 | 714 | Estimate at $105 per labor hour, assume 6.8 hours work, reference: http://www.serviskey.net/support/rate-estimator?s4=FL; https://www.homewyse.com/costs/cost_of_instant_hot_water_heaters.html (direct fit/replacement) | 1299 | https://www.homedepot.com/p/Rheem-Performance-Platinum-50-gal-10-Year-Hybrid-High-Efficiency-Smart-Tank-Electric-Water-Heater-XE50T10HD50U1/303419574 | 840 | Estimate at $105 per labor hour, assume 8 hours work, reference: http://www.serviskey.net/support/rate-estimator?s4=FL; https://www.homewyse.com/costs/cost_of_instant_hot_water_heaters.html (minor fit change)
Equipment | Heat Pump Water Heater | Heat Pump Water Heater (EF=2.50) | Code-Compliant 50 Gallon Electric Resistance Water Heater | Residential | New | Multi-Family | FL Zone 2 | Per Water Heater | 43.61% | 1961.5631 | 735.364 | 1226.1991 | 62.51% | 10 | 0.082447 | 0.30796 | 1006 | Per Unit | 419 | Baseline 50-gallon electric water heater: https://www.lowes.com/pd/A-O-Smith-Signature-50-Gallon-Short-6-year-Limited-4500-Watt-Double-Element-Electric-Water-Heater/1000216833 | 714 | Estimate at $105 per labor hour, assume 6.8 hours work, reference: http://www.serviskey.net/support/rate-estimator?s4=FL; https://www.homewyse.com/costs/cost_of_instant_hot_water_heaters.html (direct fit/replacement) | 1299 | https://www.homedepot.com/p/Rheem-Performance-Platinum-50-gal-10-Year-Hybrid-High-Efficiency-Smart-Tank-Electric-Water-Heater-XE50T10HD50U1/303419574 | 840 | Estimate at $105 per labor hour, assume 8 hours work, reference: http://www.serviskey.net/support/rate-estimator?s4=FL; https://www.homewyse.com/costs/cost_of_instant_hot_water_heaters.html (minor fit change)
Equipment | Heat Pump Water Heater | Heat Pump Water Heater (EF=2.50) | Code-Compliant 50 Gallon Electric Resistance Water Heater | Residential | New | Manufactured Home | FL Zone 2 | Per Water Heater | 38.22% | 1945.9256 | 729.5017 | 1216.4239 | 62.51% | 10 | 0.081789 | 0.30551 | 1006 | Per Unit | 419 | Baseline 50-gallon electric water heater: https://www.lowes.com/pd/A-O-Smith-Signature-50-Gallon-Short-6-year-Limited-4500-Watt-Double-Element-Electric-Water-Heater/1000216833 | 714 | Estimate at $105 per labor hour, assume 6.8 hours work, reference: http://www.serviskey.net/support/rate-estimator?s4=FL; https://www.homewyse.com/costs/cost_of_instant_hot_water_heaters.html (direct fit/replacement) | 1299 | https://www.homedepot.com/p/Rheem-Performance-Platinum-50-gal-10-Year-Hybrid-High-Efficiency-Smart-Tank-Electric-Water-Heater-XE50T10HD50U1/303419574 | 840 | Estimate at $105 per labor hour, assume 8 hours work, reference: http://www.serviskey.net/support/rate-estimator?s4=FL; https://www.homewyse.com/costs/cost_of_instant_hot_water_heaters.html (minor fit change)
Equipment | Instantaneous Hot Water System | Instantaneous Hot Water System | Standard Efficiency Tank Water Heater | Residential | Turnover | Single Family | FL Zone 2 | Per Water Heater | 99.98% | 2564.9648 | 2414.9929 | 149.9719 | 5.847% | 20 | -0.0034743 | 0.041304 | 2380.91 | Per Home | 349 | Baseline 40-gallon electric water heater, https://www.lowes.com/pd/A-O-Smith-Signature-40-Gallon-Short-6-year-Limited-4500-Watt-Double-Element-Electric-Water-Heater/1000216809 | 714 | Estimate at $105 per labor hour, assume 6.8 hours work, reference: http://www.serviskey.net/support/rate-estimator?s4=FL; https://www.homewyse.com/costs/cost_of_instant_hot_water_heaters.html (direct fit/replacement) | 1112.91 | Assume 3 point-of-use water heaters per home. Reference: https://www.homedepot.com/p/Rheem-Performance-13-kW-Self-Modulating-2-14-GPM-Electric-Tankless-Water-Heater-RETEX-13/300800566 plus valves: https://www.homedepot.com/p/Rheem-Brass-Service-Valves-for-Tankless-Water-Heaters-RTG20220AB/202798884 | 2331 | Estimate at $105 per labor hour, assume 11.1 hours work per WH (assume additional 50% of time for 2nd & 3rd for wiring, breakers, etc), reference: http://www.serviskey.net/support/rate-estimator?s4=FL; https://www.homewyse.com/costs/cost_of_instant_hot_water_heaters.html (major fit/position change)
Equipment | Instantaneous Hot Water System | Instantaneous Hot Water System | Standard Efficiency Tank Water Heater | Residential | Turnover | Multi-Family | FL Zone 2 | Per Water Heater | 99.97% | 2016.2319 | 1898.344 | 117.8878 | 5.847% | 20 | -0.002731 | 0.032468 | 2380.91 | Per Home | 349 | Baseline 40-gallon electric water heater, https://www.lowes.com/pd/A-O-Smith-Signature-40-Gallon-Short-6-year-Limited-4500-Watt-Double-Element-Electric-Water-Heater/1000216809 | 714 | Estimate at $105 per labor hour, assume 6.8 hours work, reference: http://www.serviskey.net/support/rate-estimator?s4=FL; https://www.homewyse.com/costs/cost_of_instant_hot_water_heaters.html (direct fit/replacement) | 1112.91 | Assume 3 point-of-use water heaters per home. Reference: https://www.homedepot.com/p/Rheem-Performance-13-kW-Self-Modulating-2-14-GPM-Electric-Tankless-Water-Heater-RETEX-13/300800566 plus valves: https://www.homedepot.com/p/Rheem-Brass-Service-Valves-for-Tankless-Water-Heaters-RTG20220AB/202798884 | 2331 | Estimate at $105 per labor hour, assume 11.1 hours work per WH (assume additional 50% of time for 2nd & 3rd for wiring, breakers, etc), reference: http://www.serviskey.net/support/rate-estimator?s4=FL; https://www.homewyse.com/costs/cost_of_instant_hot_water_heaters.html (major fit/position change)
Equipment | Instantaneous Hot Water System | Instantaneous Hot Water System | Standard Efficiency Tank Water Heater | Residential | Turnover | Manufactured Home | FL Zone 2 | Per Water Heater | 99.96% | 2000.1585 | 1883.2105 | 116.948 | 5.847% | 20 | -0.0027093 | 0.032209 | 2380.91 | Per Home | 349 | Baseline 40-gallon electric water heater, https://www.lowes.com/pd/A-O-Smith-Signature-40-Gallon-Short-6-year-Limited-4500-Watt-Double-Element-Electric-Water-Heater/1000216809 | 714 | Estimate at $105 per labor hour, assume 6.8 hours work, reference: http://www.serviskey.net/support/rate-estimator?s4=FL; https://www.homewyse.com/costs/cost_of_instant_hot_water_heaters.html (direct fit/replacement) | 1112.91 | Assume 3 point-of-use water heaters per home. Reference: https://www.homedepot.com/p/Rheem-Performance-13-kW-Self-Modulating-2-14-GPM-Electric-Tankless-Water-Heater-RETEX-13/300800566 plus valves: https://www.homedepot.com/p/Rheem-Brass-Service-Valves-for-Tankless-Water-Heaters-RTG20220AB/202798884 | 2331 | Estimate at $105 per labor hour, assume 11.1 hours work per WH (assume additional 50% of time for 2nd & 3rd for wiring, breakers, etc), reference: http://www.serviskey.net/support/rate-estimator?s4=FL; https://www.homewyse.com/costs/cost_of_instant_hot_water_heaters.html (major fit/position change)
Equipment | Instantaneous Hot Water System | Instantaneous Hot Water System | Standard Efficiency Tank Water Heater | Residential | New | Single Family | FL Zone 2 | Per Water Heater | 99.98% | 2564.9648 | 2414.9929 | 149.9719 | 5.847% | 20 | -0.0034743 | 0.041304 | 2380.91 | Per Home | 349 | Baseline 40-gallon electric water heater, https://www.lowes.com/pd/A-O-Smith-Signature-40-Gallon-Short-6-year-Limited-4500-Watt-Double-Element-Electric-Water-Heater/1000216809 | 714 | Estimate at $105 per labor hour, assume 6.8 hours work, reference: http://www.serviskey.net/support/rate-estimator?s4=FL; https://www.homewyse.com/costs/cost_of_instant_hot_water_heaters.html (direct fit/replacement) | 1112.91 | Assume 3 point-of-use water heaters per home. Reference: https://www.homedepot.com/p/Rheem-Performance-13-kW-Self-Modulating-2-14-GPM-Electric-Tankless-Water-Heater-RETEX-13/300800566 plus valves: https://www.homedepot.com/p/Rheem-Brass-Service-Valves-for-Tankless-Water-Heaters-RTG20220AB/202798884 | 2331 | Estimate at $105 per labor hour, assume 11.1 hours work per WH (assume additional 50% of time for 2nd & 3rd for wiring, breakers, etc), reference: http://www.serviskey.net/support/rate-estimator?s4=FL; https://www.homewyse.com/costs/cost_of_instant_hot_water_heaters.html (major fit/position change)
Equipment | Instantaneous Hot Water System | Instantaneous Hot Water System | Standard Efficiency Tank Water Heater | Residential | New | Multi-Family | FL Zone 2 | Per Water Heater | 99.97% | 2016.2319 | 1898.344 | 117.8878 | 5.847% | 20 | -0.002731 | 0.032468 | 2380.91 | Per Home | 349 | Baseline 40-gallon electric water heater, https://www.lowes.com/pd/A-O-Smith-Signature-40-Gallon-Short-6-year-Limited-4500-Watt-Double-Element-Electric-Water-Heater/1000216809 | 714 | Estimate at $105 per labor hour, assume 6.8 hours work, reference: http://www.serviskey.net/support/rate-estimator?s4=FL; https://www.homewyse.com/costs/cost_of_instant_hot_water_heaters.html (direct fit/replacement) | 1112.91 | Assume 3 point-of-use water heaters per home. Reference: https://www.homedepot.com/p/Rheem-Performance-13-kW-Self-Modulating-2-14-GPM-Electric-Tankless-Water-Heater-RETEX-13/300800566 plus valves: https://www.homedepot.com/p/Rheem-Brass-Service-Valves-for-Tankless-Water-Heaters-RTG20220AB/202798884 | 2331 | Estimate at $105 per labor hour, assume 11.1 hours work per WH (assume additional 50% of time for 2nd & 3rd for wiring, breakers, etc), reference: http://www.serviskey.net/support/rate-estimator?s4=FL; https://www.homewyse.com/costs/cost_of_instant_hot_water_heaters.html (major fit/position change)
Equipment | Instantaneous Hot Water System | Instantaneous Hot Water System | Standard Efficiency Tank Water Heater | Residential | New | Manufactured Home | FL Zone 2 | Per Water Heater | 99.96% | 2000.1585 | 1883.2105 | 116.948 | 5.847% | 20 | -0.0027093 | 0.032209 | 2380.91 | Per Home | 349 | Baseline 40-gallon electric water heater, https://www.lowes.com/pd/A-O-Smith-Signature-40-Gallon-Short-6-year-Limited-4500-Watt-Double-Element-Electric-Water-Heater/1000216809 | 714 | Estimate at $105 per labor hour, assume 6.8 hours work, reference: http://www.serviskey.net/support/rate-estimator?s4=FL; https://www.homewyse.com/costs/cost_of_instant_hot_water_heaters.html (direct fit/replacement) | 1112.91 | Assume 3 point-of-use water heaters per home. Reference: https://www.homedepot.com/p/Rheem-Performance-13-kW-Self-Modulating-2-14-GPM-Electric-Tankless-Water-Heater-RETEX-13/300800566 plus valves: https://www.homedepot.com/p/Rheem-Brass-Service-Valves-for-Tankless-Water-Heaters-RTG20220AB/202798884 | 2331 | Estimate at $105 per labor hour, assume 11.1 hours work per WH (assume additional 50% of time for 2nd & 3rd for wiring, breakers, etc), reference: http://www.serviskey.net/support/rate-estimator?s4=FL; https://www.homewyse.com/costs/cost_of_instant_hot_water_heaters.html (major fit/position change)
Equipment | Solar Water Heater | Solar Powered 50 Gallon Electric Resistance Water Heater (EF = 1.84) | Code-Compliant 50 Gallon Electric Resistance Water Heater | Residential | Turnover | Single Family | FL Zone 2 | Per Water Heater | 21.56% | 2495.4175 | 582.2641 | 1913.1534 | 76.67% | 15 | 0.14299 | 0.020075 | 6767 | Per 50-gallon | 419 | Baseline 50-gallon electric water heater: https://www.lowes.com/pd/A-O-Smith-Signature-50-Gallon-Short-6-year-Limited-4500-Watt-Double-Element-Electric-Water-Heater/1000216833 | 714 | Estimate at $105 per labor hour, assume 6.8 hours work, reference: http://www.serviskey.net/support/rate-estimator?s4=FL; https://www.homewyse.com/costs/cost_of_instant_hot_water_heaters.html (direct fit/replacement) | 7900 | Average installed cost for FPL Pilot Offering | 0 | reference source did not distinguish material and labor costs
Equipment | Solar Water Heater | Solar Powered 50 Gallon Electric Resistance Water Heater (EF = 1.84) | Code-Compliant 50 Gallon Electric Resistance Water Heater | Residential | Turnover | Multi-Family | FL Zone 2 | Per Water Heater | 10.78% | 1961.5631 | 457.6981 | 1503.865 | 76.67% | 15 | 0.1124 | 0.015781 | 6767 | Per 50-gallon | 419 | Baseline 50-gallon electric water heater: https://www.lowes.com/pd/A-O-Smith-Signature-50-Gallon-Short-6-year-Limited-4500-Watt-Double-Element-Electric-Water-Heater/1000216833 | 714 | Estimate at $105 per labor hour, assume 6.8 hours work, reference: http://www.serviskey.net/support/rate-estimator?s4=FL; https://www.homewyse.com/costs/cost_of_instant_hot_water_heaters.html (direct fit/replacement) | 7900 | Average installed cost for FPL Pilot Offering | 0 | reference source did not distinguish material and labor costs
Equipment | Solar Water Heater | Solar Powered 50 Gallon Electric Resistance Water Heater (EF = 1.84) | Code-Compliant 50 Gallon Electric Resistance Water Heater | Residential | Turnover | Manufactured Home | FL Zone 2 | Per Water Heater | 21.56% | 1945.9256 | 454.0493 | 1491.8763 | 76.67% | 15 | 0.11151 | 0.015655 | 6767 | Per 50-gallon | 419 | Baseline 50-gallon electric water heater: https://www.lowes.com/pd/A-O-Smith-Signature-50-Gallon-Short-6-year-Limited-4500-Watt-Double-Element-Electric-Water-Heater/1000216833 | 714 | Estimate at $105 per labor hour, assume 6.8 hours work, reference: http://www.serviskey.net/support/rate-estimator?s4=FL; https://www.homewyse.com/costs/cost_of_instant_hot_water_heaters.html (direct fit/replacement) | 7900 | Average installed cost for FPL Pilot Offering | 0 | reference source did not distinguish material and labor costs
Equipment | Solar Water Heater | Solar Powered 50 Gallon Electric Resistance Water Heater (EF = 1.84) | Code-Compliant 50 Gallon Electric Resistance Water Heater | Residential | New | Single Family | FL Zone 2 | Per Water Heater | 21.56% | 2495.4175 | 582.2641 | 1913.1534 | 76.67% | 15 | 0.14299 | 0.020075 | 6767 | Per 50-gallon | 419 | Baseline 50-gallon electric water heater: https://www.lowes.com/pd/A-O-Smith-Signature-50-Gallon-Short-6-year-Limited-4500-Watt-Double-Element-Electric-Water-Heater/1000216833 | 714 | Estimate at $105 per labor hour, assume 6.8 hours work, reference: http://www.serviskey.net/support/rate-estimator?s4=FL; https://www.homewyse.com/costs/cost_of_instant_hot_water_heaters.html (direct fit/replacement) | 7900 | Average installed cost for FPL Pilot Offering | 0 | reference source did not distinguish material and labor costs
Equipment | Solar Water Heater | Solar Powered 50 Gallon Electric Resistance Water Heater (EF = 1.84) | Code-Compliant 50 Gallon Electric Resistance Water Heater | Residential | New | Multi-Family | FL Zone 2 | Per Water Heater | 10.78% | 1961.5631 | 457.6981 | 1503.865 | 76.67% | 15 | 0.1124 | 0.015781 | 6767 | Per 50-gallon | 419 | Baseline 50-gallon electric water heater: https://www.lowes.com/pd/A-O-Smith-Signature-50-Gallon-Short-6-year-Limited-4500-Watt-Double-Element-Electric-Water-Heater/1000216833 | 714 | Estimate at $105 per labor hour, assume 6.8 hours work, reference: http://www.serviskey.net/support/rate-estimator?s4=FL; https://www.homewyse.com/costs/cost_of_instant_hot_water_heaters.html (direct fit/replacement) | 7900 | Average installed cost for FPL Pilot Offering | 0 | reference source did not distinguish material and labor costs
Equipment | Solar Water Heater | Solar Powered 50 Gallon Electric Resistance Water Heater (EF = 1.84) | Code-Compliant 50 Gallon Electric Resistance Water Heater | Residential | New | Manufactured Home | FL Zone 2 | Per Water Heater | 21.56% | 1945.9256 | 454.0493 | 1491.8763 | 76.67% | 15 | 0.11151 | 0.015655 | 6767 | Per 50-gallon | 419 | Baseline 50-gallon electric water heater: https://www.lowes.com/pd/A-O-Smith-Signature-50-Gallon-Short-6-year-Limited-4500-Watt-Double-Element-Electric-Water-Heater/1000216833 | 714 | Estimate at $105 per labor hour, assume 6.8 hours work, reference: http://www.serviskey.net/support/rate-estimator?s4=FL; https://www.homewyse.com/costs/cost_of_instant_hot_water_heaters.html (direct fit/replacement) | 7900 | Average installed cost for FPL Pilot Offering | 0 | reference source did not distinguish material and labor costs
Equipment | Energy Star Air Purifier | One 120 CFM Air Purifier meeting ENERGY STAR® 1.2 Standards | One Standard 120 CFM Air Purifier | Residential | Turnover | Single Family | FL Zone 2 | Per Air Cleaner | 61% | 1072 | 430.0364 | 641.9636 | 59.88% | 9 | 0.085069 | 0.061385 | 0 | Per Unit | 0 | reference source included incremental cost only | 0 | No Labor Cost | 0 | ENERGY STAR Appliance Calculator, 2016 (no incremental cost) | 0 | No Labor Cost
Equipment | Energy Star Air Purifier | One 120 CFM Air Purifier meeting ENERGY STAR® 1.2 Standards | One Standard 120 CFM Air Purifier | Residential | Turnover | Multi-Family | FL Zone 2 | Per Air Cleaner | 61% | 1072 | 430.0364 | 641.9636 | 59.88% | 9 | 0.085069 | 0.061385 | 0 | Per Unit | 0 | reference source included incremental cost only | 0 | No Labor Cost | 0 | ENERGY STAR Appliance Calculator, 2016 (no incremental cost) | 0 | No Labor Cost
Equipment | Energy Star Air Purifier | One 120 CFM Air Purifier meeting ENERGY STAR® 1.2 Standards | One Standard 120 CFM Air Purifier | Residential | Turnover | Manufactured Home | FL Zone 2 | Per Air Cleaner | 61% | 1072 | 430.0364 | 641.9636 | 59.88% | 9 | 0.085069 | 0.061385 | 0 | Per Unit | 0 | reference source included incremental cost only | 0 | No Labor Cost | 0 | ENERGY STAR Appliance Calculator, 2016 (no incremental cost) | 0 | No Labor Cost
Equipment | Energy Star Air Purifier | One 120 CFM Air Purifier meeting ENERGY STAR® 1.2 Standards | One Standard 120 CFM Air Purifier | Residential | New | Single Family | FL Zone 2 | Per Air Cleaner | 61% | 1072 | 430.0364 | 641.9636 | 59.88% | 9 | 0.085069 | 0.061385 | 0 | Per Unit | 0 | reference source included incremental cost only | 0 | No Labor Cost | 0 | ENERGY STAR Appliance Calculator, 2016 (no incremental cost) | 0 | No Labor Cost
Equipment | Energy Star Air Purifier | One 120 CFM Air Purifier meeting ENERGY STAR® 1.2 Standards | One Standard 120 CFM Air Purifier | Residential | New | Multi-Family | FL Zone 2 | Per Air Cleaner | 61% | 1072 | 430.0364 | 641.9636 | 59.88% | 9 | 0.085069 | 0.061385 | 0 | Per Unit | 0 | reference source included incremental cost only | 0 | No Labor Cost | 0 | ENERGY STAR Appliance Calculator, 2016 (no incremental cost) | 0 | No Labor Cost
Equipment | Energy Star Air Purifier | One 120 CFM Air Purifier meeting ENERGY STAR® 1.2 Standards | One Standard 120 CFM Air Purifier | Residential | New | Manufactured Home | FL Zone 2 | Per Air Cleaner | 61% | 1072 | 430.0364 | 641.9636 | 59.88% | 9 | 0.085069 | 0.061385 | 0 | Per Unit | 0 | reference source included incremental cost only | 0 | No Labor Cost | 0 | ENERGY STAR Appliance Calculator, 2016 (no incremental cost) | 0 | No Labor Cost
Equipment | Energy Star Audio-Video Equipment | One DVD/Blu-Ray Player meeting ENERGY STAR® 3.0 Standards | One Market Average DVD/Blu-Ray Player | Residential | Turnover | Single Family | FL Zone 2 | Per Device | 43% | 98.2955 | 18 | 80.2955 | 81.69% | 5 | 0 | 0 | 134.84 | Per Unit | 299.99 | http://www.amazon.com/Sony-HT-CT150-Sound-Bar-System/dp/B003C1AO2I/ref=sr_1_1?s=aht&ie=UTF8&qid=1311254467&sr=1-1 | 0 | No Labor Cost | 434.83 | http://www.amazon.com/Polk-Audio-Surroundbar-Entertainment-System/dp/B0036ORATQ/ref=sr_1_2?s=aht&ie=UTF8&qid=1311254476&sr=1-2 | 0 | No Labor Cost
Equipment | Energy Star Audio-Video Equipment | One DVD/Blu-Ray Player meeting ENERGY STAR® 3.0 Standards | One Market Average DVD/Blu-Ray Player | Residential | Turnover | Multi-Family | FL Zone 2 | Per Device | 43% | 98.2955 | 18 | 80.2955 | 81.69% | 5 | 0 | 0 | 134.84 | Per Unit | 299.99 | http://www.amazon.com/Sony-HT-CT150-Sound-Bar-System/dp/B003C1AO2I/ref=sr_1_1?s=aht&ie=UTF8&qid=1311254467&sr=1-1 | 0 | No Labor Cost | 434.83 | http://www.amazon.com/Polk-Audio-Surroundbar-Entertainment-System/dp/B0036ORATQ/ref=sr_1_2?s=aht&ie=UTF8&qid=1311254476&sr=1-2 | 0 | No Labor Cost
Equipment | Energy Star Audio-Video Equipment | One DVD/Blu-Ray Player meeting ENERGY STAR® 3.0 Standards | One Market Average DVD/Blu-Ray Player | Residential | Turnover | Manufactured Home | FL Zone 2 | Per Device | 43% | 98.2955 | 18 | 80.2955 | 81.69% | 5 | 0 | 0 | 134.84 | Per Unit | 299.99 | http://www.amazon.com/Sony-HT-CT150-Sound-Bar-System/dp/B003C1AO2I/ref=sr_1_1?s=aht&ie=UTF8&qid=1311254467&sr=1-1 | 0 | No Labor Cost | 434.83 | http://www.amazon.com/Polk-Audio-Surroundbar-Entertainment-System/dp/B0036ORATQ/ref=sr_1_2?s=aht&ie=UTF8&qid=1311254476&sr=1-2 | 0 | No Labor Cost
Equipment | Energy Star Audio-Video Equipment | One DVD/Blu-Ray Player meeting ENERGY STAR® 3.0 Standards | One Market Average DVD/Blu-Ray Player | Residential | New | Single Family | FL Zone 2 | Per Device | 43% | 98.2955 | 18 | 80.2955 | 81.69% | 5 | 0 | 0 | 134.84 | Per Unit | 299.99 | http://www.amazon.com/Sony-HT-CT150-Sound-Bar-System/dp/B003C1AO2I/ref=sr_1_1?s=aht&ie=UTF8&qid=1311254467&sr=1-1 | 0 | No Labor Cost | 434.83 | http://www.amazon.com/Polk-Audio-Surroundbar-Entertainment-System/dp/B0036ORATQ/ref=sr_1_2?s=aht&ie=UTF8&qid=1311254476&sr=1-2 | 0 | No Labor Cost
Equipment | Energy Star Audio-Video Equipment | One DVD/Blu-Ray Player meeting ENERGY STAR® 3.0 Standards | One Market Average DVD/Blu-Ray Player | Residential | New | Multi-Family | FL Zone 2 | Per Device | 43% | 98.2955 | 18 | 80.2955 | 81.69% | 5 | 0 | 0 | 134.84 | Per Unit | 299.99 | http://www.amazon.com/Sony-HT-CT150-Sound-Bar-System/dp/B003C1AO2I/ref=sr_1_1?s=aht&ie=UTF8&qid=1311254467&sr=1-1 | 0 | No Labor Cost | 434.83 | http://www.amazon.com/Polk-Audio-Surroundbar-Entertainment-System/dp/B0036ORATQ/ref=sr_1_2?s=aht&ie=UTF8&qid=1311254476&sr=1-2 | 0 | No Labor Cost
Equipment | Energy Star Audio-Video Equipment | One DVD/Blu-Ray Player meeting ENERGY STAR® 3.0 Standards | One Market Average DVD/Blu-Ray Player | Residential | New | Manufactured Home | FL Zone 2 | Per Device | 43% | 98.2955 | 18 | 80.2955 | 81.69% | 5 | 0 | 0 | 134.84 | Per Unit | 299.99 | http://www.amazon.com/Sony-HT-CT150-Sound-Bar-System/dp/B003C1AO2I/ref=sr_1_1?s=aht&ie=UTF8&qid=1311254467&sr=1-1 | 0 | No Labor Cost | 434.83 | http://www.amazon.com/Polk-Audio-Surroundbar-Entertainment-System/dp/B0036ORATQ/ref=sr_1_2?s=aht&ie=UTF8&qid=1311254476&sr=1-2 | 0 | No Labor Cost
Equipment | Energy Star Imaging Equipment | One Personal Computer meeting ENERGY STAR® 6.1 Standards | One Personal Computer meeting ENERGY STAR® 3.0 Standards | Residential | Turnover | Single Family | FL Zone 2 | Per Appliance | 1% | 299.575 | 171.93 | 127.645 | 42.61% | 5 | 0.011573 | 0.0067571 | 0 | Per Unit | 49.99 | Market Research, 2018, bestbuy.com | 0 | No Labor Cost | 49.99 | Market Research, 2018, bestbuy.com (lowest cost units were all EnergyStar certified so no incremental cost difference) | 0 | No Labor Cost
Equipment | Energy Star Imaging Equipment | One Personal Computer meeting ENERGY STAR® 6.1 Standards | One Personal Computer meeting ENERGY STAR® 3.0 Standards | Residential | Turnover | Multi-Family | FL Zone 2 | Per Appliance | 1% | 299.575 | 171.93 | 127.645 | 42.61% | 5 | 0.011573 | 0.0067571 | 0 | Per Unit | 49.99 | Market Research, 2018, bestbuy.com | 0 | No Labor Cost | 49.99 | Market Research, 2018, bestbuy.com (lowest cost units were all EnergyStar certified so no incremental cost difference) | 0 | No Labor Cost
Equipment | Energy Star Imaging Equipment | One Personal Computer meeting ENERGY STAR® 6.1 Standards | One Personal Computer meeting ENERGY STAR® 3.0 Standards | Residential | Turnover | Manufactured Home | FL Zone 2 | Per Appliance | 1% | 299.575 | 171.93 | 127.645 | 42.61% | 5 | 0.011573 | 0.0067571 | 0 | Per Unit | 49.99 | Market Research, 2018, bestbuy.com | 0 | No Labor Cost | 49.99 | Market Research, 2018, bestbuy.com (lowest cost units were all EnergyStar certified so no incremental cost difference) | 0 | No Labor Cost
Equipment | Energy Star Imaging Equipment | One Personal Computer meeting ENERGY STAR® 6.1 Standards | One Personal Computer meeting ENERGY STAR® 3.0 Standards | Residential | New | Single Family | FL Zone 2 | Per Appliance | 1% | 299.575 | 171.93 | 127.645 | 42.61% | 5 | 0.011573 | 0.0067571 | 0 | Per Unit | 49.99 | Market Research, 2018, bestbuy.com | 0 | No Labor Cost | 49.99 | Market Research, 2018, bestbuy.com (lowest cost units were all EnergyStar certified so no incremental cost difference) | 0 | No Labor Cost
Equipment | Energy Star Imaging Equipment | One Personal Computer meeting ENERGY STAR® 6.1 Standards | One Personal Computer meeting ENERGY STAR® 3.0 Standards | Residential | New | Multi-Family | FL Zone 2 | Per Appliance | 1% | 299.575 | 171.93 | 127.645 | 42.61% | 5 | 0.011573 | 0.0067571 | 0 | Per Unit | 49.99 | Market Research, 2018, bestbuy.com | 0 | No Labor Cost | 49.99 | Market Research, 2018, bestbuy.com (lowest cost units were all EnergyStar certified so no incremental cost difference) | 0 | No Labor Cost
Equipment | Energy Star Imaging Equipment | One Personal Computer meeting ENERGY STAR® 6.1 Standards | One Personal Computer meeting ENERGY STAR® 3.0 Standards | Residential | New | Manufactured Home | FL Zone 2 | Per Appliance | 1% | 299.575 | 171.93 | 127.645 | 42.61% | 5 | 0.011573 | 0.0067571 | 0 | Per Unit | 49.99 | Market Research, 2018, bestbuy.com | 0 | No Labor Cost | 49.99 | Market Research, 2018, bestbuy.com (lowest cost units were all EnergyStar certified so no incremental cost difference) | 0 | No Labor Cost
Equipment | Energy Star Personal Computer | One Personal Computer meeting ENERGY STAR® 6.1 Standards | One Personal Computer meeting ENERGY STAR® 3.0 Standards | Residential | Turnover | Single Family | FL Zone 2 | Per Appliance | 35% | 274.082 | 154.5308 | 119.5512 | 43.62% | 4 | 0.018954 | 0.0040635 | 29.75 | Per Unit | 0 | reference source included incremental cost only | 0 | No Labor Cost | 29.75 | Table 9.3, average of product classes for Tier 2 (2017) standard: http://www.energy.ca.gov/appliances/2013rulemaking/documents/proposals/12-AAER-2A_Consumer_Electronics/California_IOUs_Standards_Proposal_Computers_UPDATED_2013-08-06_TN-71813.pdf | 0 | No Labor Cost
Equipment | Energy Star Personal Computer | One Personal Computer meeting ENERGY STAR® 6.1 Standards | One Personal Computer meeting ENERGY STAR® 3.0 Standards | Residential | Turnover | Multi-Family | FL Zone 2 | Per Appliance | 35% | 274.082 | 154.5308 | 119.5512 | 43.62% | 4 | 0.018954 | 0.0040635 | 29.75 | Per Unit | 0 | reference source included incremental cost only | 0 | No Labor Cost | 29.75 | Table 9.3, average of product classes for Tier 2 (2017) standard: http://www.energy.ca.gov/appliances/2013rulemaking/documents/proposals/12-AAER-2A_Consumer_Electronics/California_IOUs_Standards_Proposal_Computers_UPDATED_2013-08-06_TN-71813.pdf | 0 | No Labor Cost
Equipment | Energy Star Personal Computer | One Personal Computer meeting ENERGY STAR® 6.1 Standards | One Personal Computer meeting ENERGY STAR® 3.0 Standards | Residential | Turnover | Manufactured Home | FL Zone 2 | Per Appliance | 35% | 274.082 | 154.5308 | 119.5512 | 43.62% | 4 | 0.018954 | 0.0040635 | 29.75 | Per Unit | 0 | reference source included incremental cost only | 0 | No Labor Cost | 29.75 | Table 9.3, average of product classes for Tier 2 (2017) standard: http://www.energy.ca.gov/appliances/2013rulemaking/documents/proposals/12-AAER-2A_Consumer_Electronics/California_IOUs_Standards_Proposal_Computers_UPDATED_2013-08-06_TN-71813.pdf | 0 | No Labor Cost
Equipment | Energy Star Personal Computer | One Personal Computer meeting ENERGY STAR® 6.1 Standards | One Personal Computer meeting ENERGY STAR® 3.0 Standards | Residential | New | Single Family | FL Zone 2 | Per Appliance | 35% | 274.082 | 154.5308 | 119.5512 | 43.62% | 4 | 0.018954 | 0.0040635 | 29.75 | Per Unit | 0 | reference source included incremental cost only | 0 | No Labor Cost | 29.75 | Table 9.3, average of product classes for Tier 2 (2017) standard: http://www.energy.ca.gov/appliances/2013rulemaking/documents/proposals/12-AAER-2A_Consumer_Electronics/California_IOUs_Standards_Proposal_Computers_UPDATED_2013-08-06_TN-71813.pdf | 0 | No Labor Cost
Equipment | Energy Star Personal Computer | One Personal Computer meeting ENERGY STAR® 6.1 Standards | One Personal Computer meeting ENERGY STAR® 3.0 Standards | Residential | New | Multi-Family | FL Zone 2 | Per Appliance | 35% | 274.082 | 154.5308 | 119.5512 | 43.62% | 4 | 0.018954 | 0.0040635 | 29.75 | Per Unit | 0 | reference source included incremental cost only | 0 | No Labor Cost | 29.75 | Table 9.3, average of product classes for Tier 2 (2017) standard: http://www.energy.ca.gov/appliances/2013rulemaking/documents/proposals/12-AAER-2A_Consumer_Electronics/California_IOUs_Standards_Proposal_Computers_UPDATED_2013-08-06_TN-71813.pdf | 0 | No Labor Cost
Equipment | Energy Star Personal Computer | One Personal Computer meeting ENERGY STAR® 6.1 Standards | One Personal Computer meeting ENERGY STAR® 3.0 Standards | Residential | New | Manufactured Home | FL Zone 2 | Per Appliance | 35% | 274.082 | 154.5308 | 119.5512 | 43.62% | 4 | 0.018954 | 0.0040635 | 29.75 | Per Unit | 0 | reference source included incremental cost only | 0 | No Labor Cost | 29.75 | Table 9.3, average of product classes for Tier 2 (2017) standard: http://www.energy.ca.gov/appliances/2013rulemaking/documents/proposals/12-AAER-2A_Consumer_Electronics/California_IOUs_Standards_Proposal_Computers_UPDATED_2013-08-06_TN-71813.pdf | 0 | No Labor Cost
Equipment | Energy Star TV | One Television meeting ENERGY STAR® 7.0 Standards | One Television meeting ENERGY STAR® 6.1 Standards | Residential | Turnover | Single Family | FL Zone 2 | Per Appliance | 42% | 109.1958 | 70.8708 | 38.325 | 35.1% | 6 | 0.0076643 | 0.0045849 | 93.3333 | Per Unit | 400 | Average of 3 lowest cost 55" non-Energy Star units, bestbuy.com | 0 | No Labor Cost | 493.3333 | Average of 3 lowest cost 55" Energy Star units, bestbuy.com | 0 | No Labor Cost
Equipment | Energy Star TV | One Television meeting ENERGY STAR® 7.0 Standards | One Television meeting ENERGY STAR® 6.1 Standards | Residential | Turnover | Multi-Family | FL Zone 2 | Per Appliance | 42% | 109.1958 | 70.8708 | 38.325 | 35.1% | 6 | 0.0076643 | 0.0045849 | 93.3333 | Per Unit | 400 | Average of 3 lowest cost 55" non-Energy Star units, bestbuy.com | 0 | No Labor Cost | 493.3333 | Average of 3 lowest cost 55" Energy Star units, bestbuy.com | 0 | No Labor Cost
Equipment | Energy Star TV | One Television meeting ENERGY STAR® 7.0 Standards | One Television meeting ENERGY STAR® 6.1 Standards | Residential | Turnover | Manufactured Home | FL Zone 2 | Per Appliance | 42% | 109.1958 | 70.8708 | 38.325 | 35.1% | 6 | 0.0076643 | 0.0045849 | 93.3333 | Per Unit | 400 | Average of 3 lowest cost 55" non-Energy Star units, bestbuy.com | 0 | No Labor Cost | 493.3333 | Average of 3 lowest cost 55" Energy Star units, bestbuy.com | 0 | No Labor Cost
Equipment | Energy Star TV | One Television meeting ENERGY STAR® 7.0 Standards | One Television meeting ENERGY STAR® 6.1 Standards | Residential | New | Single Family | FL Zone 2 | Per Appliance | 42% | 109.1958 | 70.8708 | 38.325 | 35.1% | 6 | 0.0076643 | 0.0045849 | 93.3333 | Per Unit | 400 | Average of 3 lowest cost 55" non-Energy Star units, bestbuy.com | 0 | No Labor Cost | 493.3333 | Average of 3 lowest cost 55" Energy Star units, bestbuy.com | 0 | No Labor Cost
Equipment | Energy Star TV | One Television meeting ENERGY STAR® 7.0 Standards | One Television meeting ENERGY STAR® 6.1 Standards | Residential | New | Multi-Family | FL Zone 2 | Per Appliance | 42% | 109.1958 | 70.8708 | 38.325 | 35.1% | 6 | 0.0076643 | 0.0045849 | 93.3333 | Per Unit | 400 | Average of 3 lowest cost 55" non-Energy Star units, bestbuy.com | 0 | No Labor Cost | 493.3333 | Average of 3 lowest cost 55" Energy Star units, bestbuy.com | 0 | No Labor Cost
Equipment | Energy Star TV | One Television meeting ENERGY STAR® 7.0 Standards | One Television meeting ENERGY STAR® 6.1 Standards | Residential | New | Manufactured Home | FL Zone 2 | Per Appliance | 42% | 109.1958 | 70.8708 | 38.325 | 35.1% | 6 | 0.0076643 | 0.0045849 | 93.3333 | Per Unit | 400 | Average of 3 lowest cost 55" non-Energy Star units, bestbuy.com | 0 | No Labor Cost | 493.3333 | Average of 3 lowest cost 55" Energy Star units, bestbuy.com | 0 | No Labor Cost
Equipment | 14 SEER ASHP from base electric resistance heating | 14 SEER ASHP from base electric resistance heating | Base AC, 14 SEER, Electric resistance heating, 3.41 HSPF | Residential | Turnover | Single Family | FL Zone 2 | Per System | 0% | 13223.863 | 7741.4525 | 5482.4104 | 41.46% | 15 | 0 | 1.5463 | 469.29 | Per 3 Ton | 1652.01 | rate at $550.67/ton, reference: https://www.theacoutlet.com/gsx16s361-capf4860d6-3-ton-14-seer-goodman-air-condenser-and-coil.html | 1259.184 | rate at $85.08/per labor hour, assume 14.8 hour work, reference: https://www.homewyse.com/costs/cost_of_heat_pump_systems.html | 2121.3 | 14 SEER split system heat pump, rate at $707.1/ton, reference: https://www.theacoutlet.com/rp1536aj1na-rh1p3617stanja-3-ton-14-seer-rheem-ruud-heat-pump-system.html | 1259.184 | rate at $85.08/per labor hour, assume 14.8 hour work, reference: https://www.homewyse.com/costs/cost_of_heat_pump_systems.html
Equipment | 14 SEER ASHP from base electric resistance heating | 14 SEER ASHP from base electric resistance heating | Base AC, 14 SEER, Electric resistance heating, 3.41 HSPF | Residential | Turnover | Multi-Family | FL Zone 2 | Per System | 0% | 8815.9086 | 5160.9684 | 3654.9403 | 41.46% | 15 | 0 | 1.0309 | 312.86 | Per 2 Ton | 1101.34 | rate at $550.67/ton, reference: https://www.theacoutlet.com/gsx16s361-capf4860d6-3-ton-14-seer-goodman-air-condenser-and-coil.html | 1259.184 | rate at $85.08/per labor hour, assume 14.8 hour work, reference: https://www.homewyse.com/costs/cost_of_heat_pump_systems.html | 1414.2 | 14 SEER split system heat pump, rate at $707.1/ton, reference: https://www.theacoutlet.com/rp1536aj1na-rh1p3617stanja-3-ton-14-seer-rheem-ruud-heat-pump-system.html | 1259.184 | rate at $85.08/per labor hour, assume 14.8 hour work, reference: https://www.homewyse.com/costs/cost_of_heat_pump_systems.html
Equipment | 14 SEER ASHP from base electric resistance heating | 14 SEER ASHP from base electric resistance heating | Base AC, 14 SEER, Electric resistance heating, 3.41 HSPF | Residential | Turnover | Manufactured Home | FL Zone 2 | Per System | 0% | 13223.863 | 7741.4525 | 5482.4104 | 41.46% | 15 | 0 | 1.5463 | 469.29 | Per 3 Ton | 1652.01 | rate at $550.67/ton, reference: https://www.theacoutlet.com/gsx16s361-capf4860d6-3-ton-14-seer-goodman-air-condenser-and-coil.html | 1259.184 | rate at $85.08/per labor hour, assume 14.8 hour work, reference: https://www.homewyse.com/costs/cost_of_heat_pump_systems.html | 2121.3 | 14 SEER split system heat pump, rate at $707.1/ton, reference: https://www.theacoutlet.com/rp1536aj1na-rh1p3617stanja-3-ton-14-seer-rheem-ruud-heat-pump-system.html | 1259.184 | rate at $85.08/per labor hour, assume 14.8 hour work, reference: https://www.homewyse.com/costs/cost_of_heat_pump_systems.html
Equipment | 14 SEER ASHP from base electric resistance heating | 14 SEER ASHP from base electric resistance heating | Base AC, 14 SEER, Electric resistance heating, 3.41 HSPF | Residential | New | Single Family | FL Zone 2 | Per System | 0% | 13223.863 | 7741.4525 | 5482.4104 | 41.46% | 15 | 0 | 1.5463 | 469.29 | Per 3 Ton | 1652.01 | rate at $550.67/ton, reference: https://www.theacoutlet.com/gsx16s361-capf4860d6-3-ton-14-seer-goodman-air-condenser-and-coil.html | 1259.184 | rate at $85.08/per labor hour, assume 14.8 hour work, reference: https://www.homewyse.com/costs/cost_of_heat_pump_systems.html | 2121.3 | 14 SEER split system heat pump, rate at $707.1/ton, reference: https://www.theacoutlet.com/rp1536aj1na-rh1p3617stanja-3-ton-14-seer-rheem-ruud-heat-pump-system.html | 1259.184 | rate at $85.08/per labor hour, assume 14.8 hour work, reference: https://www.homewyse.com/costs/cost_of_heat_pump_systems.html
Equipment | 14 SEER ASHP from base electric resistance heating | 14 SEER ASHP from base electric resistance heating | Base AC, 14 SEER, Electric resistance heating, 3.41 HSPF | Residential | New | Multi-Family | FL Zone 2 | Per System | 0% | 8815.9086 | 5160.9684 | 3654.9403 | 41.46% | 15 | 0 | 1.0309 | 312.86 | Per 2 Ton | 1101.34 | rate at $550.67/ton, reference: https://www.theacoutlet.com/gsx16s361-capf4860d6-3-ton-14-seer-goodman-air-condenser-and-coil.html | 1259.184 | rate at $85.08/per labor hour, assume 14.8 hour work, reference: https://www.homewyse.com/costs/cost_of_heat_pump_systems.html | 1414.2 | 14 SEER split system heat pump, rate at $707.1/ton, reference: https://www.theacoutlet.com/rp1536aj1na-rh1p3617stanja-3-ton-14-seer-rheem-ruud-heat-pump-system.html | 1259.184 | rate at $85.08/per labor hour, assume 14.8 hour work, reference: https://www.homewyse.com/costs/cost_of_heat_pump_systems.html
Equipment | 14 SEER ASHP from base electric resistance heating | 14 SEER ASHP from base electric resistance heating | Base AC, 14 SEER, Electric resistance heating, 3.41 HSPF | Residential | New | Manufactured Home | FL Zone 2 | Per System | 0% | 13223.863 | 7741.4525 | 5482.4104 | 41.46% | 15 | 0 | 1.5463 | 469.29 | Per 3 Ton | 1652.01 | rate at $550.67/ton, reference: https://www.theacoutlet.com/gsx16s361-capf4860d6-3-ton-14-seer-goodman-air-condenser-and-coil.html | 1259.184 | rate at $85.08/per labor hour, assume 14.8 hour work, reference: https://www.homewyse.com/costs/cost_of_heat_pump_systems.html | 2121.3 | 14 SEER split system heat pump, rate at $707.1/ton, reference: https://www.theacoutlet.com/rp1536aj1na-rh1p3617stanja-3-ton-14-seer-rheem-ruud-heat-pump-system.html | 1259.184 | rate at $85.08/per labor hour, assume 14.8 hour work, reference: https://www.homewyse.com/costs/cost_of_heat_pump_systems.html
Equipment | 15 SEER Air Source Heat Pump | 15 SEER Air Source Heat Pump | Code-Compliant ASHP, 14 SEER, 8.2 HSPF | Residential | Turnover | Single Family | FL Zone 2 | Per System | 0% | 7741.4525 | 7347.8005 | 393.6521 | 5.085% | 15 | 0.1045 | 0.11103 | 474 | Per 3 Ton | 0 | reference source included incremental cost only | 0 | No Labor Cost | 474 | FPL contractor survey, 2018 - incremental cost for 3 ton, SFD | 0 | No Additional Labor Cost
Equipment | 15 SEER Air Source Heat Pump | 15 SEER Air Source Heat Pump | Code-Compliant ASHP, 14 SEER, 8.2 HSPF | Residential | Turnover | Multi-Family | FL Zone 2 | Per System | 0% | 5160.9684 | 4898.5336 | 262.4347 | 5.085% | 15 | 0.069666 | 0.074019 | 447 | Per 2 Ton | 0 | reference source included incremental cost only | 0 | No Labor Cost | 447 | FPL contractor survey, 2018 - incremental cost for MF | 0 | No Additional Labor Cost
Equipment | 15 SEER Air Source Heat Pump | 15 SEER Air Source Heat Pump | Code-Compliant ASHP, 14 SEER, 8.2 HSPF | Residential | Turnover | Manufactured Home | FL Zone 2 | Per System | 0% | 7741.4525 | 7347.8005 | 393.6521 | 5.085% | 15 | 0.1045 | 0.11103 | 474 | Per 3 Ton | 0 | reference source included incremental cost only | 0 | No Labor Cost | 474 | FPL contractor survey, 2018 - incremental cost for 3 ton, SFD (used 3 ton based on size assumption for savings calcs) | 0 | No Additional Labor Cost
Equipment | 15 SEER Air Source Heat Pump | 15 SEER Air Source Heat Pump | Code-Compliant ASHP, 14 SEER, 8.2 HSPF | Residential | New | Single Family | FL Zone 2 | Per System | 0% | 7741.4525 | 7347.8005 | 393.6521 | 5.085% | 15 | 0.1045 | 0.11103 | 474 | Per 3 Ton | 0 | reference source included incremental cost only | 0 | No Labor Cost | 474 | FPL contractor survey, 2018 - incremental cost for 3 ton, SFD | 0 | No Additional Labor Cost
Equipment | 15 SEER Air Source Heat Pump | 15 SEER Air Source Heat Pump | Code-Compliant ASHP, 14 SEER, 8.2 HSPF | Residential | New | Multi-Family | FL Zone 2 | Per System | 0% | 5160.9684 | 4898.5336 | 262.4347 | 5.085% | 15 | 0.069666 | 0.074019 | 447 | Per 2 Ton | 0 | reference source included incremental cost only | 0 | No Labor Cost | 447 | FPL contractor survey, 2018 - incremental cost for MF | 0 | No Additional Labor Cost
Equipment | 15 SEER Air Source Heat Pump | 15 SEER Air Source Heat Pump | Code-Compliant ASHP, 14 SEER, 8.2 HSPF | Residential | New | Manufactured Home | FL Zone 2 | Per System | 0% | 7741.4525 | 7347.8005 | 393.6521 | 5.085% | 15 | 0.1045 | 0.11103 | 474 | Per 3 Ton | 0 | reference source included incremental cost only | 0 | No Labor Cost | 474 | FPL contractor survey, 2018 - incremental cost for 3 ton, SFD (used 3 ton based on size assumption for savings calcs) | 0 | No Additional Labor Cost
Equipment | 15 SEER Central AC | 15 SEER Central AC | Code-Compliant Central AC, 14 SEER | Residential | Turnover | Single Family | FL Zone 2 | Per System | 0% | 3838.5257 | 3582.624 | 255.9017 | 6.667% | 15 | 0.15798 | 0 | 371 | Per 3 Ton | 0 | reference source included incremental cost only | 0 | No Labor Cost | 371 | FPL contractor survey, 2018 - incremental cost for 3 ton, SFD | 0 | No Additional Labor Cost
Equipment | 15 SEER Central AC | 15 SEER Central AC | Code-Compliant Central AC, 14 SEER | Residential | Turnover | Multi-Family | FL Zone 2 | Per System | 0% | 2559.0171 | 2388.416 | 170.6011 | 6.667% | 15 | 0.10532 | 0 | 332 | Per 2 Ton | 0 | reference source included incremental cost only | 0 | No Labor Cost | 332 | FPL contractor survey, 2018 - incremental cost for MF | 0 | No Additional Labor Cost
Equipment | 15 SEER Central AC | 15 SEER Central AC | Code-Compliant Central AC, 14 SEER | Residential | Turnover | Manufactured Home | FL Zone 2 | Per System | 0% | 3838.5257 | 3582.624 | 255.9017 | 6.667% | 15 | 0.15798 | 0 | 371 | Per 3 Ton | 0 | reference source included incremental cost only | 0 | No Labor Cost | 371 | FPL contractor survey, 2018 - incremental cost for 3 ton, SFD (used 3 ton based on size assumption for savings calcs) | 0 | No Additional Labor Cost
Equipment | 15 SEER Central AC | 15 SEER Central AC | Code-Compliant Central AC, 14 SEER | Residential | New | Single Family | FL Zone 2 | Per System | 0% | 3838.5257 | 3582.624 | 255.9017 | 6.667% | 15 | 0.15798 | 0 | 371 | Per 3 Ton | 0 | reference source included incremental cost only | 0 | No Labor Cost | 371 | FPL contractor survey, 2018 - incremental cost for 3 ton, SFD | 0 | No Additional Labor Cost
Equipment | 15 SEER Central AC | 15 SEER Central AC | Code-Compliant Central AC, 14 SEER | Residential | New | Multi-Family | FL Zone 2 | Per System | 0% | 2559.0171 | 2388.416 | 170.6011 | 6.667% | 15 | 0.10532 | 0 | 332 | Per 2 Ton | 0 | reference source included incremental cost only | 0 | No Labor Cost | 332 | FPL contractor survey, 2018 - incremental cost for MF | 0 | No Additional Labor Cost
Equipment | 15 SEER Central AC | 15 SEER Central AC | Code-Compliant Central AC, 14 SEER | Residential | New | Manufactured Home | FL Zone 2 | Per System | 0% | 3838.5257 | 3582.624 | 255.9017 | 6.667% | 15 | 0.15798 | 0 | 371 | Per 3 Ton | 0 | reference source included incremental cost only | 0 | No Labor Cost | 371 | FPL contractor survey, 2018 - incremental cost for 3 ton, SFD (used 3 ton based on size assumption for savings calcs) | 0 | No Additional Labor Cost
Equipment | 16 SEER Air Source Heat Pump | 16 SEER Air Source Heat Pump | Code-Compliant ASHP, 14 SEER, 8.2 HSPF | Residential | Turnover | Single Family | FL Zone 2 | Per System | 0% | 7741.4525 | 6914.71 | 826.7425 | 10.68% | 15 | 0.21947 | 0.23318 | 1385 | Per 3 Ton | 0 | reference source included incremental cost only | 0 | No Labor Cost | 1385 | FPL contractor survey, 2018 - incremental cost for 3 ton, SFD | 0 | No Additional Labor Cost
Equipment | 16 SEER Air Source Heat Pump | 16 SEER Air Source Heat Pump | Code-Compliant ASHP, 14 SEER, 8.2 HSPF | Residential | Turnover | Multi-Family | FL Zone 2 | Per System | 0% | 5160.9684 | 4609.8067 | 551.1617 | 10.68% | 15 | 0.14631 | 0.15545 | 1148 | Per 2 Ton | 0 | reference source included incremental cost only | 0 | No Labor Cost | 1148 | FPL contractor survey, 2018 - incremental cost for MF | 0 | No Additional Labor Cost
Equipment | 16 SEER Air Source Heat Pump | 16 SEER Air Source Heat Pump | Code-Compliant ASHP, 14 SEER, 8.2 HSPF | Residential | Turnover | Manufactured Home | FL Zone 2 | Per System | 0% | 7741.4525 | 6914.71 | 826.7425 | 10.68% | 15 | 0.21947 | 0.23318 | 1385 | Per 3 Ton | 0 | reference source included incremental cost only | 0 | No Labor Cost | 1385 | FPL contractor survey, 2018 - incremental cost for 3 ton, SFD (used 3 ton based on size assumption for savings calcs) | 0 | No Additional Labor Cost
Equipment | 16 SEER Air Source Heat Pump | 16 SEER Air Source Heat Pump | Code-Compliant ASHP, 14 SEER, 8.2 HSPF | Residential | New | Single Family | FL Zone 2 | Per System | 0% | 7741.4525 | 6914.71 | 826.7425 | 10.68% | 15 | 0.21947 | 0.23318 | 1385 | Per 3 Ton | 0 | reference source included incremental cost only | 0 | No Labor Cost | 1385 | FPL contractor survey, 2018 - incremental cost for 3 ton, SFD | 0 | No Additional Labor Cost
Equipment | 16 SEER Air Source Heat Pump | 16 SEER Air Source Heat Pump | Code-Compliant ASHP, 14 SEER, 8.2 HSPF | Residential | New | Multi-Family | FL Zone 2 | Per System | 0% | 5160.9684 | 4609.8067 | 551.1617 | 10.68% | 15 | 0.14631 | 0.15545 | 1148 | Per 2 Ton | 0 | reference source included incremental cost only | 0 | No Labor Cost | 1148 | FPL contractor survey, 2018 - incremental cost for MF | 0 | No Additional Labor Cost
Equipment | 16 SEER Air Source Heat Pump | 16 SEER Air Source Heat Pump | Code-Compliant ASHP, 14 SEER, 8.2 HSPF | Residential | New | Manufactured Home | FL Zone 2 | Per System | 0% | 7741.4525 | 6914.71 | 826.7425 | 10.68% | 15 | 0.21947 | 0.23318 | 1385 | Per 3 Ton | 0 | reference source included incremental cost only | 0 | No Labor Cost | 1385 | FPL contractor survey, 2018 - incremental cost for 3 ton, SFD (used 3 ton based on size assumption for savings calcs) | 0 | No Additional Labor Cost
Equipment | 16 SEER Central AC | 16 SEER Central AC | Code-Compliant Central AC, 14 SEER | Residential | Turnover | Single Family | FL Zone 2 | Per System | 0% | 3838.5257 | 3358.71 | 479.8157 | 12.5% | 15 | 0.29621 | 0 | 726 | Per 3 Ton | 0 | reference source included incremental cost only | 0 | No Labor Cost | 726 | FPL contractor survey, 2018 - incremental cost for 3 ton, SFD | 0 | No Additional Labor Cost
Equipment | 16 SEER Central AC | 16 SEER Central AC | Code-Compliant Central AC, 14 SEER | Residential | Turnover | Multi-Family | FL Zone 2 | Per System | 0% | 2559.0171 | 2239.14 | 319.8771 | 12.5% | 15 | 0.19747 | 0 | 649 | Per 2 Ton | 0 | reference source included incremental cost only | 0 | No Labor Cost | 649 | FPL contractor survey, 2018 - incremental cost for MF | 0 | No Additional Labor Cost
Equipment | 16 SEER Central AC | 16 SEER Central AC | Code-Compliant Central AC, 14 SEER | Residential | Turnover | Manufactured Home | FL Zone 2 | Per System | 0% | 3838.5257 | 3358.71 | 479.8157 | 12.5% | 15 | 0.29621 | 0 | 726 | Per 3 Ton | 0 | reference source included incremental cost only | 0 | No Labor Cost | 726 | FPL contractor survey, 2018 - incremental cost for 3 ton, SFD (used 3 ton based on size assumption for savings calcs) | 0 | No Additional Labor Cost
Equipment | 16 SEER Central AC | 16 SEER Central AC | Code-Compliant Central AC, 14 SEER | Residential | New | Single Family | FL Zone 2 | Per System | 0% | 3838.5257 | 3358.71 | 479.8157 | 12.5% | 15 | 0.29621 | 0 | 726 | Per 3 Ton | 0 | reference source included incremental cost only | 0 | No Labor Cost | 726 | FPL contractor survey, 2018 - incremental cost for 3 ton, SFD | 0 | No Additional Labor Cost
Equipment | 16 SEER Central AC | 16 SEER Central AC | Code-Compliant Central AC, 14 SEER | Residential | New | Multi-Family | FL Zone 2 | Per System | 0% | 2559.0171 | 2239.14 | 319.8771 | 12.5% | 15 | 0.19747 | 0 | 649 | Per 2 Ton | 0 | reference source included incremental cost only | 0 | No Labor Cost | 649 | FPL contractor survey, 2018 - incremental cost for MF | 0 | No Additional Labor Cost
Equipment | 16 SEER Central AC | 16 SEER Central AC | Code-Compliant Central AC, 14 SEER | Residential | New | Manufactured Home | FL Zone 2 | Per System | 0% | 3838.5257 | 3358.71 | 479.8157 | 12.5% | 15 | 0.29621 | 0 | 726 | Per 3 Ton | 0 | reference source included incremental cost only | 0 | No Labor Cost | 726 | FPL contractor survey, 2018 - incremental cost for 3 ton, SFD (used 3 ton based on size assumption for savings calcs) | 0 | No Additional Labor Cost
Equipment | 17 SEER Air Source Heat Pump | 17 SEER Air Source Heat Pump | Code-Compliant ASHP, 14 SEER, 8.2 HSPF | Residential | Turnover | Single Family | FL Zone 2 | Per System | 0% | 7741.4525 | 6529.9809 | 1211.4716 | 15.65% | 15 | 0.3216 | 0.34169 | 2250 | Per 3 Ton | 0 | reference source included incremental cost only | 0 | No Labor Cost | 2250 | FPL contractor survey, 2018 - incremental cost for 3 ton, SFD | 0 | No Additional Labor Cost
Equipment | 17 SEER Air Source Heat Pump | 17 SEER Air Source Heat Pump | Code-Compliant ASHP, 14 SEER, 8.2 HSPF | Residential | Turnover | Multi-Family | FL Zone 2 | Per System | 0% | 5160.9684 | 4353.3206 | 807.6477 | 15.65% | 15 | 0.2144 | 0.22779 | 1837 | Per 2 Ton | 0 | reference source included incremental cost only | 0 | No Labor Cost | 1837 | FPL contractor survey, 2018 - incremental cost for MF | 0 | No Additional Labor Cost
Equipment | 17 SEER Air Source Heat Pump | 17 SEER Air Source Heat Pump | Code-Compliant ASHP, 14 SEER, 8.2 HSPF | Residential | Turnover | Manufactured Home | FL Zone 2 | Per System | 0% | 7741.4525 | 6529.9809 | 1211.4716 | 15.65% | 15 | 0.3216 | 0.34169 | 2250 | Per 3 Ton | 0 | reference source included incremental cost only | 0 | No Labor Cost | 2250 | FPL contractor survey, 2018 - incremental cost for 3 ton, SFD (used 3 ton based on size assumption for savings calcs) | 0 | No Additional Labor Cost
Equipment | 17 SEER Air Source Heat Pump | 17 SEER Air Source Heat Pump | Code-Compliant ASHP, 14 SEER, 8.2 HSPF | Residential | New | Single Family | FL Zone 2 | Per System | 0% | 7741.4525 | 6529.9809 | 1211.4716 | 15.65% | 15 | 0.3216 | 0.34169 | 2250 | Per 3 Ton | 0 | reference source included incremental cost only | 0 | No Labor Cost | 2250 | FPL contractor survey, 2018 - incremental cost for 3 ton, SFD | 0 | No Additional Labor Cost
Equipment | 17 SEER Air Source Heat Pump | 17 SEER Air Source Heat Pump | Code-Compliant ASHP, 14 SEER, 8.2 HSPF | Residential | New | Multi-Family | FL Zone 2 | Per System | 0% | 5160.9684 | 4353.3206 | 807.6477 | 15.65% | 15 | 0.2144 | 0.22779 | 1837 | Per 2 Ton | 0 | reference source included incremental cost only | 0 | No Labor Cost | 1837 | FPL contractor survey, 2018 - incremental cost for MF | 0 | No Additional Labor Cost
Equipment | 17 SEER Air Source Heat Pump | 17 SEER Air Source Heat Pump | Code-Compliant ASHP, 14 SEER, 8.2 HSPF | Residential | New | Manufactured Home | FL Zone 2 | Per System | 0% | 7741.4525 | 6529.9809 | 1211.4716 | 15.65% | 15 | 0.3216 | 0.34169 | 2250 | Per 3 Ton | 0 | reference source included incremental cost only | 0 | No Labor Cost | 2250 | FPL contractor survey, 2018 - incremental cost for 3 ton, SFD (used 3 ton based on size assumption for savings calcs) | 0 | No Additional Labor Cost
Equipment | 17 SEER Central AC | 17 SEER Central AC | Code-Compliant Central AC, 14 SEER | Residential | Turnover | Single Family | FL Zone 2 | Per System | 0% | 3838.5257 | 3161.1388 | 677.3869 | 17.65% | 15 | 0.41818 | 0 | 2350 | Per 3 Ton | 0 | reference source included incremental cost only | 0 | No Labor Cost | 2350 | FPL contractor survey, 2018 - incremental cost for 3 ton, SFD | 0 | No Additional Labor Cost
Equipment | 17 SEER Central AC | 17 SEER Central AC | Code-Compliant Central AC, 14 SEER | Residential | Turnover | Multi-Family | FL Zone 2 | Per System | 0% | 2559.0171 | 2107.4259 | 451.5913 | 17.65% | 15 | 0.27879 | 0 | 1565 | Per 2 Ton | 0 | reference source included incremental cost only | 0 | No Labor Cost | 1565 | FPL contractor survey, 2018 - incremental cost for MF | 0 | No Additional Labor Cost
Equipment | 17 SEER Central AC | 17 SEER Central AC | Code-Compliant Central AC, 14 SEER | Residential | Turnover | Manufactured Home | FL Zone 2 | Per System | 0% | 3838.5257 | 3161.1388 | 677.3869 | 17.65% | 15 | 0.41818 | 0 | 2350 | Per 3 Ton | 0 | reference source included incremental cost only | 0 | No Labor Cost | 2350 | FPL contractor survey, 2018 - incremental cost for 3 ton, SFD (used 3 ton based on size assumption for savings calcs) | 0 | No Additional Labor Cost
Equipment | 17 SEER Central AC | 17 SEER Central AC | Code-Compliant Central AC, 14 SEER | Residential | New | Single Family | FL Zone 2 | Per System | 0% | 3838.5257 | 3161.1388 | 677.3869 | 17.65% | 15 | 0.41818 | 0 | 2350 | Per 3 Ton | 0 | reference source included incremental cost only | 0 | No Labor Cost | 2350 | FPL contractor survey, 2018 - incremental cost for 3 ton, SFD | 0 | No Additional Labor Cost
Equipment | 17 SEER Central AC | 17 SEER Central AC | Code-Compliant Central AC, 14 SEER | Residential | New | Multi-Family | FL Zone 2 | Per System | 0% | 2559.0171 | 2107.4259 | 451.5913 | 17.65% | 15 | 0.27879 | 0 | 1565 | Per 2 Ton | 0 | reference source included incremental cost only | 0 | No Labor Cost | 1565 | FPL contractor survey, 2018 - incremental cost for MF | 0 | No Additional Labor Cost
Equipment | 17 SEER Central AC | 17 SEER Central AC | Code-Compliant Central AC, 14 SEER | Residential | New | Manufactured Home | FL Zone 2 | Per System | 0% | 3838.5257 | 3161.1388 | 677.3869 | 17.65% | 15 | 0.41818 | 0 | 2350 | Per 3 Ton | 0 | reference source included incremental cost only | 0 | No Labor Cost | 2350 | FPL contractor survey, 2018 - incremental cost for 3 ton, SFD (used 3 ton based on size assumption for savings calcs) | 0 | No Additional Labor Cost
Equipment | 18 SEER Air Source Heat Pump | 18 SEER Air Source Heat Pump | Code-Compliant ASHP, 14 SEER, 8.2 HSPF | Residential | Turnover | Single Family | FL Zone 2 | Per System | 0% | 7741.4525 | 6354.3621 | 1387.0904 | 17.92% | 15 | 0.36822 | 0.39122 | 3013 | Per 3 Ton | 0 | reference source included incremental cost only | 0 | No Labor Cost | 3013 | FPL contractor survey, 2018 - incremental cost for 3 ton, SFD | 0 | No Additional Labor Cost
Equipment | 18 SEER Air Source Heat Pump | 18 SEER Air Source Heat Pump | Code-Compliant ASHP, 14 SEER, 8.2 HSPF | Residential | Turnover | Multi-Family | FL Zone 2 | Per System | 0% | 5160.9684 | 4236.2414 | 924.727 | 17.92% | 15 | 0.24548 | 0.26082 | 2733 | Per 2 Ton | 0 | reference source included incremental cost only | 0 | No Labor Cost | 2733 | FPL contractor survey, 2018 - incremental cost for MF | 0 | No Additional Labor Cost
Equipment | 18 SEER Air Source Heat Pump | 18 SEER Air Source Heat Pump | Code-Compliant ASHP, 14 SEER, 8.2 HSPF | Residential | Turnover | Manufactured Home | FL Zone 2 | Per System | 0% | 7741.4525 | 6354.3621 | 1387.0904 | 17.92% | 15 | 0.36822 | 0.39122 | 3013 | Per 3 Ton | 0 | reference source included incremental cost only | 0 | No Labor Cost | 3013 | FPL contractor survey, 2018 - incremental cost for 3 ton, SFD (used 3 ton based on size assumption for savings calcs) | 0 | No Additional Labor Cost
Equipment | 18 SEER Air Source Heat Pump | 18 SEER Air Source Heat Pump | Code-Compliant ASHP, 14 SEER, 8.2 HSPF | Residential | New | Single Family | FL Zone 2 | Per System | 0% | 7741.4525 | 6354.3621 | 1387.0904 | 17.92% | 15 | 0.36822 | 0.39122 | 3013 | Per 3 Ton | 0 | reference source included incremental cost only | 0 | No Labor Cost | 3013 | FPL contractor survey, 2018 - incremental cost for 3 ton, SFD | 0 | No Additional Labor Cost
Equipment | 18 SEER Air Source Heat Pump | 18 SEER Air Source Heat Pump | Code-Compliant ASHP, 14 SEER, 8.2 HSPF | Residential | New | Multi-Family | FL Zone 2 | Per System | 0% | 5160.9684 | 4236.2414 | 924.727 | 17.92% | 15 | 0.24548 | 0.26082 | 2733 | Per 2 Ton | 0 | reference source included incremental cost only | 0 | No Labor Cost | 2733 | FPL contractor survey, 2018 - incremental cost for MF | 0 | No Additional Labor Cost
Equipment | 18 SEER Air Source Heat Pump | 18 SEER Air Source Heat Pump | Code-Compliant ASHP, 14 SEER, 8.2 HSPF | Residential | New | Manufactured Home | FL Zone 2 | Per System | 0% | 7741.4525 | 6354.3621 | 1387.0904 | 17.92% | 15 | 0.36822 | 0.39122 | 3013 | Per 3 Ton | 0 | reference source included incremental cost only | 0 | No Labor Cost | 3013 | FPL contractor survey, 2018 - incremental cost for 3 ton, SFD (used 3 ton based on size assumption for savings calcs) | 0 | No Additional Labor Cost
Equipment | 18 SEER Central AC | 18 SEER Central AC | Code-Compliant Central AC, 14 SEER | Residential | Turnover | Single Family | FL Zone 2 | Per System | 0% | 3838.5257 | 2985.52 | 853.0057 | 22.22% | 15 | 0.5266 | 0 | 3333 | Per 3 Ton | 0 | reference source included incremental cost only | 0 | No Labor Cost | 3333 | FPL contractor survey, 2018 - incremental cost for 3 ton, SFD | 0 | No Additional Labor Cost
Equipment | 18 SEER Central AC | 18 SEER Central AC | Code-Compliant Central AC, 14 SEER | Residential | Turnover | Multi-Family | FL Zone 2 | Per System | 0% | 2559.0171 | 1990.3467 | 568.6705 | 22.22% | 15 | 0.35106 | 0 | 2426 | Per 2 Ton | 0 | reference source included incremental cost only | 0 | No Labor Cost | 2426 | FPL contractor survey, 2018 - incremental cost for MF | 0 | No Additional Labor Cost
Equipment | 18 SEER Central AC | 18 SEER Central AC | Code-Compliant Central AC, 14 SEER | Residential | Turnover | Manufactured Home | FL Zone 2 | Per System | 0% | 3838.5257 | 2985.52 | 853.0057 | 22.22% | 15 | 0.5266 | 0 | 3333 | Per 3 Ton | 0 | reference source included incremental cost only | 0 | No Labor Cost | 3333 | FPL contractor survey, 2018 - incremental cost for 3 ton, SFD (used 3 ton based on size assumption for savings calcs) | 0 | No Additional Labor Cost
Equipment | 18 SEER Central AC | 18 SEER Central AC | Code-Compliant Central AC, 14 SEER | Residential | New | Single Family | FL Zone 2 | Per System | 0% | 3838.5257 | 2985.52 | 853.0057 | 22.22% | 15 | 0.5266 | 0 | 3333 | Per 3 Ton | 0 | reference source included incremental cost only | 0 | No Labor Cost | 3333 | FPL contractor survey, 2018 - incremental cost for 3 ton, SFD | 0 | No Additional Labor Cost
Equipment | 18 SEER Central AC | 18 SEER Central AC | Code-Compliant Central AC, 14 SEER | Residential | New | Multi-Family | FL Zone 2 | Per System | 0% | 2559.0171 | 1990.3467 | 568.6705 | 22.22% | 15 | 0.35106 | 0 | 2426 | Per 2 Ton | 0 | reference source included incremental cost only | 0 | No Labor Cost | 2426 | FPL contractor survey, 2018 - incremental cost for MF | 0 | No Additional Labor Cost
Equipment | 18 SEER Central AC | 18 SEER Central AC | Code-Compliant Central AC, 14 SEER | Residential | New | Manufactured Home | FL Zone 2 | Per System | 0% | 3838.5257 | 2985.52 | 853.0057 | 22.22% | 15 | 0.5266 | 0 | 3333 | Per 3 Ton | 0 | reference source included incremental cost only | 0 | No Labor Cost | 3333 | FPL contractor survey, 2018 - incremental cost for 3 ton, SFD (used 3 ton based on size assumption for savings calcs) | 0 | No Additional Labor Cost
Equipment | 21 SEER Air Source Heat Pump | 21 SEER Air Source Heat Pump | Code-Compliant ASHP, 14 SEER, 8.2 HSPF | Residential | Turnover | Single Family | FL Zone 2 | Per System | 59.41% | 7741.4525 | 5759.4171 | 1982.0354 | 25.6% | 15 | 0.54544 | 0.54465 | 4740 | Per 3 Ton | 0 | reference source included incremental cost only | 0 | No Labor Cost | 4740 | FPL contractor survey, 2018 - incremental cost for 3 ton, SFD | 0 | No Additional Labor Cost
Equipment | 21 SEER Air Source Heat Pump | 21 SEER Air Source Heat Pump | Code-Compliant ASHP, 14 SEER, 8.2 HSPF | Residential | Turnover | Multi-Family | FL Zone 2 | Per System | 59% | 5160.9684 | 3839.6114 | 1321.3569 | 25.6% | 15 | 0.36362 | 0.3631 | 4539 | Per 2 Ton | 0 | reference source included incremental cost only | 0 | No Labor Cost | 4539 | FPL contractor survey, 2018 - incremental cost for MF | 0 | No Additional Labor Cost
Equipment | 21 SEER Air Source Heat Pump | 21 SEER Air Source Heat Pump | Code-Compliant ASHP, 14 SEER, 8.2 HSPF | Residential | Turnover | Manufactured Home | FL Zone 2 | Per System | 59% | 7741.4525 | 5759.4171 | 1982.0354 | 25.6% | 15 | 0.54544 | 0.54465 | 4740 | Per 3 Ton | 0 | reference source included incremental cost only | 0 | No Labor Cost | 4740 | FPL contractor survey, 2018 - incremental cost for 3 ton, SFD (used 3 ton based on size assumption for savings calcs) | 0 | No Additional Labor Cost
Equipment | 21 SEER Air Source Heat Pump | 21 SEER Air Source Heat Pump | Code-Compliant ASHP, 14 SEER, 8.2 HSPF | Residential | New | Single Family | FL Zone 2 | Per System | 59% | 7741.4525 | 5759.4171 | 1982.0354 | 25.6% | 15 | 0.54544 | 0.54465 | 4740 | Per 3 Ton | 0 | reference source included incremental cost only | 0 | No Labor Cost | 4740 | FPL contractor survey, 2018 - incremental cost for 3 ton, SFD | 0 | No Additional Labor Cost
Equipment | 21 SEER Air Source Heat Pump | 21 SEER Air Source Heat Pump | Code-Compliant ASHP, 14 SEER, 8.2 HSPF | Residential | New | Multi-Family | FL Zone 2 | Per System | 59% | 5160.9684 | 3839.6114 | 1321.3569 | 25.6% | 15 | 0.36362 | 0.3631 | 4539 | Per 2 Ton | 0 | reference source included incremental cost only | 0 | No Labor Cost | 4539 | FPL contractor survey, 2018 - incremental cost for MF | 0 | No Additional Labor Cost
Equipment | 21 SEER Air Source Heat Pump | 21 SEER Air Source Heat Pump | Code-Compliant ASHP, 14 SEER, 8.2 HSPF | Residential | New | Manufactured Home | FL Zone 2 | Per System | 59% | 7741.4525 | 5759.4171 | 1982.0354 | 25.6% | 15 | 0.54544 | 0.54465 | 4740 | Per 3 Ton | 0 | reference source included incremental cost only | 0 | No Labor Cost | 4740 | FPL contractor survey, 2018 - incremental cost for 3 ton, SFD (used 3 ton based on size assumption for savings calcs) | 0 | No Additional Labor Cost
Equipment | 21 SEER ASHP from base electric resistance heating | 21 SEER ASHP from base electric resistance heating | Base AC, 14 SEER, Electric resistance heating, 3.41 HSPF | Residential | Turnover | Single Family | FL Zone 2 | Per System | 40.59% | 13223.863 | 5759.4171 | 7464.4458 | 56.45% | 15 | 0.54544 | 2.0512 | 5209.29 | Per 3 Ton | 0 | reference source included incremental cost only | 0 | No Labor Cost | 5209.29 | FPL contractor survey, 2018 - incremental cost for 3 ton, SFD plus incremental cost of 14 SEER ASHP from base elec resist. Heating measure | 0 | No Additional Labor Cost
Equipment | 21 SEER ASHP from base electric resistance heating | 21 SEER ASHP from base electric resistance heating | Base AC, 14 SEER, Electric resistance heating, 3.41 HSPF | Residential | Turnover | Multi-Family | FL Zone 2 | Per System | 32% | 8815.9086 | 3839.6114 | 4976.2972 | 56.45% | 15 | 0.36362 | 1.3674 | 4851.86 | Per 2 Ton | 0 | reference source included incremental cost only | 0 | No Labor Cost | 4851.86 | FPL contractor survey, 2018 - incremental cost for MF plus incremental cost of 14 SEER ASHP from base elec resist. Heating measure | 0 | No Additional Labor Cost
Equipment | 21 SEER ASHP from base electric resistance heating | 21 SEER ASHP from base electric resistance heating | Base AC, 14 SEER, Electric resistance heating, 3.41 HSPF | Residential | Turnover | Manufactured Home | FL Zone 2 | Per System | 32% | 13223.863 | 5759.4171 | 7464.4458 | 56.45% | 15 | 0.54544 | 2.0512 | 5209.29 | Per 3 Ton | 0 | reference source included incremental cost only | 0 | No Labor Cost | 5209.29 | FPL contractor survey, 2018 - incremental cost for 3 ton, SFD (used 3 ton based on savings calcs) plus incremental cost of 14 SEER ASHP from base elec resist. Heating measure | 0 | No Additional Labor Cost
Equipment | 21 SEER ASHP from base electric resistance heating | 21 SEER ASHP from base electric resistance heating | Base AC, 14 SEER, Electric resistance heating, 3.41 HSPF | Residential | New | Single Family | FL Zone 2 | Per System | 40.59% | 13223.863 | 5759.4171 | 7464.4458 | 56.45% | 15 | 0.54544 | 2.0512 | 5209.29 | Per 3 Ton | 0 | reference source included incremental cost only | 0 | No Labor Cost | 5209.29 | FPL contractor survey, 2018 - incremental cost for 3 ton, SFD plus incremental cost of 14 SEER ASHP from base elec resist. Heating measure | 0 | No Additional Labor Cost
Equipment | 21 SEER ASHP from base electric resistance heating | 21 SEER ASHP from base electric resistance heating | Base AC, 14 SEER, Electric resistance heating, 3.41 HSPF | Residential | New | Multi-Family | FL Zone 2 | Per System | 32% | 8815.9086 | 3839.6114 | 4976.2972 | 56.45% | 15 | 0.36362 | 1.3674 | 4851.86 | Per 2 Ton | 0 | reference source included incremental cost only | 0 | No Labor Cost | 4851.86 | FPL contractor survey, 2018 - incremental cost for MF plus incremental cost of 14 SEER ASHP from base elec resist. Heating measure | 0 | No Additional Labor Cost
Equipment | 21 SEER ASHP from base electric resistance heating | 21 SEER ASHP from base electric resistance heating | Base AC, 14 SEER, Electric resistance heating, 3.41 HSPF | Residential | New | Manufactured Home | FL Zone 2 | Per System | 32% | 13223.863 | 5759.4171 | 7464.4458 | 56.45% | 15 | 0.54544 | 2.0512 | 13839.956 | Per 2 Ton | 1414.2 | 14 SEER split system heat pump, rate at $707.1/ton, reference: https://www.theacoutlet.com/rp1536aj1na-rh1p3617stanja-3-ton-14-seer-rheem-ruud-heat-pump-system.html | 1259.184 | rate at $85.08/per labor hour, assume 14.8 hour work, reference: https://www.homewyse.com/costs/cost_of_heat_pump_systems.html | 3013.34 | rate at $1506.67/ton, reference: https://iwae.com/shop/3-ton-22-3-eer-2-stage-climatemaster-tranquility-22-geothermal-heat-pump-vertical-package-unit-ha16163.html | 13500 | https://www.remodelingcalculator.org/geothermal-heating-cooling-costs/
Equipment | 21 SEER Central AC | 21 SEER Central AC | Code-Compliant Central AC, 14 SEER | Residential | Turnover | Single Family | FL Zone 2 | Per System | 78% | 3838.5257 | 2559.0171 | 1279.5086 | 33.33% | 15 | 0.78989 | 0 | 5194 | Per 3 Ton | 0 | reference source included incremental cost only | 0 | No Labor Cost | 5194 | FPL contractor survey, 2018 - incremental cost for 3 ton, SFD | 0 | No Additional Labor Cost
Equipment | 21 SEER Central AC | 21 SEER Central AC | Code-Compliant Central AC, 14 SEER | Residential | Turnover | Multi-Family | FL Zone 2 | Per System | 78% | 2559.0171 | 1706.0114 | 853.0057 | 33.33% | 15 | 0.5266 | 0 | 4217 | Per 2 Ton | 0 | reference source included incremental cost only | 0 | No Labor Cost | 4217 | FPL contractor survey, 2018 - incremental cost for MF | 0 | No Additional Labor Cost
Equipment | 21 SEER Central AC | 21 SEER Central AC | Code-Compliant Central AC, 14 SEER | Residential | Turnover | Manufactured Home | FL Zone 2 | Per System | 78% | 3838.5257 | 2559.0171 | 1279.5086 | 33.33% | 15 | 0.78989 | 0 | 5194 | Per 3 Ton | 0 | reference source included incremental cost only | 0 | No Labor Cost | 5194 | FPL contractor survey, 2018 - incremental cost for 3 ton, SFD (used 3 ton based on size assumption for savings calcs) | 0 | No Additional Labor Cost
Equipment | 21 SEER Central AC | 21 SEER Central AC | Code-Compliant Central AC, 14 SEER | Residential | New | Single Family | FL Zone 2 | Per System | 78% | 3838.5257 | 2559.0171 | 1279.5086 | 33.33% | 15 | 0.78989 | 0 | 5194 | Per 3 Ton | 0 | reference source included incremental cost only | 0 | No Labor Cost | 5194 | FPL contractor survey, 2018 - incremental cost for 3 ton, SFD | 0 | No Additional Labor Cost
Equipment | 21 SEER Central AC | 21 SEER Central AC | Code-Compliant Central AC, 14 SEER | Residential | New | Multi-Family | FL Zone 2 | Per System | 78% | 2559.0171 | 1706.0114 | 853.0057 | 33.33% | 15 | 0.5266 | 0 | 4217 | Per 2 Ton | 0 | reference source included incremental cost only | 0 | No Labor Cost | 4217 | FPL contractor survey, 2018 - incremental cost for MF | 0 | No Additional Labor Cost
Equipment | 21 SEER Central AC | 21 SEER Central AC | Code-Compliant Central AC, 14 SEER | Residential | New | Manufactured Home | FL Zone 2 | Per System | 78% | 3838.5257 | 2559.0171 | 1279.5086 | 33.33% | 15 | 0.78989 | 0 | 5194 | Per 3 Ton | 0 | reference source included incremental cost only | 0 | No Labor Cost | 5194 | FPL contractor survey, 2018 - incremental cost for 3 ton, SFD (used 3 ton based on size assumption for savings calcs) | 0 | No Additional Labor Cost
Equipment | Energy Star Room AC | Energy Star Room AC, 1 Ton, 12 SEER | Code-Compliant Room AC, 1 Ton, 10.9 SEER | Residential | Turnover | Single Family | FL Zone 2 | Per Unit | 66% | 1643.4055 | 1492.76 | 150.6455 | 9.167% | 9 | 0.093 | 0 | 18.67 | Per Ton | 310.33 | NEEP Incremental Cost Recommendations 2017 - average of with and w/o louvered sides (https://neep.org/sites/default/files/resources/Incremental_Cost_Recommendations_Non_Lighting_050917.xlsx) | 263.036 | rate at $69.22/per labor hour, assume 3.8 hours work, reference: https://www.homewyse.com/costs/cost_of_room_air_conditioners.html | 329 | NEEP Incremental Cost Recommendations 2017 - average of with and w/o louvered sides (https://neep.org/sites/default/files/resources/Incremental_Cost_Recommendations_Non_Lighting_050917.xlsx) | 263.036 | rate at $69.22/per labor hour, assume 3.8 hours work, reference: https://www.homewyse.com/costs/cost_of_room_air_conditioners.html
Equipment | Energy Star Room AC | Energy Star Room AC, 1 Ton, 12 SEER | Code-Compliant Room AC, 1 Ton, 10.9 SEER | Residential | Turnover | Multi-Family | FL Zone 2 | Per Unit | 66% | 1643.4055 | 1492.76 | 150.6455 | 9.167% | 9 | 0.093 | 0 | 18.67 | Per Ton | 310.33 | NEEP Incremental Cost Recommendations 2017 - average of with and w/o louvered sides (https://neep.org/sites/default/files/resources/Incremental_Cost_Recommendations_Non_Lighting_050917.xlsx) | 263.036 | rate at $69.22/per labor hour, assume 3.8 hours work, reference: https://www.homewyse.com/costs/cost_of_room_air_conditioners.html | 329 | NEEP Incremental Cost Recommendations 2017 - average of with and w/o louvered sides (https://neep.org/sites/default/files/resources/Incremental_Cost_Recommendations_Non_Lighting_050917.xlsx) | 263.036 | rate at $69.22/per labor hour, assume 3.8 hours work, reference: https://www.homewyse.com/costs/cost_of_room_air_conditioners.html
Equipment | Energy Star Room AC | Energy Star Room AC, 1 Ton, 12 SEER | Code-Compliant Room AC, 1 Ton, 10.9 SEER | Residential | Turnover | Manufactured Home | FL Zone 2 | Per Unit | 66% | 1643.4055 | 1492.76 | 150.6455 | 9.167% | 9 | 0.093 | 0 | 18.67 | Per Ton | 310.33 | NEEP Incremental Cost Recommendations 2017 - average of with and w/o louvered sides (https://neep.org/sites/default/files/resources/Incremental_Cost_Recommendations_Non_Lighting_050917.xlsx) | 263.036 | rate at $69.22/per labor hour, assume 3.8 hours work, reference: https://www.homewyse.com/costs/cost_of_room_air_conditioners.html | 329 | NEEP Incremental Cost Recommendations 2017 - average of with and w/o louvered sides (https://neep.org/sites/default/files/resources/Incremental_Cost_Recommendations_Non_Lighting_050917.xlsx) | 263.036 | rate at $69.22/per labor hour, assume 3.8 hours work, reference: https://www.homewyse.com/costs/cost_of_room_air_conditioners.html
Equipment | Energy Star Room AC | Energy Star Room AC, 1 Ton, 12 SEER | Code-Compliant Room AC, 1 Ton, 10.9 SEER | Residential | New | Single Family | FL Zone 2 | Per Unit | 66% | 1643.4055 | 1492.76 | 150.6455 | 9.167% | 9 | 0.093 | 0 | 18.67 | Per Ton | 310.33 | NEEP Incremental Cost Recommendations 2017 - average of with and w/o louvered sides (https://neep.org/sites/default/files/resources/Incremental_Cost_Recommendations_Non_Lighting_050917.xlsx) | 263.036 | rate at $69.22/per labor hour, assume 3.8 hours work, reference: https://www.homewyse.com/costs/cost_of_room_air_conditioners.html | 329 | NEEP Incremental Cost Recommendations 2017 - average of with and w/o louvered sides (https://neep.org/sites/default/files/resources/Incremental_Cost_Recommendations_Non_Lighting_050917.xlsx) | 263.036 | rate at $69.22/per labor hour, assume 3.8 hours work, reference: https://www.homewyse.com/costs/cost_of_room_air_conditioners.html
Equipment | Energy Star Room AC | Energy Star Room AC, 1 Ton, 12 SEER | Code-Compliant Room AC, 1 Ton, 10.9 SEER | Residential | New | Multi-Family | FL Zone 2 | Per Unit | 66% | 1643.4055 | 1492.76 | 150.6455 | 9.167% | 9 | 0.093 | 0 | 18.67 | Per Ton | 310.33 | NEEP Incremental Cost Recommendations 2017 - average of with and w/o louvered sides (https://neep.org/sites/default/files/resources/Incremental_Cost_Recommendations_Non_Lighting_050917.xlsx) | 263.036 | rate at $69.22/per labor hour, assume 3.8 hours work, reference: https://www.homewyse.com/costs/cost_of_room_air_conditioners.html | 329 | NEEP Incremental Cost Recommendations 2017 - average of with and w/o louvered sides (https://neep.org/sites/default/files/resources/Incremental_Cost_Recommendations_Non_Lighting_050917.xlsx) | 263.036 | rate at $69.22/per labor hour, assume 3.8 hours work, reference: https://www.homewyse.com/costs/cost_of_room_air_conditioners.html
Equipment | Energy Star Room AC | Energy Star Room AC, 1 Ton, 12 SEER | Code-Compliant Room AC, 1 Ton, 10.9 SEER | Residential | New | Manufactured Home | FL Zone 2 | Per Unit | 66% | 1643.4055 | 1492.76 | 150.6455 | 9.167% | 9 | 0.093 | 0 | 18.67 | Per Ton | 310.33 | NEEP Incremental Cost Recommendations 2017 - average of with and w/o louvered sides (https://neep.org/sites/default/files/resources/Incremental_Cost_Recommendations_Non_Lighting_050917.xlsx) | 263.036 | rate at $69.22/per labor hour, assume 3.8 hours work, reference: https://www.homewyse.com/costs/cost_of_room_air_conditioners.html | 329 | NEEP Incremental Cost Recommendations 2017 - average of with and w/o louvered sides (https://neep.org/sites/default/files/resources/Incremental_Cost_Recommendations_Non_Lighting_050917.xlsx) | 263.036 | rate at $69.22/per labor hour, assume 3.8 hours work, reference: https://www.homewyse.com/costs/cost_of_room_air_conditioners.html
Equipment | Ground Source Heat Pump | Ground Source Heat Pump | Base AC, 14 SEER, Electric resistance heating, 3.41 HSPF | Residential | Turnover | Single Family | FL Zone 2 | Per Unit | 0% | 10321.9367 | 8253.8098 | 2068.1269 | 20.04% | 22 | 0.39241 | 1.2172 | 14639.526 | Per 3 Ton | 2121.3 | 14 SEER split system heat pump, rate at $707.1/ton, reference: https://www.theacoutlet.com/rp1536aj1na-rh1p3617stanja-3-ton-14-seer-rheem-ruud-heat-pump-system.html | 1259.184 | rate at $85.08/per labor hour, assume 14.8 hour work, reference: https://www.homewyse.com/costs/cost_of_heat_pump_systems.html | 4520.01 | rate at $1506.67/ton, reference: https://iwae.com/shop/3-ton-22-3-eer-2-stage-climatemaster-tranquility-22-geothermal-heat-pump-vertical-package-unit-ha16163.html | 13500 | https://www.remodelingcalculator.org/geothermal-heating-cooling-costs/
Equipment | Ground Source Heat Pump | Ground Source Heat Pump | Base AC, 14 SEER, Electric resistance heating, 3.41 HSPF | Residential | Turnover | Multi-Family | FL Zone 2 | Per Unit | 2.992% | 10321.9367 | 8253.8098 | 2068.1269 | 20.04% | 22 | 0.39241 | 1.2172 | 13839.956 | Per 2 Ton | 1414.2 | 14 SEER split system heat pump, rate at $707.1/ton, reference: https://www.theacoutlet.com/rp1536aj1na-rh1p3617stanja-3-ton-14-seer-rheem-ruud-heat-pump-system.html | 1259.184 | rate at $85.08/per labor hour, assume 14.8 hour work, reference: https://www.homewyse.com/costs/cost_of_heat_pump_systems.html | 3013.34 | rate at $1506.67/ton, reference: https://iwae.com/shop/3-ton-22-3-eer-2-stage-climatemaster-tranquility-22-geothermal-heat-pump-vertical-package-unit-ha16163.html | 13500 | https://www.remodelingcalculator.org/geothermal-heating-cooling-costs/
Equipment | Ground Source Heat Pump | Ground Source Heat Pump | Base AC, 14 SEER, Electric resistance heating, 3.41 HSPF | Residential | Turnover | Manufactured Home | FL Zone 2 | Per Unit | 2.995% | 10321.9367 | 8253.8098 | 2068.1269 | 20.04% | 22 | 0.39241 | 1.2172 | 14639.526 | Per 3 Ton | 2121.3 | 14 SEER split system heat pump, rate at $707.1/ton, reference: https://www.theacoutlet.com/rp1536aj1na-rh1p3617stanja-3-ton-14-seer-rheem-ruud-heat-pump-system.html | 1259.184 | rate at $85.08/per labor hour, assume 14.8 hour work, reference: https://www.homewyse.com/costs/cost_of_heat_pump_systems.html | 4520.01 | rate at $1506.67/ton, reference: https://iwae.com/shop/3-ton-22-3-eer-2-stage-climatemaster-tranquility-22-geothermal-heat-pump-vertical-package-unit-ha16163.html | 13500 | https://www.remodelingcalculator.org/geothermal-heating-cooling-costs/
Equipment | Ground Source Heat Pump | Ground Source Heat Pump | Base AC, 14 SEER, Electric resistance heating, 3.41 HSPF | Residential | New | Single Family | FL Zone 2 | Per Unit | 0% | 10321.9367 | 8253.8098 | 2068.1269 | 20.04% | 22 | 0.39241 | 1.2172 | 14639.526 | Per 3 Ton | 2121.3 | 14 SEER split system heat pump, rate at $707.1/ton, reference: https://www.theacoutlet.com/rp1536aj1na-rh1p3617stanja-3-ton-14-seer-rheem-ruud-heat-pump-system.html | 1259.184 | rate at $85.08/per labor hour, assume 14.8 hour work, reference: https://www.homewyse.com/costs/cost_of_heat_pump_systems.html | 4520.01 | rate at $1506.67/ton, reference: https://iwae.com/shop/3-ton-22-3-eer-2-stage-climatemaster-tranquility-22-geothermal-heat-pump-vertical-package-unit-ha16163.html | 13500 | https://www.remodelingcalculator.org/geothermal-heating-cooling-costs/
Equipment | Ground Source Heat Pump | Ground Source Heat Pump | Base AC, 14 SEER, Electric resistance heating, 3.41 HSPF | Residential | New | Multi-Family | FL Zone 2 | Per Unit | 2.992% | 10321.9367 | 8253.8098 | 2068.1269 | 20.04% | 22 | 0.39241 | 1.2172 | 13839.956 | Per 2 Ton | 1414.2 | 14 SEER split system heat pump, rate at $707.1/ton, reference: https://www.theacoutlet.com/rp1536aj1na-rh1p3617stanja-3-ton-14-seer-rheem-ruud-heat-pump-system.html | 1259.184 | rate at $85.08/per labor hour, assume 14.8 hour work, reference: https://www.homewyse.com/costs/cost_of_heat_pump_systems.html | 3013.34 | rate at $1506.67/ton, reference: https://iwae.com/shop/3-ton-22-3-eer-2-stage-climatemaster-tranquility-22-geothermal-heat-pump-vertical-package-unit-ha16163.html | 13500 | https://www.remodelingcalculator.org/geothermal-heating-cooling-costs/
Equipment | Ground Source Heat Pump | Ground Source Heat Pump | Base AC, 14 SEER, Electric resistance heating, 3.41 HSPF | Residential | New | Manufactured Home | FL Zone 2 | Per Unit | 2.995% | 10321.9367 | 8253.8098 | 2068.1269 | 20.04% | 22 | 0.39241 | 1.2172 | 14639.526 | Per 3 Ton | 2121.3 | 14 SEER split system heat pump, rate at $707.1/ton, reference: https://www.theacoutlet.com/rp1536aj1na-rh1p3617stanja-3-ton-14-seer-rheem-ruud-heat-pump-system.html | 1259.184 | rate at $85.08/per labor hour, assume 14.8 hour work, reference: https://www.homewyse.com/costs/cost_of_heat_pump_systems.html | 4520.01 | rate at $1506.67/ton, reference: https://iwae.com/shop/3-ton-22-3-eer-2-stage-climatemaster-tranquility-22-geothermal-heat-pump-vertical-package-unit-ha16163.html | 13500 | https://www.remodelingcalculator.org/geothermal-heating-cooling-costs/
Equipment | Variable Refrigerant Flow (VRF) HVAC Systems | Variable Refrigerant Flow (VRF) HVAC Systems | Code-Compliant ASHP, 1108.4 Tons, 1.54149246003495 SEER, 1.80883269691282 HSPF | Residential | Turnover | Single Family | FL Zone 2 | Per Unit | 0.5419% | 6617.19 | 4908.5998 | 1708.5902 | 25.82% | 13 | 0.093523 | 0.19093 | 3207.372 | Per 3 Ton | 2121.3 | 14 SEER split system heat pump, rate at $707.1/ton, reference: https://www.theacoutlet.com/rp1536aj1na-rh1p3617stanja-3-ton-14-seer-rheem-ruud-heat-pump-system.html | 1259.184 | rate at $85.08/per labor hour, assume 14.8 hour work, reference: https://www.homewyse.com/costs/cost_of_heat_pump_systems.html | 3805.74 | rate at $1268.58/ton, reference: https://www.nationalairwarehouse.com/3-ton-goodman-18-seer-r-410a-two-stage-variable-speed-vertical-heat-pump-split-system.html | 2782.116 | rate at $85.08/per labor hour, assume 24.7 hour work (major fit/position change) plus 8 hrs for removal of existing ducts, patching drywall, etc., reference: https://www.homewyse.com/costs/cost_of_heat_pump_systems.html
Equipment | Variable Refrigerant Flow (VRF) HVAC Systems | Variable Refrigerant Flow (VRF) HVAC Systems | Code-Compliant ASHP, 1108.4 Tons, 1.54149246003495 SEER, 1.80883269691282 HSPF | Residential | Turnover | Multi-Family | FL Zone 2 | Per Unit | 7.175% | 4303 | 3163.9398 | 1139.0602 | 26.47% | 13 | 0.062348 | 0.12728 | 2645.892 | Per 2 Ton | 1414.2 | 14 SEER split system heat pump, rate at $707.1/ton, reference: https://www.theacoutlet.com/rp1536aj1na-rh1p3617stanja-3-ton-14-seer-rheem-ruud-heat-pump-system.html | 1259.184 | rate at $85.08/per labor hour, assume 14.8 hour work, reference: https://www.homewyse.com/costs/cost_of_heat_pump_systems.html | 2537.16 | rate at $1268.58/ton, reference: https://www.nationalairwarehouse.com/3-ton-goodman-18-seer-r-410a-two-stage-variable-speed-vertical-heat-pump-split-system.html | 2782.116 | rate at $85.08/per labor hour, assume 24.7 hour work (major fit/position change) plus 8 hrs for removal of existing ducts, patching drywall, etc., reference: https://www.homewyse.com/costs/cost_of_heat_pump_systems.html
Equipment | Variable Refrigerant Flow (VRF) HVAC Systems | Variable Refrigerant Flow (VRF) HVAC Systems | Code-Compliant ASHP, 1108.4 Tons, 1.54149246003495 SEER, 1.80883269691282 HSPF | Residential | Turnover | Manufactured Home | FL Zone 2 | Per Unit | 7.175% | 6473 | 4764.4098 | 1708.5902 | 26.4% | 13 | 0.093523 | 0.19093 | 3207.372 | Per 3 Ton | 2121.3 | 14 SEER split system heat pump, rate at $707.1/ton, reference: https://www.theacoutlet.com/rp1536aj1na-rh1p3617stanja-3-ton-14-seer-rheem-ruud-heat-pump-system.html | 1259.184 | rate at $85.08/per labor hour, assume 14.8 hour work, reference: https://www.homewyse.com/costs/cost_of_heat_pump_systems.html | 3805.74 | rate at $1268.58/ton, reference: https://www.nationalairwarehouse.com/3-ton-goodman-18-seer-r-410a-two-stage-variable-speed-vertical-heat-pump-split-system.html | 2782.116 | rate at $85.08/per labor hour, assume 24.7 hour work (major fit/position change) plus 8 hrs for removal of existing ducts, patching drywall, etc., reference: https://www.homewyse.com/costs/cost_of_heat_pump_systems.html
Equipment | Variable Refrigerant Flow (VRF) HVAC Systems | Variable Refrigerant Flow (VRF) HVAC Systems | Code-Compliant ASHP, 1108.4 Tons, 1.54149246003495 SEER, 1.80883269691282 HSPF | Residential | New | Single Family | FL Zone 2 | Per Unit | 0.636% | 6617.19 | 4908.5998 | 1708.5902 | 25.82% | 13 | 0.093523 | 0.19093 | 2526.732 | Per 3 Ton | 2121.3 | 14 SEER split system heat pump, rate at $707.1/ton, reference: https://www.theacoutlet.com/rp1536aj1na-rh1p3617stanja-3-ton-14-seer-rheem-ruud-heat-pump-system.html | 1259.184 | rate at $85.08/per labor hour, assume 14.8 hour work, reference: https://www.homewyse.com/costs/cost_of_heat_pump_systems.html | 3805.74 | rate at $1268.58/ton, reference: https://www.nationalairwarehouse.com/3-ton-goodman-18-seer-r-410a-two-stage-variable-speed-vertical-heat-pump-split-system.html | 2101.476 | rate at $85.08/per labor hour, assume 24.7 hour work (major fit/position change), reference: https://www.homewyse.com/costs/cost_of_heat_pump_systems.html
Equipment | Variable Refrigerant Flow (VRF) HVAC Systems | Variable Refrigerant Flow (VRF) HVAC Systems | Code-Compliant ASHP, 1108.4 Tons, 1.54149246003495 SEER, 1.80883269691282 HSPF | Residential | New | Multi-Family | FL Zone 2 | Per Unit | 7.773% | 4303 | 3163.9398 | 1139.0602 | 26.47% | 13 | 0.062348 | 0.12728 | 1965.252 | Per 2 Ton | 1414.2 | 14 SEER split system heat pump, rate at $707.1/ton, reference: https://www.theacoutlet.com/rp1536aj1na-rh1p3617stanja-3-ton-14-seer-rheem-ruud-heat-pump-system.html | 1259.184 | rate at $85.08/per labor hour, assume 14.8 hour work, reference: https://www.homewyse.com/costs/cost_of_heat_pump_systems.html | 2537.16 | rate at $1268.58/ton, reference: https://www.nationalairwarehouse.com/3-ton-goodman-18-seer-r-410a-two-stage-variable-speed-vertical-heat-pump-split-system.html | 2101.476 | rate at $85.08/per labor hour, assume 24.7 hour work (major fit/position change), reference: https://www.homewyse.com/costs/cost_of_heat_pump_systems.html
Equipment | Variable Refrigerant Flow (VRF) HVAC Systems | Variable Refrigerant Flow (VRF) HVAC Systems | Code-Compliant ASHP, 1108.4 Tons, 1.54149246003495 SEER, 1.80883269691282 HSPF | Residential | New | Manufactured Home | FL Zone 2 | Per Unit | 7.773% | 6473 | 4764.4098 | 1708.5902 | 26.4% | 13 | 0.093523 | 0.19093 | 2526.732 | Per 3 Ton | 2121.3 | 14 SEER split system heat pump, rate at $707.1/ton, reference: https://www.theacoutlet.com/rp1536aj1na-rh1p3617stanja-3-ton-14-seer-rheem-ruud-heat-pump-system.html | 1259.184 | rate at $85.08/per labor hour, assume 14.8 hour work, reference: https://www.homewyse.com/costs/cost_of_heat_pump_systems.html | 3805.74 | rate at $1268.58/ton, reference: https://www.nationalairwarehouse.com/3-ton-goodman-18-seer-r-410a-two-stage-variable-speed-vertical-heat-pump-split-system.html | 2101.476 | rate at $85.08/per labor hour, assume 24.7 hour work (major fit/position change), reference: https://www.homewyse.com/costs/cost_of_heat_pump_systems.html
Equipment | CFL - 15W Flood (Exterior) | 15W CFL | EISA-2020 compliant baseline lamp (65W flood) | Residential | Turnover | Single Family | FL Zone 2 | Per Lamp | 0% | 61.685 | 14.235 | 47.45 | 76.92% | 7.8 | 0 | 0 | 3.92 | Per Unit | 1.85 | https://www.homedepot.com/p/Philips-65-Watt-Incandescent-BR30-Flood-Light-Bulb-12-Pack-per-Case-248872/100560688 | 0 | No Labor Cost | 5.77 | https://www.1000bulbs.com/product/1644/FC15-FER3015W27.html | 0 | No Labor Cost
Equipment | CFL - 15W Flood (Exterior) | 15W CFL | EISA-2020 compliant baseline lamp (65W flood) | Residential | Turnover | Multi-Family | FL Zone 2 | Per Lamp | 0% | 61.685 | 14.235 | 47.45 | 76.92% | 7.8 | 0 | 0 | 3.92 | Per Unit | 1.85 | https://www.homedepot.com/p/Philips-65-Watt-Incandescent-BR30-Flood-Light-Bulb-12-Pack-per-Case-248872/100560688 | 0 | No Labor Cost | 5.77 | https://www.1000bulbs.com/product/1644/FC15-FER3015W27.html | 0 | No Labor Cost
Equipment | CFL - 15W Flood (Exterior) | 15W CFL | EISA-2020 compliant baseline lamp (65W flood) | Residential | Turnover | Manufactured Home | FL Zone 2 | Per Lamp | 0% | 61.685 | 14.235 | 47.45 | 76.92% | 7.8 | 0 | 0 | 3.92 | Per Unit | 1.85 | https://www.homedepot.com/p/Philips-65-Watt-Incandescent-BR30-Flood-Light-Bulb-12-Pack-per-Case-248872/100560688 | 0 | No Labor Cost | 5.77 | https://www.1000bulbs.com/product/1644/FC15-FER3015W27.html | 0 | No Labor Cost
Equipment | CFL - 15W Flood (Exterior) | 15W CFL | EISA-2020 compliant baseline lamp (65W flood) | Residential | New | Single Family | FL Zone 2 | Per Lamp | 0% | 61.685 | 14.235 | 47.45 | 76.92% | 7.8 | 0 | 0 | 3.92 | Per Unit | 1.85 | https://www.homedepot.com/p/Philips-65-Watt-Incandescent-BR30-Flood-Light-Bulb-12-Pack-per-Case-248872/100560688 | 0 | No Labor Cost | 5.77 | https://www.1000bulbs.com/product/1644/FC15-FER3015W27.html | 0 | No Labor Cost
Equipment | CFL - 15W Flood (Exterior) | 15W CFL | EISA-2020 compliant baseline lamp (65W flood) | Residential | New | Multi-Family | FL Zone 2 | Per Lamp | 0% | 61.685 | 14.235 | 47.45 | 76.92% | 7.8 | 0 | 0 | 3.92 | Per Unit | 1.85 | https://www.homedepot.com/p/Philips-65-Watt-Incandescent-BR30-Flood-Light-Bulb-12-Pack-per-Case-248872/100560688 | 0 | No Labor Cost | 5.77 | https://www.1000bulbs.com/product/1644/FC15-FER3015W27.html | 0 | No Labor Cost
Equipment | CFL - 15W Flood (Exterior) | 15W CFL | EISA-2020 compliant baseline lamp (65W flood) | Residential | New | Manufactured Home | FL Zone 2 | Per Lamp | 0% | 61.685 | 14.235 | 47.45 | 76.92% | 7.8 | 0 | 0 | 3.92 | Per Unit | 1.85 | https://www.homedepot.com/p/Philips-65-Watt-Incandescent-BR30-Flood-Light-Bulb-12-Pack-per-Case-248872/100560688 | 0 | No Labor Cost | 5.77 | https://www.1000bulbs.com/product/1644/FC15-FER3015W27.html | 0 | No Labor Cost
Equipment | CFL - 15W Flood | 15W CFL | EISA-2020 compliant baseline lamp (65W flood) | Residential | Turnover | Single Family | FL Zone 2 | Per Lamp | 0% | 20.6294 | 15.8688 | 4.7606 | 23.08% | 7.8 | 0.00041875 | 0.00043966 | 3.92 | Per Unit | 1.85 | https://www.homedepot.com/p/Philips-65-Watt-Incandescent-BR30-Flood-Light-Bulb-12-Pack-per-Case-248872/100560688 | 0 | No Labor Cost | 5.77 | https://www.1000bulbs.com/product/1644/FC15-FER3015W27.html | 0 | No Labor Cost
Equipment | CFL - 15W Flood | 15W CFL | EISA-2020 compliant baseline lamp (65W flood) | Residential | Turnover | Multi-Family | FL Zone 2 | Per Lamp | 0% | 20.6294 | 15.8688 | 4.7606 | 23.08% | 7.8 | 0.00041875 | 0.00043966 | 3.92 | Per Unit | 1.85 | https://www.homedepot.com/p/Philips-65-Watt-Incandescent-BR30-Flood-Light-Bulb-12-Pack-per-Case-248872/100560688 | 0 | No Labor Cost | 5.77 | https://www.1000bulbs.com/product/1644/FC15-FER3015W27.html | 0 | No Labor Cost
Equipment | CFL - 15W Flood | 15W CFL | EISA-2020 compliant baseline lamp (65W flood) | Residential | Turnover | Manufactured Home | FL Zone 2 | Per Lamp | 0% | 20.6294 | 15.8688 | 4.7606 | 23.08% | 7.8 | 0.00041875 | 0.00043966 | 3.92 | Per Unit | 1.85 | https://www.homedepot.com/p/Philips-65-Watt-Incandescent-BR30-Flood-Light-Bulb-12-Pack-per-Case-248872/100560688 | 0 | No Labor Cost | 5.77 | https://www.1000bulbs.com/product/1644/FC15-FER3015W27.html | 0 | No Labor Cost
Equipment | CFL - 15W Flood | 15W CFL | EISA-2020 compliant baseline lamp (65W flood) | Residential | New | Single Family | FL Zone 2 | Per Lamp | 0% | 20.6294 | 15.8688 | 4.7606 | 23.08% | 7.8 | 0.00041875 | 0.00043966 | 3.92 | Per Unit | 1.85 | https://www.homedepot.com/p/Philips-65-Watt-Incandescent-BR30-Flood-Light-Bulb-12-Pack-per-Case-248872/100560688 | 0 | No Labor Cost | 5.77 | https://www.1000bulbs.com/product/1644/FC15-FER3015W27.html | 0 | No Labor Cost
Equipment | CFL - 15W Flood | 15W CFL | EISA-2020 compliant baseline lamp (65W flood) | Residential | New | Multi-Family | FL Zone 2 | Per Lamp | 0% | 20.6294 | 15.8688 | 4.7606 | 23.08% | 7.8 | 0.00041875 | 0.00043966 | 3.92 | Per Unit | 1.85 | https://www.homedepot.com/p/Philips-65-Watt-Incandescent-BR30-Flood-Light-Bulb-12-Pack-per-Case-248872/100560688 | 0 | No Labor Cost | 5.77 | https://www.1000bulbs.com/product/1644/FC15-FER3015W27.html | 0 | No Labor Cost
Equipment | CFL - 15W Flood | 15W CFL | EISA-2020 compliant baseline lamp (65W flood) | Residential | New | Manufactured Home | FL Zone 2 | Per Lamp | 0% | 20.6294 | 15.8688 | 4.7606 | 23.08% | 7.8 | 0.00041875 | 0.00043966 | 3.92 | Per Unit | 1.85 | https://www.homedepot.com/p/Philips-65-Watt-Incandescent-BR30-Flood-Light-Bulb-12-Pack-per-Case-248872/100560688 | 0 | No Labor Cost | 5.77 | https://www.1000bulbs.com/product/1644/FC15-FER3015W27.html | 0 | No Labor Cost
Equipment | CFL-13W | 13W CFL | EISA-2020 compliant baseline lamp (60W equivalent) | Residential | Turnover | Single Family | FL Zone 2 | Per Lamp | 0% | 19.0425 | 13.7529 | 5.2896 | 27.78% | 7.8 | 0.00046528 | 0.00048851 | 1.32 | Per Unit | 1.17 | https://www.homedepot.com/p/EcoSmart-60-Watt-Equivalent-A19-Dimmable-Eco-Incandescent-Light-Bulb-Soft-White-4-Pack-52602/204848841 | 0 | No Labor Cost | 2.49 | https://www.homedepot.com/p/Philips-60-Watt-Equivalent-Spiral-A-Line-CFL-Light-Bulb-Soft-White-2700K-4-Pack-434373/202826746 | 0 | No Labor Cost
Equipment | CFL-13W | 13W CFL | EISA-2020 compliant baseline lamp (60W equivalent) | Residential | Turnover | Multi-Family | FL Zone 2 | Per Lamp | 0% | 19.0425 | 13.7529 | 5.2896 | 27.78% | 7.8 | 0.00046528 | 0.00048851 | 1.32 | Per Unit | 1.17 | https://www.homedepot.com/p/EcoSmart-60-Watt-Equivalent-A19-Dimmable-Eco-Incandescent-Light-Bulb-Soft-White-4-Pack-52602/204848841 | 0 | No Labor Cost | 2.49 | https://www.homedepot.com/p/Philips-60-Watt-Equivalent-Spiral-A-Line-CFL-Light-Bulb-Soft-White-2700K-4-Pack-434373/202826746 | 0 | No Labor Cost
Equipment | CFL-13W | 13W CFL | EISA-2020 compliant baseline lamp (60W equivalent) | Residential | Turnover | Manufactured Home | FL Zone 2 | Per Lamp | 0% | 19.0425 | 13.7529 | 5.2896 | 27.78% | 7.8 | 0.00046528 | 0.00048851 | 1.32 | Per Unit | 1.17 | https://www.homedepot.com/p/EcoSmart-60-Watt-Equivalent-A19-Dimmable-Eco-Incandescent-Light-Bulb-Soft-White-4-Pack-52602/204848841 | 0 | No Labor Cost | 2.49 | https://www.homedepot.com/p/Philips-60-Watt-Equivalent-Spiral-A-Line-CFL-Light-Bulb-Soft-White-2700K-4-Pack-434373/202826746 | 0 | No Labor Cost
Equipment | CFL-13W | 13W CFL | EISA-2020 compliant baseline lamp (60W equivalent) | Residential | New | Single Family | FL Zone 2 | Per Lamp | 0% | 19.0425 | 13.7529 | 5.2896 | 27.78% | 7.8 | 0.00046528 | 0.00048851 | 1.32 | Per Unit | 1.17 | https://www.homedepot.com/p/EcoSmart-60-Watt-Equivalent-A19-Dimmable-Eco-Incandescent-Light-Bulb-Soft-White-4-Pack-52602/204848841 | 0 | No Labor Cost | 2.49 | https://www.homedepot.com/p/Philips-60-Watt-Equivalent-Spiral-A-Line-CFL-Light-Bulb-Soft-White-2700K-4-Pack-434373/202826746 | 0 | No Labor Cost
Equipment | CFL-13W | 13W CFL | EISA-2020 compliant baseline lamp (60W equivalent) | Residential | New | Multi-Family | FL Zone 2 | Per Lamp | 0% | 19.0425 | 13.7529 | 5.2896 | 27.78% | 7.8 | 0.00046528 | 0.00048851 | 1.32 | Per Unit | 1.17 | https://www.homedepot.com/p/EcoSmart-60-Watt-Equivalent-A19-Dimmable-Eco-Incandescent-Light-Bulb-Soft-White-4-Pack-52602/204848841 | 0 | No Labor Cost | 2.49 | https://www.homedepot.com/p/Philips-60-Watt-Equivalent-Spiral-A-Line-CFL-Light-Bulb-Soft-White-2700K-4-Pack-434373/202826746 | 0 | No Labor Cost
Equipment | CFL-13W | 13W CFL | EISA-2020 compliant baseline lamp (60W equivalent) | Residential | New | Manufactured Home | FL Zone 2 | Per Lamp | 0% | 19.0425 | 13.7529 | 5.2896 | 27.78% | 7.8 | 0.00046528 | 0.00048851 | 1.32 | Per Unit | 1.17 | https://www.homedepot.com/p/EcoSmart-60-Watt-Equivalent-A19-Dimmable-Eco-Incandescent-Light-Bulb-Soft-White-4-Pack-52602/204848841 | 0 | No Labor Cost | 2.49 | https://www.homedepot.com/p/Philips-60-Watt-Equivalent-Spiral-A-Line-CFL-Light-Bulb-Soft-White-2700K-4-Pack-434373/202826746 | 0 | No Labor Cost
Equipment | CFL-23W | 23W CFL | EISA-2020 compliant baseline lamp (100W equivalent) | Residential | Turnover | Single Family | FL Zone 2 | Per Lamp | 0% | 31.7375 | 24.3321 | 7.4054 | 23.33% | 7.8 | 0.00065139 | 0.00068392 | 0.85 | Per Unit | 1.49 | https://www.homedepot.com/p/EcoSmart-100-Watt-Equivalent-A19-Halogen-Light-Bulb-4-Pack-324442/302639927 | 0 | No Labor Cost | 2.34 | https://www.homedepot.com/p/Philips-100W-Equivalent-Soft-White-2700K-T2-Spiral-CFL-Light-Bulb-4-Pack-434738/202827179 | 0 | No Labor Cost
Equipment | CFL-23W | 23W CFL | EISA-2020 compliant baseline lamp (100W equivalent) | Residential | Turnover | Multi-Family | FL Zone 2 | Per Lamp | 0% | 31.7375 | 24.3321 | 7.4054 | 23.33% | 7.8 | 0.00065139 | 0.00068392 | 0.85 | Per Unit | 1.49 | https://www.homedepot.com/p/EcoSmart-100-Watt-Equivalent-A19-Halogen-Light-Bulb-4-Pack-324442/302639927 | 0 | No Labor Cost | 2.34 | https://www.homedepot.com/p/Philips-100W-Equivalent-Soft-White-2700K-T2-Spiral-CFL-Light-Bulb-4-Pack-434738/202827179 | 0 | No Labor Cost
Equipment | CFL-23W | 23W CFL | EISA-2020 compliant baseline lamp (100W equivalent) | Residential | Turnover | Manufactured Home | FL Zone 2 | Per Lamp | 0% | 31.7375 | 24.3321 | 7.4054 | 23.33% | 7.8 | 0.00065139 | 0.00068392 | 0.85 | Per Unit | 1.49 | https://www.homedepot.com/p/EcoSmart-100-Watt-Equivalent-A19-Halogen-Light-Bulb-4-Pack-324442/302639927 | 0 | No Labor Cost | 2.34 | https://www.homedepot.com/p/Philips-100W-Equivalent-Soft-White-2700K-T2-Spiral-CFL-Light-Bulb-4-Pack-434738/202827179 | 0 | No Labor Cost
Equipment | CFL-23W | 23W CFL | EISA-2020 compliant baseline lamp (100W equivalent) | Residential | New | Single Family | FL Zone 2 | Per Lamp | 0% | 31.7375 | 24.3321 | 7.4054 | 23.33% | 7.8 | 0.00065139 | 0.00068392 | 0.85 | Per Unit | 1.49 | https://www.homedepot.com/p/EcoSmart-100-Watt-Equivalent-A19-Halogen-Light-Bulb-4-Pack-324442/302639927 | 0 | No Labor Cost | 2.34 | https://www.homedepot.com/p/Philips-100W-Equivalent-Soft-White-2700K-T2-Spiral-CFL-Light-Bulb-4-Pack-434738/202827179 | 0 | No Labor Cost
Equipment | CFL-23W | 23W CFL | EISA-2020 compliant baseline lamp (100W equivalent) | Residential | New | Multi-Family | FL Zone 2 | Per Lamp | 0% | 31.7375 | 24.3321 | 7.4054 | 23.33% | 7.8 | 0.00065139 | 0.00068392 | 0.85 | Per Unit | 1.49 | https://www.homedepot.com/p/EcoSmart-100-Watt-Equivalent-A19-Halogen-Light-Bulb-4-Pack-324442/302639927 | 0 | No Labor Cost | 2.34 | https://www.homedepot.com/p/Philips-100W-Equivalent-Soft-White-2700K-T2-Spiral-CFL-Light-Bulb-4-Pack-434738/202827179 | 0 | No Labor Cost
Equipment | CFL-23W | 23W CFL | EISA-2020 compliant baseline lamp (100W equivalent) | Residential | New | Manufactured Home | FL Zone 2 | Per Lamp | 0% | 31.7375 | 24.3321 | 7.4054 | 23.33% | 7.8 | 0.00065139 | 0.00068392 | 0.85 | Per Unit | 1.49 | https://www.homedepot.com/p/EcoSmart-100-Watt-Equivalent-A19-Halogen-Light-Bulb-4-Pack-324442/302639927 | 0 | No Labor Cost | 2.34 | https://www.homedepot.com/p/Philips-100W-Equivalent-Soft-White-2700K-T2-Spiral-CFL-Light-Bulb-4-Pack-434738/202827179 | 0 | No Labor Cost
Equipment | LED - 14W | 14W LED | EISA-2020 compliant baseline lamp (100W equivalent) | Residential | Turnover | Single Family | FL Zone 2 | Per Lamp | 50% | 31.7375 | 14.8108 | 16.9267 | 53.33% | 10 | 0.0014889 | 0.0015632 | 1.88 | Per Unit | 1.49 | https://www.homedepot.com/p/EcoSmart-100-Watt-Equivalent-A19-Halogen-Light-Bulb-4-Pack-324442/302639927 | 0 | No Labor Cost | 3.37 | https://www.homedepot.com/p/EcoSmart-100-Watt-Equivalent-A19-Non-Dimmable-LED-Light-Bulb-Daylight-4-Pack-A7A19A100WUL03/303574633 | 0 | No Labor Cost
Equipment | LED - 14W | 14W LED | EISA-2020 compliant baseline lamp (100W equivalent) | Residential | Turnover | Multi-Family | FL Zone 2 | Per Lamp | 50% | 31.7375 | 14.8108 | 16.9267 | 53.33% | 10 | 0.0014889 | 0.0015632 | 1.88 | Per Unit | 1.49 | https://www.homedepot.com/p/EcoSmart-100-Watt-Equivalent-A19-Halogen-Light-Bulb-4-Pack-324442/302639927 | 0 | No Labor Cost | 3.37 | https://www.homedepot.com/p/EcoSmart-100-Watt-Equivalent-A19-Non-Dimmable-LED-Light-Bulb-Daylight-4-Pack-A7A19A100WUL03/303574633 | 0 | No Labor Cost
Equipment | LED - 14W | 14W LED | EISA-2020 compliant baseline lamp (100W equivalent) | Residential | Turnover | Manufactured Home | FL Zone 2 | Per Lamp | 50% | 31.7375 | 14.8108 | 16.9267 | 53.33% | 10 | 0.0014889 | 0.0015632 | 1.88 | Per Unit | 1.49 | https://www.homedepot.com/p/EcoSmart-100-Watt-Equivalent-A19-Halogen-Light-Bulb-4-Pack-324442/302639927 | 0 | No Labor Cost | 3.37 | https://www.homedepot.com/p/EcoSmart-100-Watt-Equivalent-A19-Non-Dimmable-LED-Light-Bulb-Daylight-4-Pack-A7A19A100WUL03/303574633 | 0 | No Labor Cost
Equipment | LED - 14W | 14W LED | EISA-2020 compliant baseline lamp (100W equivalent) | Residential | New | Single Family | FL Zone 2 | Per Lamp | 50% | 31.7375 | 14.8108 | 16.9267 | 53.33% | 10 | 0.0014889 | 0.0015632 | 1.88 | Per Unit | 1.49 | https://www.homedepot.com/p/EcoSmart-100-Watt-Equivalent-A19-Halogen-Light-Bulb-4-Pack-324442/302639927 | 0 | No Labor Cost | 3.37 | https://www.homedepot.com/p/EcoSmart-100-Watt-Equivalent-A19-Non-Dimmable-LED-Light-Bulb-Daylight-4-Pack-A7A19A100WUL03/303574633 | 0 | No Labor Cost
Equipment | LED - 14W | 14W LED | EISA-2020 compliant baseline lamp (100W equivalent) | Residential | New | Multi-Family | FL Zone 2 | Per Lamp | 50% | 31.7375 | 14.8108 | 16.9267 | 53.33% | 10 | 0.0014889 | 0.0015632 | 1.88 | Per Unit | 1.49 | https://www.homedepot.com/p/EcoSmart-100-Watt-Equivalent-A19-Halogen-Light-Bulb-4-Pack-324442/302639927 | 0 | No Labor Cost | 3.37 | https://www.homedepot.com/p/EcoSmart-100-Watt-Equivalent-A19-Non-Dimmable-LED-Light-Bulb-Daylight-4-Pack-A7A19A100WUL03/303574633 | 0 | No Labor Cost
Equipment | LED - 14W | 14W LED | EISA-2020 compliant baseline lamp (100W equivalent) | Residential | New | Manufactured Home | FL Zone 2 | Per Lamp | 50% | 31.7375 | 14.8108 | 16.9267 | 53.33% | 10 | 0.0014889 | 0.0015632 | 1.88 | Per Unit | 1.49 | https://www.homedepot.com/p/EcoSmart-100-Watt-Equivalent-A19-Halogen-Light-Bulb-4-Pack-324442/302639927 | 0 | No Labor Cost | 3.37 | https://www.homedepot.com/p/EcoSmart-100-Watt-Equivalent-A19-Non-Dimmable-LED-Light-Bulb-Daylight-4-Pack-A7A19A100WUL03/303574633 | 0 | No Labor Cost
Equipment | LED - 9W Flood (Exterior) | ENERGY STAR Qualified 9W Screw-In LED | EISA Compliant Halogen Lamp | Residential | Turnover | Single Family | FL Zone 2 | Per Lamp | 22% | 61.685 | 8.541 | 53.144 | 86.15% | 10 | 0 | 0 | 3.14 | Per Unit | 1.85 | https://www.homedepot.com/p/Philips-65-Watt-Incandescent-BR30-Flood-Light-Bulb-12-Pack-per-Case-248872/100560688 | 0 | No Labor Cost | 4.99 | https://www.homedepot.com/p/Cree-65W-Equivalent-Soft-White-2700K-BR30-Dimmable-Exceptional-Light-Quality-LED-Light-Bulb-2-Pack-TBR30-06527FLFH25-12DE26-1-12/304006396 | 0 | No Labor Cost
Equipment | LED - 9W Flood (Exterior) | ENERGY STAR Qualified 9W Screw-In LED | EISA Compliant Halogen Lamp | Residential | Turnover | Multi-Family | FL Zone 2 | Per Lamp | 22% | 61.685 | 8.541 | 53.144 | 86.15% | 10 | 0 | 0 | 3.14 | Per Unit | 1.85 | https://www.homedepot.com/p/Philips-65-Watt-Incandescent-BR30-Flood-Light-Bulb-12-Pack-per-Case-248872/100560688 | 0 | No Labor Cost | 4.99 | https://www.homedepot.com/p/Cree-65W-Equivalent-Soft-White-2700K-BR30-Dimmable-Exceptional-Light-Quality-LED-Light-Bulb-2-Pack-TBR30-06527FLFH25-12DE26-1-12/304006396 | 0 | No Labor Cost
Equipment | LED - 9W Flood (Exterior) | ENERGY STAR Qualified 9W Screw-In LED | EISA Compliant Halogen Lamp | Residential | Turnover | Manufactured Home | FL Zone 2 | Per Lamp | 22% | 61.685 | 8.541 | 53.144 | 86.15% | 10 | 0 | 0 | 3.14 | Per Unit | 1.85 | https://www.homedepot.com/p/Philips-65-Watt-Incandescent-BR30-Flood-Light-Bulb-12-Pack-per-Case-248872/100560688 | 0 | No Labor Cost | 4.99 | https://www.homedepot.com/p/Cree-65W-Equivalent-Soft-White-2700K-BR30-Dimmable-Exceptional-Light-Quality-LED-Light-Bulb-2-Pack-TBR30-06527FLFH25-12DE26-1-12/304006396 | 0 | No Labor Cost
Equipment | LED - 9W Flood (Exterior) | ENERGY STAR Qualified 9W Screw-In LED | EISA Compliant Halogen Lamp | Residential | New | Single Family | FL Zone 2 | Per Lamp | 22% | 61.685 | 8.541 | 53.144 | 86.15% | 10 | 0 | 0 | 3.14 | Per Unit | 1.85 | https://www.homedepot.com/p/Philips-65-Watt-Incandescent-BR30-Flood-Light-Bulb-12-Pack-per-Case-248872/100560688 | 0 | No Labor Cost | 4.99 | https://www.homedepot.com/p/Cree-65W-Equivalent-Soft-White-2700K-BR30-Dimmable-Exceptional-Light-Quality-LED-Light-Bulb-2-Pack-TBR30-06527FLFH25-12DE26-1-12/304006396 | 0 | No Labor Cost
Equipment | LED - 9W Flood (Exterior) | ENERGY STAR Qualified 9W Screw-In LED | EISA Compliant Halogen Lamp | Residential | New | Multi-Family | FL Zone 2 | Per Lamp | 22% | 61.685 | 8.541 | 53.144 | 86.15% | 10 | 0 | 0 | 3.14 | Per Unit | 1.85 | https://www.homedepot.com/p/Philips-65-Watt-Incandescent-BR30-Flood-Light-Bulb-12-Pack-per-Case-248872/100560688 | 0 | No Labor Cost | 4.99 | https://www.homedepot.com/p/Cree-65W-Equivalent-Soft-White-2700K-BR30-Dimmable-Exceptional-Light-Quality-LED-Light-Bulb-2-Pack-TBR30-06527FLFH25-12DE26-1-12/304006396 | 0 | No Labor Cost
Equipment | LED - 9W Flood (Exterior) | ENERGY STAR Qualified 9W Screw-In LED | EISA Compliant Halogen Lamp | Residential | New | Manufactured Home | FL Zone 2 | Per Lamp | 22% | 61.685 | 8.541 | 53.144 | 86.15% | 10 | 0 | 0 | 3.14 | Per Unit | 1.85 | https://www.homedepot.com/p/Philips-65-Watt-Incandescent-BR30-Flood-Light-Bulb-12-Pack-per-Case-248872/100560688 | 0 | No Labor Cost | 4.99 | https://www.homedepot.com/p/Cree-65W-Equivalent-Soft-White-2700K-BR30-Dimmable-Exceptional-Light-Quality-LED-Light-Bulb-2-Pack-TBR30-06527FLFH25-12DE26-1-12/304006396 | 0 | No Labor Cost
Equipment | LED - 9W Flood | ENERGY STAR Qualified 9W Screw-In LED | EISA Compliant Halogen Lamp | Residential | Turnover | Single Family | FL Zone 2 | Per Lamp | 50% | 20.6294 | 9.5213 | 11.1081 | 53.85% | 10 | 0.00097708 | 0.0010259 | 3.14 | Per Unit | 1.85 | https://www.homedepot.com/p/Philips-65-Watt-Incandescent-BR30-Flood-Light-Bulb-12-Pack-per-Case-248872/100560688 | 0 | No Labor Cost | 4.99 | https://www.homedepot.com/p/Cree-65W-Equivalent-Soft-White-2700K-BR30-Dimmable-Exceptional-Light-Quality-LED-Light-Bulb-2-Pack-TBR30-06527FLFH25-12DE26-1-12/304006396 | 0 | No Labor Cost
Equipment | LED - 9W Flood | ENERGY STAR Qualified 9W Screw-In LED | EISA Compliant Halogen Lamp | Residential | Turnover | Multi-Family | FL Zone 2 | Per Lamp | 50% | 20.6294 | 9.5213 | 11.1081 | 53.85% | 10 | 0.00097708 | 0.0010259 | 3.14 | Per Unit | 1.85 | https://www.homedepot.com/p/Philips-65-Watt-Incandescent-BR30-Flood-Light-Bulb-12-Pack-per-Case-248872/100560688 | 0 | No Labor Cost | 4.99 | https://www.homedepot.com/p/Cree-65W-Equivalent-Soft-White-2700K-BR30-Dimmable-Exceptional-Light-Quality-LED-Light-Bulb-2-Pack-TBR30-06527FLFH25-12DE26-1-12/304006396 | 0 | No Labor Cost
Equipment | LED - 9W Flood | ENERGY STAR Qualified 9W Screw-In LED | EISA Compliant Halogen Lamp | Residential | Turnover | Manufactured Home | FL Zone 2 | Per Lamp | 50% | 20.6294 | 9.5213 | 11.1081 | 53.85% | 10 | 0.00097708 | 0.0010259 | 3.14 | Per Unit | 1.85 | https://www.homedepot.com/p/Philips-65-Watt-Incandescent-BR30-Flood-Light-Bulb-12-Pack-per-Case-248872/100560688 | 0 | No Labor Cost | 4.99 | https://www.homedepot.com/p/Cree-65W-Equivalent-Soft-White-2700K-BR30-Dimmable-Exceptional-Light-Quality-LED-Light-Bulb-2-Pack-TBR30-06527FLFH25-12DE26-1-12/304006396 | 0 | No Labor Cost
Equipment | LED - 9W Flood | ENERGY STAR Qualified 9W Screw-In LED | EISA Compliant Halogen Lamp | Residential | New | Single Family | FL Zone 2 | Per Lamp | 50% | 20.6294 | 9.5213 | 11.1081 | 53.85% | 10 | 0.00097708 | 0.0010259 | 3.14 | Per Unit | 1.85 | https://www.homedepot.com/p/Philips-65-Watt-Incandescent-BR30-Flood-Light-Bulb-12-Pack-per-Case-248872/100560688 | 0 | No Labor Cost | 4.99 | https://www.homedepot.com/p/Cree-65W-Equivalent-Soft-White-2700K-BR30-Dimmable-Exceptional-Light-Quality-LED-Light-Bulb-2-Pack-TBR30-06527FLFH25-12DE26-1-12/304006396 | 0 | No Labor Cost
Equipment | LED - 9W Flood | ENERGY STAR Qualified 9W Screw-In LED | EISA Compliant Halogen Lamp | Residential | New | Multi-Family | FL Zone 2 | Per Lamp | 50% | 20.6294 | 9.5213 | 11.1081 | 53.85% | 10 | 0.00097708 | 0.0010259 | 3.14 | Per Unit | 1.85 | https://www.homedepot.com/p/Philips-65-Watt-Incandescent-BR30-Flood-Light-Bulb-12-Pack-per-Case-248872/100560688 | 0 | No Labor Cost | 4.99 | https://www.homedepot.com/p/Cree-65W-Equivalent-Soft-White-2700K-BR30-Dimmable-Exceptional-Light-Quality-LED-Light-Bulb-2-Pack-TBR30-06527FLFH25-12DE26-1-12/304006396 | 0 | No Labor Cost
Equipment | LED - 9W Flood | ENERGY STAR Qualified 9W Screw-In LED | EISA Compliant Halogen Lamp | Residential | New | Manufactured Home | FL Zone 2 | Per Lamp | 50% | 20.6294 | 9.5213 | 11.1081 | 53.85% | 10 | 0.00097708 | 0.0010259 | 3.14 | Per Unit | 1.85 | https://www.homedepot.com/p/Philips-65-Watt-Incandescent-BR30-Flood-Light-Bulb-12-Pack-per-Case-248872/100560688 | 0 | No Labor Cost | 4.99 | https://www.homedepot.com/p/Cree-65W-Equivalent-Soft-White-2700K-BR30-Dimmable-Exceptional-Light-Quality-LED-Light-Bulb-2-Pack-TBR30-06527FLFH25-12DE26-1-12/304006396 | 0 | No Labor Cost
Equipment | LED - 9W | 9W LED | EISA-2020 compliant baseline lamp (60W equivalent) | Residential | Turnover | Single Family | FL Zone 2 | Per Lamp | 50% | 19.0425 | 9.5213 | 9.5213 | 50% | 10 | 0.0008375 | 0.00087932 | 1.2 | Per Unit | 1.17 | https://www.homedepot.com/p/EcoSmart-60-Watt-Equivalent-A19-Dimmable-Eco-Incandescent-Light-Bulb-Soft-White-4-Pack-52602/204848841 | 0 | No Labor Cost | 2.37 | https://www.homedepot.com/p/EcoSmart-60-Watt-Equivalent-A19-Dimmable-Energy-Star-LED-Light-Bulb-Soft-White-4-Pack-B7A19A60WESD14/303574540 | 0 | No Labor Cost
Equipment | LED - 9W | 9W LED | EISA-2020 compliant baseline lamp (60W equivalent) | Residential | Turnover | Multi-Family | FL Zone 2 | Per Lamp | 50% | 19.0425 | 9.5213 | 9.5213 | 50% | 10 | 0.0008375 | 0.00087932 | 1.2 | Per Unit | 1.17 | https://www.homedepot.com/p/EcoSmart-60-Watt-Equivalent-A19-Dimmable-Eco-Incandescent-Light-Bulb-Soft-White-4-Pack-52602/204848841 | 0 | No Labor Cost | 2.37 | https://www.homedepot.com/p/EcoSmart-60-Watt-Equivalent-A19-Dimmable-Energy-Star-LED-Light-Bulb-Soft-White-4-Pack-B7A19A60WESD14/303574540 | 0 | No Labor Cost
Equipment | LED - 9W | 9W LED | EISA-2020 compliant baseline lamp (60W equivalent) | Residential | Turnover | Manufactured Home | FL Zone 2 | Per Lamp | 50% | 19.0425 | 9.5213 | 9.5213 | 50% | 10 | 0.0008375 | 0.00087932 | 1.2 | Per Unit | 1.17 | https://www.homedepot.com/p/EcoSmart-60-Watt-Equivalent-A19-Dimmable-Eco-Incandescent-Light-Bulb-Soft-White-4-Pack-52602/204848841 | 0 | No Labor Cost | 2.37 | https://www.homedepot.com/p/EcoSmart-60-Watt-Equivalent-A19-Dimmable-Energy-Star-LED-Light-Bulb-Soft-White-4-Pack-B7A19A60WESD14/303574540 | 0 | No Labor Cost
Equipment | LED - 9W | 9W LED | EISA-2020 compliant baseline lamp (60W equivalent) | Residential | New | Single Family | FL Zone 2 | Per Lamp | 50% | 19.0425 | 9.5213 | 9.5213 | 50% | 10 | 0.0008375 | 0.00087932 | 1.2 | Per Unit | 1.17 | https://www.homedepot.com/p/EcoSmart-60-Watt-Equivalent-A19-Dimmable-Eco-Incandescent-Light-Bulb-Soft-White-4-Pack-52602/204848841 | 0 | No Labor Cost | 2.37 | https://www.homedepot.com/p/EcoSmart-60-Watt-Equivalent-A19-Dimmable-Energy-Star-LED-Light-Bulb-Soft-White-4-Pack-B7A19A60WESD14/303574540 | 0 | No Labor Cost
Equipment | LED - 9W | 9W LED | EISA-2020 compliant baseline lamp (60W equivalent) | Residential | New | Multi-Family | FL Zone 2 | Per Lamp | 50% | 19.0425 | 9.5213 | 9.5213 | 50% | 10 | 0.0008375 | 0.00087932 | 1.2 | Per Unit | 1.17 | https://www.homedepot.com/p/EcoSmart-60-Watt-Equivalent-A19-Dimmable-Eco-Incandescent-Light-Bulb-Soft-White-4-Pack-52602/204848841 | 0 | No Labor Cost | 2.37 | https://www.homedepot.com/p/EcoSmart-60-Watt-Equivalent-A19-Dimmable-Energy-Star-LED-Light-Bulb-Soft-White-4-Pack-B7A19A60WESD14/303574540 | 0 | No Labor Cost
Equipment | LED - 9W | 9W LED | EISA-2020 compliant baseline lamp (60W equivalent) | Residential | New | Manufactured Home | FL Zone 2 | Per Lamp | 50% | 19.0425 | 9.5213 | 9.5213 | 50% | 10 | 0.0008375 | 0.00087932 | 1.2 | Per Unit | 1.17 | https://www.homedepot.com/p/EcoSmart-60-Watt-Equivalent-A19-Dimmable-Eco-Incandescent-Light-Bulb-Soft-White-4-Pack-52602/204848841 | 0 | No Labor Cost | 2.37 | https://www.homedepot.com/p/EcoSmart-60-Watt-Equivalent-A19-Dimmable-Energy-Star-LED-Light-Bulb-Soft-White-4-Pack-B7A19A60WESD14/303574540 | 0 | No Labor Cost
Equipment | LED Specialty Lamps-5W Chandelier | 5 W Chandelier LED | 0 | Residential | Turnover | Single Family | FL Zone 2 | Per Lamp | 50% | 12.695 | 5.2896 | 7.4054 | 58.33% | 10 | 0.00065139 | 0.00068392 | 1.97 | Per Unit | 0.99 | https://www.homedepot.com/p/40-Watt-Double-Life-B10-Blunt-Incandescent-Light-Bulb-4-Pack-10543/303762197 | 0 | No Labor Cost | 2.96 | https://www.homedepot.com/p/Ecosmart-40-Watt-Equivalent-B11-Dimmable-Energy-Star-Clear-Filament-Vintage-Style-LED-Light-Bulb-Soft-White-3-Pack-FG-03128/303742219 | 0 | No Labor Cost
Equipment | LED Specialty Lamps-5W Chandelier | 5 W Chandelier LED | 0 | Residential | Turnover | Multi-Family | FL Zone 2 | Per Lamp | 50% | 12.695 | 5.2896 | 7.4054 | 58.33% | 10 | 0.00065139 | 0.00068392 | 1.97 | Per Unit | 0.99 | https://www.homedepot.com/p/40-Watt-Double-Life-B10-Blunt-Incandescent-Light-Bulb-4-Pack-10543/303762197 | 0 | No Labor Cost | 2.96 | https://www.homedepot.com/p/Ecosmart-40-Watt-Equivalent-B11-Dimmable-Energy-Star-Clear-Filament-Vintage-Style-LED-Light-Bulb-Soft-White-3-Pack-FG-03128/303742219 | 0 | No Labor Cost
Equipment | LED Specialty Lamps-5W Chandelier | 5 W Chandelier LED | 0 | Residential | Turnover | Manufactured Home | FL Zone 2 | Per Lamp | 50% | 12.695 | 5.2896 | 7.4054 | 58.33% | 10 | 0.00065139 | 0.00068392 | 1.97 | Per Unit | 0.99 | https://www.homedepot.com/p/40-Watt-Double-Life-B10-Blunt-Incandescent-Light-Bulb-4-Pack-10543/303762197 | 0 | No Labor Cost | 2.96 | https://www.homedepot.com/p/Ecosmart-40-Watt-Equivalent-B11-Dimmable-Energy-Star-Clear-Filament-Vintage-Style-LED-Light-Bulb-Soft-White-3-Pack-FG-03128/303742219 | 0 | No Labor Cost
Equipment | LED Specialty Lamps-5W Chandelier | 5 W Chandelier LED | 0 | Residential | New | Single Family | FL Zone 2 | Per Lamp | 50% | 12.695 | 5.2896 | 7.4054 | 58.33% | 10 | 0.00065139 | 0.00068392 | 1.97 | Per Unit | 0.99 | https://www.homedepot.com/p/40-Watt-Double-Life-B10-Blunt-Incandescent-Light-Bulb-4-Pack-10543/303762197 | 0 | No Labor Cost | 2.96 | https://www.homedepot.com/p/Ecosmart-40-Watt-Equivalent-B11-Dimmable-Energy-Star-Clear-Filament-Vintage-Style-LED-Light-Bulb-Soft-White-3-Pack-FG-03128/303742219 | 0 | No Labor Cost
Equipment | LED Specialty Lamps-5W Chandelier | 5 W Chandelier LED | 0 | Residential | New | Multi-Family | FL Zone 2 | Per Lamp | 50% | 12.695 | 5.2896 | 7.4054 | 58.33% | 10 | 0.00065139 | 0.00068392 | 1.97 | Per Unit | 0.99 | https://www.homedepot.com/p/40-Watt-Double-Life-B10-Blunt-Incandescent-Light-Bulb-4-Pack-10543/303762197 | 0 | No Labor Cost | 2.96 | https://www.homedepot.com/p/Ecosmart-40-Watt-Equivalent-B11-Dimmable-Energy-Star-Clear-Filament-Vintage-Style-LED-Light-Bulb-Soft-White-3-Pack-FG-03128/303742219 | 0 | No Labor Cost
Equipment | LED Specialty Lamps-5W Chandelier | 5 W Chandelier LED | 0 | Residential | New | Manufactured Home | FL Zone 2 | Per Lamp | 50% | 12.695 | 5.2896 | 7.4054 | 58.33% | 10 | 0.00065139 | 0.00068392 | 1.97 | Per Unit | 0.99 | https://www.homedepot.com/p/40-Watt-Double-Life-B10-Blunt-Incandescent-Light-Bulb-4-Pack-10543/303762197 | 0 | No Labor Cost | 2.96 | https://www.homedepot.com/p/Ecosmart-40-Watt-Equivalent-B11-Dimmable-Energy-Star-Clear-Filament-Vintage-Style-LED-Light-Bulb-Soft-White-3-Pack-FG-03128/303742219 | 0 | No Labor Cost
Equipment | Linear LED | Linear LED | T8 | Residential | Turnover | Single Family | FL Zone 2 | Per Lamp | 79% | 33.8533 | 19.0425 | 14.8108 | 43.75% | 15 | 0 | 8.6271e-10 | 2.15 | Per Unit | 2.85 | https://www.homedepot.com/p/Philips-32-Watt-4-ft-T8-Alto-Linear-Fluorescent-Light-Bulb-Neutral-3500K-10-Pack-479691/303811578 | 0 | No Labor Cost | 5 | https://www.homedepot.com/p/Philips-32-Watt-Equivalent-4-ft-T8-LED-Linear-Light-Bulb-Daylight-5000K-10-Pack-472910/303040479 | 0 | No Labor Cost
Equipment | Linear LED | Linear LED | T8 | Residential | Turnover | Multi-Family | FL Zone 2 | Per Lamp | 79% | 33.8533 | 19.0425 | 14.8108 | 43.75% | 15 | 0 | 8.6271e-10 | 2.15 | Per Unit | 2.85 | https://www.homedepot.com/p/Philips-32-Watt-4-ft-T8-Alto-Linear-Fluorescent-Light-Bulb-Neutral-3500K-10-Pack-479691/303811578 | 0 | No Labor Cost | 5 | https://www.homedepot.com/p/Philips-32-Watt-Equivalent-4-ft-T8-LED-Linear-Light-Bulb-Daylight-5000K-10-Pack-472910/303040479 | 0 | No Labor Cost
Equipment | Linear LED | Linear LED | T8 | Residential | Turnover | Manufactured Home | FL Zone 2 | Per Lamp | 79% | 33.8533 | 19.0425 | 14.8108 | 43.75% | 15 | 0 | 8.6271e-10 | 2.15 | Per Unit | 2.85 | https://www.homedepot.com/p/Philips-32-Watt-4-ft-T8-Alto-Linear-Fluorescent-Light-Bulb-Neutral-3500K-10-Pack-479691/303811578 | 0 | No Labor Cost | 5 | https://www.homedepot.com/p/Philips-32-Watt-Equivalent-4-ft-T8-LED-Linear-Light-Bulb-Daylight-5000K-10-Pack-472910/303040479 | 0 | No Labor Cost
Equipment | Linear LED | Linear LED | T8 | Residential | New | Single Family | FL Zone 2 | Per Lamp | 79% | 33.8533 | 19.0425 | 14.8108 | 43.75% | 15 | 0 | 8.6271e-10 | 2.15 | Per Unit | 2.85 | https://www.homedepot.com/p/Philips-32-Watt-4-ft-T8-Alto-Linear-Fluorescent-Light-Bulb-Neutral-3500K-10-Pack-479691/303811578 | 0 | No Labor Cost | 5 | https://www.homedepot.com/p/Philips-32-Watt-Equivalent-4-ft-T8-LED-Linear-Light-Bulb-Daylight-5000K-10-Pack-472910/303040479 | 0 | No Labor Cost
Equipment | Linear LED | Linear LED | T8 | Residential | New | Multi-Family | FL Zone 2 | Per Lamp | 79% | 33.8533 | 19.0425 | 14.8108 | 43.75% | 15 | 0 | 8.6271e-10 | 2.15 | Per Unit | 2.85 | https://www.homedepot.com/p/Philips-32-Watt-4-ft-T8-Alto-Linear-Fluorescent-Light-Bulb-Neutral-3500K-10-Pack-479691/303811578 | 0 | No Labor Cost | 5 | https://www.homedepot.com/p/Philips-32-Watt-Equivalent-4-ft-T8-LED-Linear-Light-Bulb-Daylight-5000K-10-Pack-472910/303040479 | 0 | No Labor Cost
Equipment | Linear LED | Linear LED | T8 | Residential | New | Manufactured Home | FL Zone 2 | Per Lamp | 79% | 33.8533 | 19.0425 | 14.8108 | 43.75% | 15 | 0 | 8.6271e-10 | 2.15 | Per Unit | 2.85 | https://www.homedepot.com/p/Philips-32-Watt-4-ft-T8-Alto-Linear-Fluorescent-Light-Bulb-Neutral-3500K-10-Pack-479691/303811578 | 0 | No Labor Cost | 5 | https://www.homedepot.com/p/Philips-32-Watt-Equivalent-4-ft-T8-LED-Linear-Light-Bulb-Daylight-5000K-10-Pack-472910/303040479 | 0 | No Labor Cost
Equipment | Low Wattage T8 Fixture | Low Wattage (28w) T8 Fixture | T8 | Residential | Turnover | Single Family | FL Zone 2 | Per Lamp | 0% | 33.8533 | 27.5058 | 6.3475 | 18.75% | 15 | 0 | 1.191e-09 | 0.44 | Per Unit | 2.85 | https://www.homedepot.com/p/Philips-32-Watt-4-ft-T8-Alto-Linear-Fluorescent-Light-Bulb-Neutral-3500K-10-Pack-479691/303811578 | 0 | No Labor Cost | 3.29 | https://www.homedepot.com/p/Philips-28-Watt-4-ft-T8-Alto-Linear-Fluorescent-Light-Bulb-Natural-Light-5000K-30-Pack-281055/204363599 | 0 | No Labor Cost
Equipment | Low Wattage T8 Fixture | Low Wattage (28w) T8 Fixture | T8 | Residential | Turnover | Multi-Family | FL Zone 2 | Per Lamp | 0% | 33.8533 | 27.5058 | 6.3475 | 18.75% | 15 | 0 | 1.191e-09 | 0.44 | Per Unit | 2.85 | https://www.homedepot.com/p/Philips-32-Watt-4-ft-T8-Alto-Linear-Fluorescent-Light-Bulb-Neutral-3500K-10-Pack-479691/303811578 | 0 | No Labor Cost | 3.29 | https://www.homedepot.com/p/Philips-28-Watt-4-ft-T8-Alto-Linear-Fluorescent-Light-Bulb-Natural-Light-5000K-30-Pack-281055/204363599 | 0 | No Labor Cost
Equipment | Low Wattage T8 Fixture | Low Wattage (28w) T8 Fixture | T8 | Residential | Turnover | Manufactured Home | FL Zone 2 | Per Lamp | 0% | 33.8533 | 27.5058 | 6.3475 | 18.75% | 15 | 0 | 1.191e-09 | 0.44 | Per Unit | 2.85 | https://www.homedepot.com/p/Philips-32-Watt-4-ft-T8-Alto-Linear-Fluorescent-Light-Bulb-Neutral-3500K-10-Pack-479691/303811578 | 0 | No Labor Cost | 3.29 | https://www.homedepot.com/p/Philips-28-Watt-4-ft-T8-Alto-Linear-Fluorescent-Light-Bulb-Natural-Light-5000K-30-Pack-281055/204363599 | 0 | No Labor Cost
Equipment | Low Wattage T8 Fixture | Low Wattage (28w) T8 Fixture | T8 | Residential | New | Single Family | FL Zone 2 | Per Lamp | 0% | 33.8533 | 27.5058 | 6.3475 | 18.75% | 15 | 0 | 1.191e-09 | 0.44 | Per Unit | 2.85 | https://www.homedepot.com/p/Philips-32-Watt-4-ft-T8-Alto-Linear-Fluorescent-Light-Bulb-Neutral-3500K-10-Pack-479691/303811578 | 0 | No Labor Cost | 3.29 | https://www.homedepot.com/p/Philips-28-Watt-4-ft-T8-Alto-Linear-Fluorescent-Light-Bulb-Natural-Light-5000K-30-Pack-281055/204363599 | 0 | No Labor Cost
Equipment | Low Wattage T8 Fixture | Low Wattage (28w) T8 Fixture | T8 | Residential | New | Multi-Family | FL Zone 2 | Per Lamp | 0% | 33.8533 | 27.5058 | 6.3475 | 18.75% | 15 | 0 | 1.191e-09 | 0.44 | Per Unit | 2.85 | https://www.homedepot.com/p/Philips-32-Watt-4-ft-T8-Alto-Linear-Fluorescent-Light-Bulb-Neutral-3500K-10-Pack-479691/303811578 | 0 | No Labor Cost | 3.29 | https://www.homedepot.com/p/Philips-28-Watt-4-ft-T8-Alto-Linear-Fluorescent-Light-Bulb-Natural-Light-5000K-30-Pack-281055/204363599 | 0 | No Labor Cost
Equipment | Low Wattage T8 Fixture | Low Wattage (28w) T8 Fixture | T8 | Residential | New | Manufactured Home | FL Zone 2 | Per Lamp | 0% | 33.8533 | 27.5058 | 6.3475 | 18.75% | 15 | 0 | 1.191e-09 | 0.44 | Per Unit | 2.85 | https://www.homedepot.com/p/Philips-32-Watt-4-ft-T8-Alto-Linear-Fluorescent-Light-Bulb-Neutral-3500K-10-Pack-479691/303811578 | 0 | No Labor Cost | 3.29 | https://www.homedepot.com/p/Philips-28-Watt-4-ft-T8-Alto-Linear-Fluorescent-Light-Bulb-Natural-Light-5000K-30-Pack-281055/204363599 | 0 | No Labor Cost
Equipment | Energy Star Bathroom Ventilating Fan | Bathroom Exhaust Fan (Efficiency of 8.3 CFM/Watt), Continuous operation in accordance with recommended ventilation rate indicated by ASHRAE 62.2101 | Bathroom Exhaust Fan (Efficiency of 3.1 CFM/Watt), Continuous operation in accordance with recommended ventilation rate indicated by ASHRAE 62.2101 | Residential | Turnover | Single Family | FL Zone 2 | Per Fan | 43.2% | 9.4274 | 3.5211 | 5.9063 | 62.65% | 10 | 0.00020675 | 0.00082699 | 12.1 | Per Unit | 23.57 | https://www.homedepot.com/p/Air-King-Advantage-70-CFM-Ceiling-Bathroom-Exhaust-Fan-AS70/203258499 | 73.28 | rate at $73.28, assume 1 hour work for replacement, reference: https://www.homewyse.com/costs/cost_of_bathroom_exhaust_fans.html | 35.67 | https://www.homedepot.com/p/Air-King-High-Performance-70-CFM-Ceiling-Exhaust-Bath-Fan-ENERGY-STAR-BFQ75/203163614 | 73.28 | rate at $73.28, assume 1 hour work for replacement, reference: https://www.homewyse.com/costs/cost_of_bathroom_exhaust_fans.html
Equipment | Energy Star Bathroom Ventilating Fan | Bathroom Exhaust Fan (Efficiency of 8.3 CFM/Watt), Continuous operation in accordance with recommended ventilation rate indicated by ASHRAE 62.2101 | Bathroom Exhaust Fan (Efficiency of 3.1 CFM/Watt), Continuous operation in accordance with recommended ventilation rate indicated by ASHRAE 62.2101 | Residential | Turnover | Multi-Family | FL Zone 2 | Per Fan | 22.5% | 9.4274 | 3.5211 | 5.9063 | 62.65% | 10 | 0.00020675 | 0.00082699 | 12.1 | Per Unit | 23.57 | https://www.homedepot.com/p/Air-King-Advantage-70-CFM-Ceiling-Bathroom-Exhaust-Fan-AS70/203258499 | 73.28 | rate at $73.28, assume 1 hour work for replacement, reference: https://www.homewyse.com/costs/cost_of_bathroom_exhaust_fans.html | 35.67 | https://www.homedepot.com/p/Air-King-High-Performance-70-CFM-Ceiling-Exhaust-Bath-Fan-ENERGY-STAR-BFQ75/203163614 | 73.28 | rate at $73.28, assume 1 hour work for replacement, reference: https://www.homewyse.com/costs/cost_of_bathroom_exhaust_fans.html
Equipment | Energy Star Bathroom Ventilating Fan | Bathroom Exhaust Fan (Efficiency of 8.3 CFM/Watt), Continuous operation in accordance with recommended ventilation rate indicated by ASHRAE 62.2101 | Bathroom Exhaust Fan (Efficiency of 3.1 CFM/Watt), Continuous operation in accordance with recommended ventilation rate indicated by ASHRAE 62.2101 | Residential | Turnover | Manufactured Home | FL Zone 2 | Per Fan | 72% | 9.4274 | 3.5211 | 5.9063 | 62.65% | 10 | 0.00020675 | 0.00082699 | 12.1 | Per Unit | 23.57 | https://www.homedepot.com/p/Air-King-Advantage-70-CFM-Ceiling-Bathroom-Exhaust-Fan-AS70/203258499 | 73.28 | rate at $73.28, assume 1 hour work for replacement, reference: https://www.homewyse.com/costs/cost_of_bathroom_exhaust_fans.html | 35.67 | https://www.homedepot.com/p/Air-King-High-Performance-70-CFM-Ceiling-Exhaust-Bath-Fan-ENERGY-STAR-BFQ75/203163614 | 73.28 | rate at $73.28, assume 1 hour work for replacement, reference: https://www.homewyse.com/costs/cost_of_bathroom_exhaust_fans.html
Equipment | Energy Star Bathroom Ventilating Fan | Bathroom Exhaust Fan (Efficiency of 8.3 CFM/Watt), Continuous operation in accordance with recommended ventilation rate indicated by ASHRAE 62.2101 | Bathroom Exhaust Fan (Efficiency of 3.1 CFM/Watt), Continuous operation in accordance with recommended ventilation rate indicated by ASHRAE 62.2101 | Residential | New | Single Family | FL Zone 2 | Per Fan | 61.2% | 9.4274 | 3.5211 | 5.9063 | 62.65% | 10 | 0.00020675 | 0.00082699 | 12.1 | Per Unit | 23.57 | https://www.homedepot.com/p/Air-King-Advantage-70-CFM-Ceiling-Bathroom-Exhaust-Fan-AS70/203258499 | 73.28 | rate at $73.28, assume 1 hour work for replacement, reference: https://www.homewyse.com/costs/cost_of_bathroom_exhaust_fans.html | 35.67 | https://www.homedepot.com/p/Air-King-High-Performance-70-CFM-Ceiling-Exhaust-Bath-Fan-ENERGY-STAR-BFQ75/203163614 | 73.28 | rate at $73.28, assume 1 hour work for replacement, reference: https://www.homewyse.com/costs/cost_of_bathroom_exhaust_fans.html
Equipment | Energy Star Bathroom Ventilating Fan | Bathroom Exhaust Fan (Efficiency of 8.3 CFM/Watt), Continuous operation in accordance with recommended ventilation rate indicated by ASHRAE 62.2101 | Bathroom Exhaust Fan (Efficiency of 3.1 CFM/Watt), Continuous operation in accordance with recommended ventilation rate indicated by ASHRAE 62.2101 | Residential | New | Multi-Family | FL Zone 2 | Per Fan | 22.5% | 9.4274 | 3.5211 | 5.9063 | 62.65% | 10 | 0.00020675 | 0.00082699 | 12.1 | Per Unit | 23.57 | https://www.homedepot.com/p/Air-King-Advantage-70-CFM-Ceiling-Bathroom-Exhaust-Fan-AS70/203258499 | 73.28 | rate at $73.28, assume 1 hour work for replacement, reference: https://www.homewyse.com/costs/cost_of_bathroom_exhaust_fans.html | 35.67 | https://www.homedepot.com/p/Air-King-High-Performance-70-CFM-Ceiling-Exhaust-Bath-Fan-ENERGY-STAR-BFQ75/203163614 | 73.28 | rate at $73.28, assume 1 hour work for replacement, reference: https://www.homewyse.com/costs/cost_of_bathroom_exhaust_fans.html
Equipment | Energy Star Bathroom Ventilating Fan | Bathroom Exhaust Fan (Efficiency of 8.3 CFM/Watt), Continuous operation in accordance with recommended ventilation rate indicated by ASHRAE 62.2101 | Bathroom Exhaust Fan (Efficiency of 3.1 CFM/Watt), Continuous operation in accordance with recommended ventilation rate indicated by ASHRAE 62.2101 | Residential | New | Manufactured Home | FL Zone 2 | Per Fan | 72% | 9.4274 | 3.5211 | 5.9063 | 62.65% | 10 | 0.00020675 | 0.00082699 | 12.1 | Per Unit | 23.57 | https://www.homedepot.com/p/Air-King-Advantage-70-CFM-Ceiling-Bathroom-Exhaust-Fan-AS70/203258499 | 73.28 | rate at $73.28, assume 1 hour work for replacement, reference: https://www.homewyse.com/costs/cost_of_bathroom_exhaust_fans.html | 35.67 | https://www.homedepot.com/p/Air-King-High-Performance-70-CFM-Ceiling-Exhaust-Bath-Fan-ENERGY-STAR-BFQ75/203163614 | 73.28 | rate at $73.28, assume 1 hour work for replacement, reference: https://www.homewyse.com/costs/cost_of_bathroom_exhaust_fans.html
Equipment | Energy Star Ceiling Fan | 60" Ceiling Fan Meeting ENERGY STAR 3.0 Standards | Standard 60" Ceiling Fan | Residential | Turnover | Single Family | FL Zone 2 | Per Fan | 34% | 31.2723 | 9.7904 | 21.4818 | 68.69% | 20 | 0 | 2.4186e-06 | 45 | Per Unit | 49.98 | https://www.lowes.com/pd/Harbor-Breeze-Classic-52-in-Brushed-Nickel-Indoor-Ceiling-Fan/3478971 | 73.28 | rate at $73.28, assume 1 hour work for replacement, reference: https://www.homewyse.com/costs/cost_of_bathroom_exhaust_fans.html | 94.98 | https://www.lowes.com/pd/Fanimation-Air-Decor-52-in-Oil-Rubbed-Bronze-Indoor-Ceiling-Fan-ENERGY-STAR/999901839 | 73.28 | rate at $73.28, assume 1 hour work for replacement, reference: https://www.homewyse.com/costs/cost_of_bathroom_exhaust_fans.html
Equipment | Energy Star Ceiling Fan | 60" Ceiling Fan Meeting ENERGY STAR 3.0 Standards | Standard 60" Ceiling Fan | Residential | Turnover | Multi-Family | FL Zone 2 | Per Fan | 34% | 31.2723 | 9.7904 | 21.4818 | 68.69% | 20 | 0 | 2.4186e-06 | 45 | Per Unit | 49.98 | https://www.lowes.com/pd/Harbor-Breeze-Classic-52-in-Brushed-Nickel-Indoor-Ceiling-Fan/3478971 | 73.28 | rate at $73.28, assume 1 hour work for replacement, reference: https://www.homewyse.com/costs/cost_of_bathroom_exhaust_fans.html | 94.98 | https://www.lowes.com/pd/Fanimation-Air-Decor-52-in-Oil-Rubbed-Bronze-Indoor-Ceiling-Fan-ENERGY-STAR/999901839 | 73.28 | rate at $73.28, assume 1 hour work for replacement, reference: https://www.homewyse.com/costs/cost_of_bathroom_exhaust_fans.html
Equipment | Energy Star Ceiling Fan | 60" Ceiling Fan Meeting ENERGY STAR 3.0 Standards | Standard 60" Ceiling Fan | Residential | Turnover | Manufactured Home | FL Zone 2 | Per Fan | 34% | 31.2723 | 9.7904 | 21.4818 | 68.69% | 20 | 0 | 2.4186e-06 | 45 | Per Unit | 49.98 | https://www.lowes.com/pd/Harbor-Breeze-Classic-52-in-Brushed-Nickel-Indoor-Ceiling-Fan/3478971 | 73.28 | rate at $73.28, assume 1 hour work for replacement, reference: https://www.homewyse.com/costs/cost_of_bathroom_exhaust_fans.html | 94.98 | https://www.lowes.com/pd/Fanimation-Air-Decor-52-in-Oil-Rubbed-Bronze-Indoor-Ceiling-Fan-ENERGY-STAR/999901839 | 73.28 | rate at $73.28, assume 1 hour work for replacement, reference: https://www.homewyse.com/costs/cost_of_bathroom_exhaust_fans.html
Equipment | Energy Star Ceiling Fan | 60" Ceiling Fan Meeting ENERGY STAR 3.0 Standards | Standard 60" Ceiling Fan | Residential | New | Single Family | FL Zone 2 | Per Fan | 34% | 31.2723 | 9.7904 | 21.4818 | 68.69% | 20 | 0 | 4.4863e-06 | 45 | Per Unit | 49.98 | https://www.lowes.com/pd/Harbor-Breeze-Classic-52-in-Brushed-Nickel-Indoor-Ceiling-Fan/3478971 | 73.28 | rate at $73.28, assume 1 hour work for replacement, reference: https://www.homewyse.com/costs/cost_of_bathroom_exhaust_fans.html | 94.98 | https://www.lowes.com/pd/Fanimation-Air-Decor-52-in-Oil-Rubbed-Bronze-Indoor-Ceiling-Fan-ENERGY-STAR/999901839 | 73.28 | rate at $73.28, assume 1 hour work for replacement, reference: https://www.homewyse.com/costs/cost_of_bathroom_exhaust_fans.html
Equipment | Energy Star Ceiling Fan | 60" Ceiling Fan Meeting ENERGY STAR 3.0 Standards | Standard 60" Ceiling Fan | Residential | New | Multi-Family | FL Zone 2 | Per Fan | 34% | 31.2723 | 9.7904 | 21.4818 | 68.69% | 20 | 0 | 4.4863e-06 | 45 | Per Unit | 49.98 | https://www.lowes.com/pd/Harbor-Breeze-Classic-52-in-Brushed-Nickel-Indoor-Ceiling-Fan/3478971 | 73.28 | rate at $73.28, assume 1 hour work for replacement, reference: https://www.homewyse.com/costs/cost_of_bathroom_exhaust_fans.html | 94.98 | https://www.lowes.com/pd/Fanimation-Air-Decor-52-in-Oil-Rubbed-Bronze-Indoor-Ceiling-Fan-ENERGY-STAR/999901839 | 73.28 | rate at $73.28, assume 1 hour work for replacement, reference: https://www.homewyse.com/costs/cost_of_bathroom_exhaust_fans.html
Equipment | Energy Star Ceiling Fan | 60" Ceiling Fan Meeting ENERGY STAR 3.0 Standards | Standard 60" Ceiling Fan | Residential | New | Manufactured Home | FL Zone 2 | Per Fan | 34% | 31.2723 | 9.7904 | 21.4818 | 68.69% | 20 | 0 | 4.4863e-06 | 45 | Per Unit | 49.98 | https://www.lowes.com/pd/Harbor-Breeze-Classic-52-in-Brushed-Nickel-Indoor-Ceiling-Fan/3478971 | 73.28 | rate at $73.28, assume 1 hour work for replacement, reference: https://www.homewyse.com/costs/cost_of_bathroom_exhaust_fans.html | 94.98 | https://www.lowes.com/pd/Fanimation-Air-Decor-52-in-Oil-Rubbed-Bronze-Indoor-Ceiling-Fan-ENERGY-STAR/999901839 | 73.28 | rate at $73.28, assume 1 hour work for replacement, reference: https://www.homewyse.com/costs/cost_of_bathroom_exhaust_fans.html
Equipment | Energy Star Dehumidifier | One Dehumidifier meeting ENERGY STAR® 3.0 Standards | One Dehumidifier meeting Federal Standard | Residential | Turnover | Single Family | FL Zone 2 | Per Appliance | 0.3002% | 857.7067 | 643.28 | 214.4267 | 25% | 12 | 0.035168 | 0.0066615 | 20 | Per Unit | 159 | https://www.homedepot.com/p/RCA-50-Pint-Dehumidifier-RDH505/205361045 | 0 | No Labor Cost | 179 | https://www.homedepot.com/p/Keystone-Energy-Star-50-Pint-Dehumidifier-with-Electronic-Controls-in-White-KSTAD50B/205167137 | 0 | No Labor Cost
Equipment | Energy Star Dehumidifier | One Dehumidifier meeting ENERGY STAR® 3.0 Standards | One Dehumidifier meeting Federal Standard | Residential | Turnover | Multi-Family | FL Zone 2 | Per Appliance | 0.7084% | 857.7067 | 643.28 | 214.4267 | 25% | 12 | 0.035168 | 0.0066615 | 20 | Per Unit | 159 | https://www.homedepot.com/p/RCA-50-Pint-Dehumidifier-RDH505/205361045 | 0 | No Labor Cost | 179 | https://www.homedepot.com/p/Keystone-Energy-Star-50-Pint-Dehumidifier-with-Electronic-Controls-in-White-KSTAD50B/205167137 | 0 | No Labor Cost
Equipment | Energy Star Dehumidifier | One Dehumidifier meeting ENERGY STAR® 3.0 Standards | One Dehumidifier meeting Federal Standard | Residential | Turnover | Manufactured Home | FL Zone 2 | Per Appliance | 0.3874% | 857.7067 | 643.28 | 214.4267 | 25% | 12 | 0.035168 | 0.0066615 | 20 | Per Unit | 159 | https://www.homedepot.com/p/RCA-50-Pint-Dehumidifier-RDH505/205361045 | 0 | No Labor Cost | 179 | https://www.homedepot.com/p/Keystone-Energy-Star-50-Pint-Dehumidifier-with-Electronic-Controls-in-White-KSTAD50B/205167137 | 0 | No Labor Cost
Equipment | Energy Star Dehumidifier | One Dehumidifier meeting ENERGY STAR® 3.0 Standards | One Dehumidifier meeting Federal Standard | Residential | New | Single Family | FL Zone 2 | Per Appliance | 0.3002% | 857.7067 | 643.28 | 214.4267 | 25% | 12 | 0.035168 | 0.0066615 | 20 | Per Unit | 159 | https://www.homedepot.com/p/RCA-50-Pint-Dehumidifier-RDH505/205361045 | 0 | No Labor Cost | 179 | https://www.homedepot.com/p/Keystone-Energy-Star-50-Pint-Dehumidifier-with-Electronic-Controls-in-White-KSTAD50B/205167137 | 0 | No Labor Cost
Equipment | Energy Star Dehumidifier | One Dehumidifier meeting ENERGY STAR® 3.0 Standards | One Dehumidifier meeting Federal Standard | Residential | New | Multi-Family | FL Zone 2 | Per Appliance | 0.7084% | 857.7067 | 643.28 | 214.4267 | 25% | 12 | 0.035168 | 0.0066615 | 20 | Per Unit | 159 | https://www.homedepot.com/p/RCA-50-Pint-Dehumidifier-RDH505/205361045 | 0 | No Labor Cost | 179 | https://www.homedepot.com/p/Keystone-Energy-Star-50-Pint-Dehumidifier-with-Electronic-Controls-in-White-KSTAD50B/205167137 | 0 | No Labor Cost
Equipment | Energy Star Dehumidifier | One Dehumidifier meeting ENERGY STAR® 3.0 Standards | One Dehumidifier meeting Federal Standard | Residential | New | Manufactured Home | FL Zone 2 | Per Appliance | 0.3874% | 857.7067 | 643.28 | 214.4267 | 25% | 12 | 0.035168 | 0.0066615 | 20 | Per Unit | 159 | https://www.homedepot.com/p/RCA-50-Pint-Dehumidifier-RDH505/205361045 | 0 | No Labor Cost | 179 | https://www.homedepot.com/p/Keystone-Energy-Star-50-Pint-Dehumidifier-with-Electronic-Controls-in-White-KSTAD50B/205167137 | 0 | No Labor Cost
Equipment | Heat Pump Pool Heater | Heat Pump Swimming Pool Heater (COP = 5.0) | Electric Resistance Swimming Pool Heater | Residential | Turnover | Single Family | FL Zone 2 | Per Unit | 44.46% | 11764.7059 | 2352.9412 | 9411.7647 | 80% | 15 | 0 | 0 | 906.95 | Per Unit | 949 | https://www.homedepot.com/p/EcoSmart-27-kW-4-07-GPM-Smart-Pool-Electric-Pool-Tankless-Water-Heater-Smart-POOL-27/203316222 | 574 | https://www.homewyse.com/services/cost_to_replace_pool_heater.html | 1855.95 | https://www.sunplay.com/hayward-heatpro-heat-pump-hp50ta?gclid=EAIaIQobChMIzJL0pouG2AIVHVcNCh3DHgiGEAQYBCABEgJOavD_BwE | 574 | https://www.homewyse.com/services/cost_to_replace_pool_heater.html
Equipment | Heat Pump Pool Heater | Heat Pump Swimming Pool Heater (COP = 5.0) | Electric Resistance Swimming Pool Heater | Residential | Turnover | Multi-Family | FL Zone 2 | Per Unit | 50.73% | 11764.7059 | 2352.9412 | 9411.7647 | 80% | 15 | 0 | 0 | 906.95 | Per Unit | 949 | https://www.homedepot.com/p/EcoSmart-27-kW-4-07-GPM-Smart-Pool-Electric-Pool-Tankless-Water-Heater-Smart-POOL-27/203316222 | 574 | https://www.homewyse.com/services/cost_to_replace_pool_heater.html | 1855.95 | https://www.sunplay.com/hayward-heatpro-heat-pump-hp50ta?gclid=EAIaIQobChMIzJL0pouG2AIVHVcNCh3DHgiGEAQYBCABEgJOavD_BwE | 574 | https://www.homewyse.com/services/cost_to_replace_pool_heater.html
Equipment | Heat Pump Pool Heater | Heat Pump Swimming Pool Heater (COP = 5.0) | Electric Resistance Swimming Pool Heater | Residential | Turnover | Manufactured Home | FL Zone 2 | Per Unit | 44.46% | 11764.7059 | 2352.9412 | 9411.7647 | 80% | 15 | 0 | 0 | 906.95 | Per Unit | 949 | https://www.homedepot.com/p/EcoSmart-27-kW-4-07-GPM-Smart-Pool-Electric-Pool-Tankless-Water-Heater-Smart-POOL-27/203316222 | 574 | https://www.homewyse.com/services/cost_to_replace_pool_heater.html | 1855.95 | https://www.sunplay.com/hayward-heatpro-heat-pump-hp50ta?gclid=EAIaIQobChMIzJL0pouG2AIVHVcNCh3DHgiGEAQYBCABEgJOavD_BwE | 574 | https://www.homewyse.com/services/cost_to_replace_pool_heater.html
Equipment | Heat Pump Pool Heater | Heat Pump Swimming Pool Heater (COP = 5.0) | Electric Resistance Swimming Pool Heater | Residential | New | Single Family | FL Zone 2 | Per Unit | 44.46% | 11764.7059 | 2352.9412 | 9411.7647 | 80% | 15 | 0 | 0 | 906.95 | Per Unit | 949 | https://www.homedepot.com/p/EcoSmart-27-kW-4-07-GPM-Smart-Pool-Electric-Pool-Tankless-Water-Heater-Smart-POOL-27/203316222 | 574 | https://www.homewyse.com/services/cost_to_replace_pool_heater.html | 1855.95 | https://www.sunplay.com/hayward-heatpro-heat-pump-hp50ta?gclid=EAIaIQobChMIzJL0pouG2AIVHVcNCh3DHgiGEAQYBCABEgJOavD_BwE | 574 | https://www.homewyse.com/services/cost_to_replace_pool_heater.html
Equipment | Heat Pump Pool Heater | Heat Pump Swimming Pool Heater (COP = 5.0) | Electric Resistance Swimming Pool Heater | Residential | New | Multi-Family | FL Zone 2 | Per Unit | 50.73% | 11764.7059 | 2352.9412 | 9411.7647 | 80% | 15 | 0 | 0 | 906.95 | Per Unit | 949 | https://www.homedepot.com/p/EcoSmart-27-kW-4-07-GPM-Smart-Pool-Electric-Pool-Tankless-Water-Heater-Smart-POOL-27/203316222 | 574 | https://www.homewyse.com/services/cost_to_replace_pool_heater.html | 1855.95 | https://www.sunplay.com/hayward-heatpro-heat-pump-hp50ta?gclid=EAIaIQobChMIzJL0pouG2AIVHVcNCh3DHgiGEAQYBCABEgJOavD_BwE | 574 | https://www.homewyse.com/services/cost_to_replace_pool_heater.html
Equipment | Heat Pump Pool Heater | Heat Pump Swimming Pool Heater (COP = 5.0) | Electric Resistance Swimming Pool Heater | Residential | New | Manufactured Home | FL Zone 2 | Per Unit | 44.46% | 11764.7059 | 2352.9412 | 9411.7647 | 80% | 15 | 0 | 0 | 906.95 | Per Unit | 949 | https://www.homedepot.com/p/EcoSmart-27-kW-4-07-GPM-Smart-Pool-Electric-Pool-Tankless-Water-Heater-Smart-POOL-27/203316222 | 574 | https://www.homewyse.com/services/cost_to_replace_pool_heater.html | 1855.95 | https://www.sunplay.com/hayward-heatpro-heat-pump-hp50ta?gclid=EAIaIQobChMIzJL0pouG2AIVHVcNCh3DHgiGEAQYBCABEgJOavD_BwE | 574 | https://www.homewyse.com/services/cost_to_replace_pool_heater.html
Equipment | Solar Pool Heater | Solar Swimming Pool Heater | Electric Resistance Swimming Pool Heater | Residential | Turnover | Single Family | FL Zone 2 | Per Unit | 12.54% | 11764.7059 | 1633.9869 | 10130.719 | 86.11% | 15 | 0 | 0 | 3477 | Per Unit | 949 | https://www.homedepot.com/p/EcoSmart-27-kW-4-07-GPM-Smart-Pool-Electric-Pool-Tankless-Water-Heater-Smart-POOL-27/203316222 | 574 | https://www.homewyse.com/services/cost_to_replace_pool_heater.html | 5000 | Average of three web references: http://solarexpert.com/solar-education/solar-faqs/solar-pool/; https://www.medallionenergy.com/blog/solar-pool-heating-cost/; https://floridasolardesigngroup.com/how-much-does-a-solar-pool-heater-cost/ | 0 | reference source did not distinguish material and labor costs
Equipment | Solar Pool Heater | Solar Swimming Pool Heater | Electric Resistance Swimming Pool Heater | Residential | Turnover | Multi-Family | FL Zone 2 | Per Unit | 6.27% | 11764.7059 | 1633.9869 | 10130.719 | 86.11% | 15 | 0 | 0 | 3477 | Per Unit | 949 | https://www.homedepot.com/p/EcoSmart-27-kW-4-07-GPM-Smart-Pool-Electric-Pool-Tankless-Water-Heater-Smart-POOL-27/203316222 | 574 | https://www.homewyse.com/services/cost_to_replace_pool_heater.html | 5000 | Average of three web references: http://solarexpert.com/solar-education/solar-faqs/solar-pool/; https://www.medallionenergy.com/blog/solar-pool-heating-cost/; https://floridasolardesigngroup.com/how-much-does-a-solar-pool-heater-cost/ | 0 | reference source did not distinguish material and labor costs
Equipment | Solar Pool Heater | Solar Swimming Pool Heater | Electric Resistance Swimming Pool Heater | Residential | Turnover | Manufactured Home | FL Zone 2 | Per Unit | 12.54% | 11764.7059 | 1633.9869 | 10130.719 | 86.11% | 15 | 0 | 0 | 3477 | Per Unit | 949 | https://www.homedepot.com/p/EcoSmart-27-kW-4-07-GPM-Smart-Pool-Electric-Pool-Tankless-Water-Heater-Smart-POOL-27/203316222 | 574 | https://www.homewyse.com/services/cost_to_replace_pool_heater.html | 5000 | Average of three web references: http://solarexpert.com/solar-education/solar-faqs/solar-pool/; https://www.medallionenergy.com/blog/solar-pool-heating-cost/; https://floridasolardesigngroup.com/how-much-does-a-solar-pool-heater-cost/ | 0 | reference source did not distinguish material and labor costs
Equipment | Solar Pool Heater | Solar Swimming Pool Heater | Electric Resistance Swimming Pool Heater | Residential | New | Single Family | FL Zone 2 | Per Unit | 12.54% | 11764.7059 | 1633.9869 | 10130.719 | 86.11% | 15 | 0 | 0 | 3477 | Per Unit | 949 | https://www.homedepot.com/p/EcoSmart-27-kW-4-07-GPM-Smart-Pool-Electric-Pool-Tankless-Water-Heater-Smart-POOL-27/203316222 | 574 | https://www.homewyse.com/services/cost_to_replace_pool_heater.html | 5000 | Average of three web references: http://solarexpert.com/solar-education/solar-faqs/solar-pool/; https://www.medallionenergy.com/blog/solar-pool-heating-cost/; https://floridasolardesigngroup.com/how-much-does-a-solar-pool-heater-cost/ | 0 | reference source did not distinguish material and labor costs
Equipment | Solar Pool Heater | Solar Swimming Pool Heater | Electric Resistance Swimming Pool Heater | Residential | New | Multi-Family | FL Zone 2 | Per Unit | 6.27% | 11764.7059 | 1633.9869 | 10130.719 | 86.11% | 15 | 0 | 0 | 3477 | Per Unit | 949 | https://www.homedepot.com/p/EcoSmart-27-kW-4-07-GPM-Smart-Pool-Electric-Pool-Tankless-Water-Heater-Smart-POOL-27/203316222 | 574 | https://www.homewyse.com/services/cost_to_replace_pool_heater.html | 5000 | Average of three web references: http://solarexpert.com/solar-education/solar-faqs/solar-pool/; https://www.medallionenergy.com/blog/solar-pool-heating-cost/; https://floridasolardesigngroup.com/how-much-does-a-solar-pool-heater-cost/ | 0 | reference source did not distinguish material and labor costs
Equipment | Solar Pool Heater | Solar Swimming Pool Heater | Electric Resistance Swimming Pool Heater | Residential | New | Manufactured Home | FL Zone 2 | Per Unit | 12.54% | 11764.7059 | 1633.9869 | 10130.719 | 86.11% | 15 | 0 | 0 | 3477 | Per Unit | 949 | https://www.homedepot.com/p/EcoSmart-27-kW-4-07-GPM-Smart-Pool-Electric-Pool-Tankless-Water-Heater-Smart-POOL-27/203316222 | 574 | https://www.homewyse.com/services/cost_to_replace_pool_heater.html | 5000 | Average of three web references: http://solarexpert.com/solar-education/solar-faqs/solar-pool/; https://www.medallionenergy.com/blog/solar-pool-heating-cost/; https://floridasolardesigngroup.com/how-much-does-a-solar-pool-heater-cost/ | 0 | reference source did not distinguish material and labor costs
Equipment | Solar Powered Pool Pumps | Solar Powered Pool Pump | Single Speed Pool Pump Motor 1 HP | Residential | Turnover | Single Family | FL Zone 2 | Per Pool | 0% | 2926 | 555.94 | 2370.06 | 81% | 10 | 1.2881 | 0 | 2259.01 | Per Unit | 179.99 | http://www.inyopools.com/Products/00100018074612.htm?gclid=EAIaIQobChMInIa73oLy2wIVhb9kCh3f9wcGEAQYCCABEgLWHfD_BwE | 150 | Estimate at $150 Per unit, reference: https://www.improvenet.com/r/costs-and-prices/pool-pump-replacement | 1689 | 1hp pump with solar panels and mounting brackets: http://www.naturalcurrent.com/sunray-solflo-1-solar-powered-pool-pump/ | 900 | Estimate at $150 Per unit for pump, reference: https://www.improvenet.com/r/costs-and-prices/pool-pump-replacement; plus $750 for solar panel installation, reference: https://www.homeadvisor.com/cost/swimming-pools-hot-tubs-and-saunas/install-a-swimming-pool-heater/
Equipment | Solar Powered Pool Pumps | Solar Powered Pool Pump | Single Speed Pool Pump Motor 1 HP | Residential | Turnover | Multi-Family | FL Zone 2 | Per Pool | 0% | 2926 | 555.94 | 2370.06 | 81% | 10 | 1.2881 | 0 | 2259.01 | Per Unit | 179.99 | http://www.inyopools.com/Products/00100018074612.htm?gclid=EAIaIQobChMInIa73oLy2wIVhb9kCh3f9wcGEAQYCCABEgLWHfD_BwE | 150 | Estimate at $150 Per unit, reference: https://www.improvenet.com/r/costs-and-prices/pool-pump-replacement | 1689 | 1hp pump with solar panels and mounting brackets: http://www.naturalcurrent.com/sunray-solflo-1-solar-powered-pool-pump/ | 900 | Estimate at $150 Per unit for pump, reference: https://www.improvenet.com/r/costs-and-prices/pool-pump-replacement; plus $750 for solar panel installation, reference: https://www.homeadvisor.com/cost/swimming-pools-hot-tubs-and-saunas/install-a-swimming-pool-heater/
Equipment | Solar Powered Pool Pumps | Solar Powered Pool Pump | Single Speed Pool Pump Motor 1 HP | Residential | Turnover | Manufactured Home | FL Zone 2 | Per Pool | 0% | 2926 | 555.94 | 2370.06 | 81% | 10 | 1.2881 | 0 | 2259.01 | Per Unit | 179.99 | http://www.inyopools.com/Products/00100018074612.htm?gclid=EAIaIQobChMInIa73oLy2wIVhb9kCh3f9wcGEAQYCCABEgLWHfD_BwE | 150 | Estimate at $150 Per unit, reference: https://www.improvenet.com/r/costs-and-prices/pool-pump-replacement | 1689 | 1hp pump with solar panels and mounting brackets: http://www.naturalcurrent.com/sunray-solflo-1-solar-powered-pool-pump/ | 900 | Estimate at $150 Per unit for pump, reference: https://www.improvenet.com/r/costs-and-prices/pool-pump-replacement; plus $750 for solar panel installation, reference: https://www.homeadvisor.com/cost/swimming-pools-hot-tubs-and-saunas/install-a-swimming-pool-heater/
Equipment | Solar Powered Pool Pumps | Solar Powered Pool Pump | Single Speed Pool Pump Motor 1 HP | Residential | New | Single Family | FL Zone 2 | Per Pool | 0% | 2926 | 555.94 | 2370.06 | 81% | 10 | 1.2881 | 0 | 2259.01 | Per Unit | 179.99 | http://www.inyopools.com/Products/00100018074612.htm?gclid=EAIaIQobChMInIa73oLy2wIVhb9kCh3f9wcGEAQYCCABEgLWHfD_BwE | 150 | Estimate at $150 Per unit, reference: https://www.improvenet.com/r/costs-and-prices/pool-pump-replacement | 1689 | 1hp pump with solar panels and mounting brackets: http://www.naturalcurrent.com/sunray-solflo-1-solar-powered-pool-pump/ | 900 | Estimate at $150 Per unit for pump, reference: https://www.improvenet.com/r/costs-and-prices/pool-pump-replacement; plus $750 for solar panel installation, reference: https://www.homeadvisor.com/cost/swimming-pools-hot-tubs-and-saunas/install-a-swimming-pool-heater/
Equipment | Solar Powered Pool Pumps | Solar Powered Pool Pump | Single Speed Pool Pump Motor 1 HP | Residential | New | Multi-Family | FL Zone 2 | Per Pool | 0% | 2926 | 555.94 | 2370.06 | 81% | 10 | 1.2881 | 0 | 2259.01 | Per Unit | 179.99 | http://www.inyopools.com/Products/00100018074612.htm?gclid=EAIaIQobChMInIa73oLy2wIVhb9kCh3f9wcGEAQYCCABEgLWHfD_BwE | 150 | Estimate at $150 Per unit, reference: https://www.improvenet.com/r/costs-and-prices/pool-pump-replacement | 1689 | 1hp pump with solar panels and mounting brackets: http://www.naturalcurrent.com/sunray-solflo-1-solar-powered-pool-pump/ | 900 | Estimate at $150 Per unit for pump, reference: https://www.improvenet.com/r/costs-and-prices/pool-pump-replacement; plus $750 for solar panel installation, reference: https://www.homeadvisor.com/cost/swimming-pools-hot-tubs-and-saunas/install-a-swimming-pool-heater/
Equipment | Solar Powered Pool Pumps | Solar Powered Pool Pump | Single Speed Pool Pump Motor 1 HP | Residential | New | Manufactured Home | FL Zone 2 | Per Pool | 0% | 2926 | 555.94 | 2370.06 | 81% | 10 | 1.2881 | 0 | 2259.01 | Per Unit | 179.99 | http://www.inyopools.com/Products/00100018074612.htm?gclid=EAIaIQobChMInIa73oLy2wIVhb9kCh3f9wcGEAQYCCABEgLWHfD_BwE | 150 | Estimate at $150 Per unit, reference: https://www.improvenet.com/r/costs-and-prices/pool-pump-replacement | 1689 | 1hp pump with solar panels and mounting brackets: http://www.naturalcurrent.com/sunray-solflo-1-solar-powered-pool-pump/ | 900 | Estimate at $150 Per unit for pump, reference: https://www.improvenet.com/r/costs-and-prices/pool-pump-replacement; plus $750 for solar panel installation, reference: https://www.homeadvisor.com/cost/swimming-pools-hot-tubs-and-saunas/install-a-swimming-pool-heater/
Equipment | Two Speed Pool Pump | Dual Speed Pool Pump Motor 1 HP | Single Speed Pool Pump Motor 1 HP | Residential | Turnover | Single Family | FL Zone 2 | Per Pool | 0% | 2926 | 1118.1673 | 1807.8327 | 61.79% | 10 | 0.98252 | 0 | 359.01 | Per Hp | 179.99 | http://www.inyopools.com/Products/00100018074612.htm?gclid=EAIaIQobChMInIa73oLy2wIVhb9kCh3f9wcGEAQYCCABEgLWHfD_BwE | 150 | Estimate at $150 Per unit, reference: https://www.improvenet.com/r/costs-and-prices/pool-pump-replacement | 539 | http://www.inyopools.com/Products/44400018081134.htm | 150 | Estimate at $150 Per unit, reference: https://www.improvenet.com/r/costs-and-prices/pool-pump-replacement
Equipment | Two Speed Pool Pump | Dual Speed Pool Pump Motor 1 HP | Single Speed Pool Pump Motor 1 HP | Residential | Turnover | Multi-Family | FL Zone 2 | Per Pool | 0% | 2926 | 1118.1673 | 1807.8327 | 61.79% | 10 | 0.98252 | 0 | 359.01 | Per Hp | 179.99 | http://www.inyopools.com/Products/00100018074612.htm?gclid=EAIaIQobChMInIa73oLy2wIVhb9kCh3f9wcGEAQYCCABEgLWHfD_BwE | 150 | Estimate at $150 Per unit, reference: https://www.improvenet.com/r/costs-and-prices/pool-pump-replacement | 539 | http://www.inyopools.com/Products/44400018081134.htm | 150 | Estimate at $150 Per unit, reference: https://www.improvenet.com/r/costs-and-prices/pool-pump-replacement
Equipment | Two Speed Pool Pump | Dual Speed Pool Pump Motor 1 HP | Single Speed Pool Pump Motor 1 HP | Residential | Turnover | Manufactured Home | FL Zone 2 | Per Pool | 0% | 2926 | 1118.1673 | 1807.8327 | 61.79% | 10 | 0.98252 | 0 | 359.01 | Per Hp | 179.99 | http://www.inyopools.com/Products/00100018074612.htm?gclid=EAIaIQobChMInIa73oLy2wIVhb9kCh3f9wcGEAQYCCABEgLWHfD_BwE | 150 | Estimate at $150 Per unit, reference: https://www.improvenet.com/r/costs-and-prices/pool-pump-replacement | 539 | http://www.inyopools.com/Products/44400018081134.htm | 150 | Estimate at $150 Per unit, reference: https://www.improvenet.com/r/costs-and-prices/pool-pump-replacement
Equipment | Two Speed Pool Pump | Dual Speed Pool Pump Motor 1 HP | Single Speed Pool Pump Motor 1 HP | Residential | New | Single Family | FL Zone 2 | Per Pool | 0% | 2926 | 1118.1673 | 1807.8327 | 61.79% | 10 | 0.98252 | 0 | 359.01 | Per Hp | 179.99 | http://www.inyopools.com/Products/00100018074612.htm?gclid=EAIaIQobChMInIa73oLy2wIVhb9kCh3f9wcGEAQYCCABEgLWHfD_BwE | 150 | Estimate at $150 Per unit, reference: https://www.improvenet.com/r/costs-and-prices/pool-pump-replacement | 539 | http://www.inyopools.com/Products/44400018081134.htm | 150 | Estimate at $150 Per unit, reference: https://www.improvenet.com/r/costs-and-prices/pool-pump-replacement
Equipment | Two Speed Pool Pump | Dual Speed Pool Pump Motor 1 HP | Single Speed Pool Pump Motor 1 HP | Residential | New | Multi-Family | FL Zone 2 | Per Pool | 0% | 2926 | 1118.1673 | 1807.8327 | 61.79% | 10 | 0.98252 | 0 | 359.01 | Per Hp | 179.99 | http://www.inyopools.com/Products/00100018074612.htm?gclid=EAIaIQobChMInIa73oLy2wIVhb9kCh3f9wcGEAQYCCABEgLWHfD_BwE | 150 | Estimate at $150 Per unit, reference: https://www.improvenet.com/r/costs-and-prices/pool-pump-replacement | 539 | http://www.inyopools.com/Products/44400018081134.htm | 150 | Estimate at $150 Per unit, reference: https://www.improvenet.com/r/costs-and-prices/pool-pump-replacement
Equipment | Two Speed Pool Pump | Dual Speed Pool Pump Motor 1 HP | Single Speed Pool Pump Motor 1 HP | Residential | New | Manufactured Home | FL Zone 2 | Per Pool | 0% | 2926 | 1118.1673 | 1807.8327 | 61.79% | 10 | 0.98252 | 0 | 359.01 | Per Hp | 179.99 | http://www.inyopools.com/Products/00100018074612.htm?gclid=EAIaIQobChMInIa73oLy2wIVhb9kCh3f9wcGEAQYCCABEgLWHfD_BwE | 150 | Estimate at $150 Per unit, reference: https://www.improvenet.com/r/costs-and-prices/pool-pump-replacement | 539 | http://www.inyopools.com/Products/44400018081134.htm | 150 | Estimate at $150 Per unit, reference: https://www.improvenet.com/r/costs-and-prices/pool-pump-replacement
Equipment | Variable Speed Pool Pump | Dual Speed Pool Pump Motor 1 HP | Single Speed Pool Pump Motor 1 HP | Residential | Turnover | Single Family | FL Zone 2 | Per Pool | 57% | 2926 | 1042.72 | 1883.28 | 64.36% | 10 | 1.0235 | 0 | 1085.01 | Per Hp | 179.99 | http://www.inyopools.com/Products/00100018074612.htm?gclid=EAIaIQobChMInIa73oLy2wIVhb9kCh3f9wcGEAQYCCABEgLWHfD_BwE | 150 | Estimate at $150 Per unit, reference: https://www.improvenet.com/r/costs-and-prices/pool-pump-replacement | 1265 | http://www.inyopools.com/Products/02200018059633.htm | 150 | Estimate at $150 Per unit, reference: https://www.improvenet.com/r/costs-and-prices/pool-pump-replacement
Equipment | Variable Speed Pool Pump | Dual Speed Pool Pump Motor 1 HP | Single Speed Pool Pump Motor 1 HP | Residential | Turnover | Multi-Family | FL Zone 2 | Per Pool | 57% | 2926 | 1042.72 | 1883.28 | 64.36% | 10 | 1.0235 | 0 | 1085.01 | Per Hp | 179.99 | http://www.inyopools.com/Products/00100018074612.htm?gclid=EAIaIQobChMInIa73oLy2wIVhb9kCh3f9wcGEAQYCCABEgLWHfD_BwE | 150 | Estimate at $150 Per unit, reference: https://www.improvenet.com/r/costs-and-prices/pool-pump-replacement | 1265 | http://www.inyopools.com/Products/02200018059633.htm | 150 | Estimate at $150 Per unit, reference: https://www.improvenet.com/r/costs-and-prices/pool-pump-replacement
Equipment | Variable Speed Pool Pump | Dual Speed Pool Pump Motor 1 HP | Single Speed Pool Pump Motor 1 HP | Residential | Turnover | Manufactured Home | FL Zone 2 | Per Pool | 57% | 2926 | 1042.72 | 1883.28 | 64.36% | 10 | 1.0235 | 0 | 1085.01 | Per Hp | 179.99 | http://www.inyopools.com/Products/00100018074612.htm?gclid=EAIaIQobChMInIa73oLy2wIVhb9kCh3f9wcGEAQYCCABEgLWHfD_BwE | 150 | Estimate at $150 Per unit, reference: https://www.improvenet.com/r/costs-and-prices/pool-pump-replacement | 1265 | http://www.inyopools.com/Products/02200018059633.htm | 150 | Estimate at $150 Per unit, reference: https://www.improvenet.com/r/costs-and-prices/pool-pump-replacement
Equipment | Variable Speed Pool Pump | Dual Speed Pool Pump Motor 1 HP | Single Speed Pool Pump Motor 1 HP | Residential | New | Single Family | FL Zone 2 | Per Pool | 57% | 2926 | 1042.72 | 1883.28 | 64.36% | 10 | 1.0235 | 0 | 1085.01 | Per Hp | 179.99 | http://www.inyopools.com/Products/00100018074612.htm?gclid=EAIaIQobChMInIa73oLy2wIVhb9kCh3f9wcGEAQYCCABEgLWHfD_BwE | 150 | Estimate at $150 Per unit, reference: https://www.improvenet.com/r/costs-and-prices/pool-pump-replacement | 1265 | http://www.inyopools.com/Products/02200018059633.htm | 150 | Estimate at $150 Per unit, reference: https://www.improvenet.com/r/costs-and-prices/pool-pump-replacement
Equipment | Variable Speed Pool Pump | Dual Speed Pool Pump Motor 1 HP | Single Speed Pool Pump Motor 1 HP | Residential | New | Multi-Family | FL Zone 2 | Per Pool | 57% | 2926 | 1042.72 | 1883.28 | 64.36% | 10 | 1.0235 | 0 | 1085.01 | Per Hp | 179.99 | http://www.inyopools.com/Products/00100018074612.htm?gclid=EAIaIQobChMInIa73oLy2wIVhb9kCh3f9wcGEAQYCCABEgLWHfD_BwE | 150 | Estimate at $150 Per unit, reference: https://www.improvenet.com/r/costs-and-prices/pool-pump-replacement | 1265 | http://www.inyopools.com/Products/02200018059633.htm | 150 | Estimate at $150 Per unit, reference: https://www.improvenet.com/r/costs-and-prices/pool-pump-replacement
Equipment | Variable Speed Pool Pump | Dual Speed Pool Pump Motor 1 HP | Single Speed Pool Pump Motor 1 HP | Residential | New | Manufactured Home | FL Zone 2 | Per Pool | 57% | 2926 | 1042.72 | 1883.28 | 64.36% | 10 | 1.0235 | 0 | 1085.01 | Per Hp | 179.99 | http://www.inyopools.com/Products/00100018074612.htm?gclid=EAIaIQobChMInIa73oLy2wIVhb9kCh3f9wcGEAQYCCABEgLWHfD_BwE | 150 | Estimate at $150 Per unit, reference: https://www.improvenet.com/r/costs-and-prices/pool-pump-replacement | 1265 | http://www.inyopools.com/Products/02200018059633.htm | 150 | Estimate at $150 Per unit, reference: https://www.improvenet.com/r/costs-and-prices/pool-pump-replacement
Nonequipment | Removal of 2nd Refrigerator-Freezer | No Refrigerator | Current Market Average Refrigerator | Residential | Existing | Single Family | FL Zone 2 | Per Appliance | 3.325% | 1052.5805 | 0 | 1052.5805 | 100% | 5 | 0.10987 | 0.036607 | 50 | Per Unit | 0 | No equipment cost | 0 | No Labor Cost | 0 | No equipment cost | 50 | https://www.homeadvisor.com/cost/cleaning-services/remove-waste/
Nonequipment | Removal of 2nd Refrigerator-Freezer | No Refrigerator | Current Market Average Refrigerator | Residential | Existing | Multi-Family | FL Zone 2 | Per Appliance | 1.108% | 1052.5805 | 0 | 1052.5805 | 100% | 5 | 0.10987 | 0.036607 | 50 | Per Unit | 0 | No equipment cost | 0 | No Labor Cost | 0 | No equipment cost | 50 | https://www.homeadvisor.com/cost/cleaning-services/remove-waste/
Nonequipment | Removal of 2nd Refrigerator-Freezer | No Refrigerator | Current Market Average Refrigerator | Residential | Existing | Manufactured Home | FL Zone 2 | Per Appliance | 1.108% | 1052.5805 | 0 | 1052.5805 | 100% | 5 | 0.10987 | 0.036607 | 50 | Per Unit | 0 | No equipment cost | 0 | No Labor Cost | 0 | No equipment cost | 50 | https://www.homeadvisor.com/cost/cleaning-services/remove-waste/
Nonequipment | Removal of 2nd Refrigerator-Freezer | No Refrigerator | N/A - Retrofit Only | Residential | New | Single Family | FL Zone 2 | Per Appliance | 0% | 1052.5805 | 0 | 1052.5805 | 100% | 5 | 0.10987 | 0.036607 | 50 | Per Unit | 0 | No equipment cost | 0 | No Labor Cost | 0 | No equipment cost | 50 | https://www.homeadvisor.com/cost/cleaning-services/remove-waste/
Nonequipment | Removal of 2nd Refrigerator-Freezer | No Refrigerator | N/A - Retrofit Only | Residential | New | Multi-Family | FL Zone 2 | Per Appliance | 0% | 1052.5805 | 0 | 1052.5805 | 100% | 5 | 0.10987 | 0.036607 | 50 | Per Unit | 0 | No equipment cost | 0 | No Labor Cost | 0 | No equipment cost | 50 | https://www.homeadvisor.com/cost/cleaning-services/remove-waste/
Nonequipment | Removal of 2nd Refrigerator-Freezer | No Refrigerator | N/A - Retrofit Only | Residential | New | Manufactured Home | FL Zone 2 | Per Appliance | 0% | 1052.5805 | 0 | 1052.5805 | 100% | 5 | 0.10987 | 0.036607 | 50 | Per Unit | 0 | No equipment cost | 0 | No Labor Cost | 0 | No equipment cost | 50 | https://www.homeadvisor.com/cost/cleaning-services/remove-waste/
Nonequipment | Drain Water Heat Recovery | Hot Water Loop with 50 Gallon Electric Resistance Heater and Drain Water Heat Exchanger | Standard Hot Water Loop with 50 Gallon Electric Resistance Heater, No Drain Water Heat Recovery | Residential | Existing | Single Family | FL Zone 2 | Per End Use Consumption | 9.5% | 1931 | 1693.487 | 237.513 | 12.3% | 15 | 0.021393 | 0.046051 | 1025 | Per Unit | 0 | No equipment cost | 0 | No Labor Cost | 500 | https://www.energy.gov/energysaver/water-heating/drain-water-heat-recovery | 525 | rate at $105/per labor hour (http://www.serviskey.net/support/rate-estimator?s4=FL), assume 5 hours work
Nonequipment | Drain Water Heat Recovery | Hot Water Loop with 50 Gallon Electric Resistance Heater and Drain Water Heat Exchanger | Standard Hot Water Loop with 50 Gallon Electric Resistance Heater, No Drain Water Heat Recovery | Residential | Existing | Multi-Family | FL Zone 2 | Per End Use Consumption | 9.5% | 1654 | 1450.558 | 203.442 | 12.3% | 15 | 0.018324 | 0.039445 | 1025 | Per Unit | 0 | No equipment cost | 0 | No Labor Cost | 500 | https://www.energy.gov/energysaver/water-heating/drain-water-heat-recovery | 525 | rate at $105/per labor hour (http://www.serviskey.net/support/rate-estimator?s4=FL), assume 5 hours work
Nonequipment | Drain Water Heat Recovery | Hot Water Loop with 50 Gallon Electric Resistance Heater and Drain Water Heat Exchanger | Standard Hot Water Loop with 50 Gallon Electric Resistance Heater, No Drain Water Heat Recovery | Residential | Existing | Manufactured Home | FL Zone 2 | Per End Use Consumption | 9.5% | 2449 | 2147.773 | 301.227 | 12.3% | 15 | 0.027132 | 0.058404 | 1025 | Per Unit | 0 | No equipment cost | 0 | No Labor Cost | 500 | https://www.energy.gov/energysaver/water-heating/drain-water-heat-recovery | 525 | rate at $105/per labor hour (http://www.serviskey.net/support/rate-estimator?s4=FL), assume 5 hours work
Nonequipment | Drain Water Heat Recovery | Hot Water Loop with 50 Gallon Electric Resistance Heater and Drain Water Heat Exchanger | Standard Hot Water Loop with 50 Gallon Electric Resistance Heater, No Drain Water Heat Recovery | Residential | New | Single Family | FL Zone 2 | Per End Use Consumption | 9.5% | 1931 | 1693.487 | 237.513 | 12.3% | 15 | 0.021393 | 0.046051 | 815 | Per Unit | 0 | No equipment cost | 0 | No Labor Cost | 500 | https://www.energy.gov/energysaver/water-heating/drain-water-heat-recovery | 315 | rate at $105/per labor hour (http://www.serviskey.net/support/rate-estimator?s4=FL), assume 5 hours work
Nonequipment | Drain Water Heat Recovery | Hot Water Loop with 50 Gallon Electric Resistance Heater and Drain Water Heat Exchanger | Standard Hot Water Loop with 50 Gallon Electric Resistance Heater, No Drain Water Heat Recovery | Residential | New | Multi-Family | FL Zone 2 | Per End Use Consumption | 9.5% | 1654 | 1450.558 | 203.442 | 12.3% | 15 | 0.018324 | 0.039445 | 815 | Per Unit | 0 | No equipment cost | 0 | No Labor Cost | 500 | https://www.energy.gov/energysaver/water-heating/drain-water-heat-recovery | 315 | rate at $105/per labor hour (http://www.serviskey.net/support/rate-estimator?s4=FL), assume 5 hours work
Nonequipment | Drain Water Heat Recovery | Hot Water Loop with 50 Gallon Electric Resistance Heater and Drain Water Heat Exchanger | Standard Hot Water Loop with 50 Gallon Electric Resistance Heater, No Drain Water Heat Recovery | Residential | New | Manufactured Home | FL Zone 2 | Per End Use Consumption | 9.5% | 2449 | 2147.773 | 301.227 | 12.3% | 15 | 0.027132 | 0.058404 | 815 | Per Unit | 0 | No equipment cost | 0 | No Labor Cost | 500 | https://www.energy.gov/energysaver/water-heating/drain-water-heat-recovery | 315 | rate at $105/per labor hour (http://www.serviskey.net/support/rate-estimator?s4=FL), assume 5 hours work
Nonequipment | Faucet Aerator | Low-flow lavatory faucet aerator, flow rate: 1.0 gpm | Federal lavatory flow rate standard, 1994, flow rate: 2.2 gpm | Residential | Existing | Single Family | FL Zone 2 | Per End Use Consumption | 2.373% | 1931 | 1861.3923 | 69.6077 | 3.605% | 10 | 0.0062696 | 0.013496 | 3 | Per Home | 0 | No equipment cost | 0 | No Labor Cost | 3 | Illinois 2018 Statewide TRM, Section 5.4.4 | 0 | No Labor Cost
Nonequipment | Faucet Aerator | Low-flow lavatory faucet aerator, flow rate: 1.0 gpm | Federal lavatory flow rate standard, 1994, flow rate: 2.2 gpm | Residential | Existing | Multi-Family | FL Zone 2 | Per End Use Consumption | 40.5% | 1654 | 1599.2838 | 54.7162 | 3.308% | 10 | 0.0049283 | 0.010609 | 3 | Per Home | 0 | No equipment cost | 0 | No Labor Cost | 3 | Illinois 2018 Statewide TRM, Section 5.4.4 | 0 | No Labor Cost
Nonequipment | Faucet Aerator | Low-flow lavatory faucet aerator, flow rate: 1.0 gpm | Federal lavatory flow rate standard, 1994, flow rate: 2.2 gpm | Residential | Existing | Manufactured Home | FL Zone 2 | Per End Use Consumption | 40.5% | 2449 | 2394.72 | 54.28 | 2.216% | 10 | 0.004889 | 0.010524 | 3 | Per Home | 0 | No equipment cost | 0 | No Labor Cost | 3 | Illinois 2018 Statewide TRM, Section 5.4.4 | 0 | No Labor Cost
Nonequipment | Faucet Aerator | Low-flow lavatory faucet aerator, flow rate: 1.0 gpm | Local standard for lavatory faucets, flow rate: 1.5 gpm | Residential | New | Single Family | FL Zone 2 | Per End Use Consumption | 13.71% | 1931 | 1901.9968 | 29.0032 | 1.502% | 10 | 0.0026123 | 0.0056233 | 3 | Per Home | 0 | No equipment cost | 0 | No Labor Cost | 3 | Illinois 2018 Statewide TRM, Section 5.4.4 | 0 | No Labor Cost
Nonequipment | Faucet Aerator | Low-flow lavatory faucet aerator, flow rate: 1.0 gpm | Local standard for lavatory faucets, flow rate: 1.5 gpm | Residential | New | Multi-Family | FL Zone 2 | Per End Use Consumption | 18% | 1654 | 1631.2016 | 22.7984 | 1.378% | 10 | 0.0020535 | 0.0044203 | 3 | Per Home | 0 | No equipment cost | 0 | No Labor Cost | 3 | Illinois 2018 Statewide TRM, Section 5.4.4 | 0 | No Labor Cost
Nonequipment | Faucet Aerator | Low-flow lavatory faucet aerator, flow rate: 1.0 gpm | Local standard for lavatory faucets, flow rate: 1.5 gpm | Residential | New | Manufactured Home | FL Zone 2 | Per End Use Consumption | 18% | 2449 | 2426.3833 | 22.6167 | 0.9235% | 10 | 0.0020371 | 0.0043851 | 3 | Per Home | 0 | No equipment cost | 0 | No Labor Cost | 3 | Illinois 2018 Statewide TRM, Section 5.4.4 | 0 | No Labor Cost
Nonequipment | Heat Trap | Heat Trap | Water Heater with 10% Less Efficient than Federal Standard | Residential | Existing | Single Family | FL Zone 2 | Per End Use Consumption | 1.582% | 1931 | 1798.753 | 132.247 | 6.849% | 10 | 0.011912 | 0.025641 | 116.77 | Per Unit | 0 | No equipment cost | 0 | No Labor Cost | 11.77 | https://www.homedepot.com/p/Everbilt-Dielectric-Nipple-Heat-Trap-15009/205680991 | 105 | rate at $105/per labor hour (plumber), assume 1 hr of work: http://www.serviskey.net/support/rate-estimator?s4=FL
Nonequipment | Heat Trap | Heat Trap | Water Heater with 10% Less Efficient than Federal Standard | Residential | Existing | Multi-Family | FL Zone 2 | Per End Use Consumption | 27% | 1654 | 1550.0451 | 103.9549 | 6.285% | 10 | 0.0093633 | 0.020155 | 116.77 | Per Unit | 0 | No equipment cost | 0 | No Labor Cost | 11.77 | https://www.homedepot.com/p/Everbilt-Dielectric-Nipple-Heat-Trap-15009/205680991 | 105 | rate at $105/per labor hour (plumber), assume 1 hr of work: http://www.serviskey.net/support/rate-estimator?s4=FL
Nonequipment | Heat Trap | Heat Trap | Water Heater with 10% Less Efficient than Federal Standard | Residential | Existing | Manufactured Home | FL Zone 2 | Per End Use Consumption | 0% | 2449 | 2345.8738 | 103.1262 | 4.211% | 10 | 0.0092887 | 0.019995 | 116.77 | Per Unit | 0 | No equipment cost | 0 | No Labor Cost | 11.77 | https://www.homedepot.com/p/Everbilt-Dielectric-Nipple-Heat-Trap-15009/205680991 | 105 | rate at $105/per labor hour (plumber), assume 1 hr of work: http://www.serviskey.net/support/rate-estimator?s4=FL
Nonequipment | Heat Trap | Heat Trap | Water Heater with Federal Standard | Residential | New | Single Family | FL Zone 2 | Per End Use Consumption | 9.142% | 1931 | 1798.753 | 132.247 | 6.849% | 10 | 0.011912 | 0.025641 | 116.77 | Per Unit | 0 | No equipment cost | 0 | No Labor Cost | 11.77 | https://www.homedepot.com/p/Everbilt-Dielectric-Nipple-Heat-Trap-15009/205680991 | 105 | rate at $105/per labor hour (plumber), assume 1 hr of work: http://www.serviskey.net/support/rate-estimator?s4=FL
Nonequipment | Heat Trap | Heat Trap | Water Heater with Federal Standard | Residential | New | Multi-Family | FL Zone 2 | Per End Use Consumption | 12% | 1654 | 1550.0451 | 103.9549 | 6.285% | 10 | 0.0093633 | 0.020155 | 116.77 | Per Unit | 0 | No equipment cost | 0 | No Labor Cost | 11.77 | https://www.homedepot.com/p/Everbilt-Dielectric-Nipple-Heat-Trap-15009/205680991 | 105 | rate at $105/per labor hour (plumber), assume 1 hr of work: http://www.serviskey.net/support/rate-estimator?s4=FL
Nonequipment | Heat Trap | Heat Trap | Water Heater with Federal Standard | Residential | New | Manufactured Home | FL Zone 2 | Per End Use Consumption | 12% | 2449 | 2345.8738 | 103.1262 | 4.211% | 10 | 0.0092887 | 0.019995 | 116.77 | Per Unit | 0 | No equipment cost | 0 | No Labor Cost | 11.77 | https://www.homedepot.com/p/Everbilt-Dielectric-Nipple-Heat-Trap-15009/205680991 | 105 | rate at $105/per labor hour (plumber), assume 1 hr of work: http://www.serviskey.net/support/rate-estimator?s4=FL
Nonequipment | Hot Water Pipe Insulation | 1' of Insulated Pipe in Unconditioned Spaces, Insulation of R-5 | 1' of Pipe in Unconditioned Spaces with Code Minimum of 1"of Insulation | Residential | Existing | Single Family | FL Zone 2 | Per S.F. | 1.978% | 1931.57 | 1783.6872 | 147.8828 | 7.656% | 13 | 0.01332 | 0.028672 | 18 | Per 6 LF | 0 | No equipment cost | 0 | No Labor Cost | 18 | Pennsylvania Public Utility Commission 2013 Incremental Cost Database, $3 per linear foot, assume 6 ft | 0 | No Labor Cost
Nonequipment | Hot Water Pipe Insulation | 1' of Insulated Pipe in Unconditioned Spaces, Insulation of R-5 | 1' of Pipe in Unconditioned Spaces with Code Minimum of 1"of Insulation | Residential | Existing | Multi-Family | FL Zone 2 | Per S.F. | 33.75% | 1655 | 1528.2917 | 126.7083 | 7.656% | 13 | 0.011413 | 0.024567 | 18 | Per 6 LF | 0 | No equipment cost | 0 | No Labor Cost | 18 | Pennsylvania Public Utility Commission 2013 Incremental Cost Database, $3 per linear foot, assume 6 ft | 0 | No Labor Cost
Nonequipment | Hot Water Pipe Insulation | 1' of Insulated Pipe in Unconditioned Spaces, Insulation of R-5 | 1' of Pipe in Unconditioned Spaces with Code Minimum of 1"of Insulation | Residential | Existing | Manufactured Home | FL Zone 2 | Per S.F. | 33.75% | 2449 | 2261.5023 | 187.4977 | 7.656% | 13 | 0.016888 | 0.036353 | 18 | Per 6 LF | 0 | No equipment cost | 0 | No Labor Cost | 18 | Pennsylvania Public Utility Commission 2013 Incremental Cost Database, $3 per linear foot, assume 6 ft | 0 | No Labor Cost
Nonequipment | Hot Water Pipe Insulation | 1' of Insulated Pipe in Unconditioned Spaces, Insulation of R-5 | N/A - Retrofit Only | Residential | New | Single Family | FL Zone 2 | Per S.F. | 11.43% | 1931.57 | 1783.6872 | 147.8828 | 7.656% | 13 | 0.01332 | 0.028672 | 18 | Per 6 LF | 0 | No equipment cost | 0 | No Labor Cost | 18 | Pennsylvania Public Utility Commission 2013 Incremental Cost Database, $3 per linear foot, assume 6 ft | 0 | No Labor Cost
Nonequipment | Hot Water Pipe Insulation | 1' of Insulated Pipe in Unconditioned Spaces, Insulation of R-5 | N/A - Retrofit Only | Residential | New | Multi-Family | FL Zone 2 | Per S.F. | 15% | 1655 | 1528.2917 | 126.7083 | 7.656% | 13 | 0.011413 | 0.024567 | 18 | Per 6 LF | 0 | No equipment cost | 0 | No Labor Cost | 18 | Pennsylvania Public Utility Commission 2013 Incremental Cost Database, $3 per linear foot, assume 6 ft | 0 | No Labor Cost
Nonequipment | Hot Water Pipe Insulation | 1' of Insulated Pipe in Unconditioned Spaces, Insulation of R-5 | N/A - Retrofit Only | Residential | New | Manufactured Home | FL Zone 2 | Per S.F. | 15% | 2449 | 2261.5023 | 187.4977 | 7.656% | 13 | 0.016888 | 0.036353 | 18 | Per 6 LF | 0 | No equipment cost | 0 | No Labor Cost | 18 | Pennsylvania Public Utility Commission 2013 Incremental Cost Database, $3 per linear foot, assume 6 ft | 0 | No Labor Cost
Nonequipment | Low Flow Showerhead | Low-Flow Handheld Showerhead, Flow Rate: 1.50 gpm | Standard Handheld Showerhead, Flow Rate: 2.50 gpm | Residential | Existing | Single Family | FL Zone 2 | Per End Use Consumption | 2.11% | 1931 | 1635.9975 | 295.0025 | 15.28% | 9 | 0.026571 | 0.057197 | 7 | Per Unit | 0 | reference source included incremental cost only | 0 | No Labor Cost | 7 | Illinois 2018 Statewide TRM, Section 5.4.5 | 0 | No Labor Cost
Nonequipment | Low Flow Showerhead | Low-Flow Handheld Showerhead, Flow Rate: 1.50 gpm | Standard Handheld Showerhead, Flow Rate: 2.50 gpm | Residential | Existing | Multi-Family | FL Zone 2 | Per End Use Consumption | 36% | 1654 | 1422.1086 | 231.8914 | 14.02% | 9 | 0.020887 | 0.044961 | 7 | Per Unit | 0 | reference source included incremental cost only | 0 | No Labor Cost | 7 | Illinois 2018 Statewide TRM, Section 5.4.5 | 0 | No Labor Cost
Nonequipment | Low Flow Showerhead | Low-Flow Handheld Showerhead, Flow Rate: 1.50 gpm | Standard Handheld Showerhead, Flow Rate: 2.50 gpm | Residential | Existing | Manufactured Home | FL Zone 2 | Per End Use Consumption | 36% | 2449 | 2218.9572 | 230.0428 | 9.393% | 9 | 0.02072 | 0.044602 | 7 | Per Unit | 0 | reference source included incremental cost only | 0 | No Labor Cost | 7 | Illinois 2018 Statewide TRM, Section 5.4.5 | 0 | No Labor Cost
Nonequipment | Low Flow Showerhead | Low-Flow Handheld Showerhead, Flow Rate: 1.50 gpm | Standard Handheld Showerhead, Flow Rate: 2.50 gpm | Residential | New | Single Family | FL Zone 2 | Per End Use Consumption | 80% | 1931 | 1635.9975 | 295.0025 | 15.28% | 9 | 0.026571 | 0.057197 | 7 | Per Unit | 0 | reference source included incremental cost only | 0 | No Labor Cost | 7 | Illinois 2018 Statewide TRM, Section 5.4.5 | 0 | No Labor Cost
Nonequipment | Low Flow Showerhead | Low-Flow Handheld Showerhead, Flow Rate: 1.50 gpm | Standard Handheld Showerhead, Flow Rate: 2.50 gpm | Residential | New | Multi-Family | FL Zone 2 | Per End Use Consumption | 80% | 1654 | 1422.1086 | 231.8914 | 14.02% | 9 | 0.020887 | 0.044961 | 7 | Per Unit | 0 | reference source included incremental cost only | 0 | No Labor Cost | 7 | Illinois 2018 Statewide TRM, Section 5.4.5 | 0 | No Labor Cost
Nonequipment | Low Flow Showerhead | Low-Flow Handheld Showerhead, Flow Rate: 1.50 gpm | Standard Handheld Showerhead, Flow Rate: 2.50 gpm | Residential | New | Manufactured Home | FL Zone 2 | Per End Use Consumption | 80% | 2449 | 2218.9572 | 230.0428 | 9.393% | 9 | 0.02072 | 0.044602 | 7 | Per Unit | 0 | reference source included incremental cost only | 0 | No Labor Cost | 7 | Illinois 2018 Statewide TRM, Section 5.4.5 | 0 | No Labor Cost
Nonequipment | Thermostatic Shower Restriction Valve | Hot Water Loop with 50 Gallon Electric Resistance Heater and Pressure Balance Shower Valves | Standard Hot Water Loop with 50 Gallon Electric Resistance Heater and Standard Shower Valves | Residential | Existing | Single Family | FL Zone 2 | Per Valve | 2.11% | 1931 | 1838.3587 | 92.6413 | 4.798% | 10 | 0.0083443 | 0.017962 | 29.95 | Per Unit | 0 | No equipment cost | 0 | No Labor Cost | 29.95 | http://thinkevolve.com/shop/showerstart-tsv/ | 0 | No Labor Cost
Nonequipment | Thermostatic Shower Restriction Valve | Hot Water Loop with 50 Gallon Electric Resistance Heater and Pressure Balance Shower Valves | Standard Hot Water Loop with 50 Gallon Electric Resistance Heater and Standard Shower Valves | Residential | Existing | Multi-Family | FL Zone 2 | Per Valve | 0% | 1654 | 1581.1778 | 72.8222 | 4.403% | 10 | 0.0065592 | 0.014119 | 29.95 | Per Unit | 0 | No equipment cost | 0 | No Labor Cost | 29.95 | http://thinkevolve.com/shop/showerstart-tsv/ | 0 | No Labor Cost
Nonequipment | Thermostatic Shower Restriction Valve | Hot Water Loop with 50 Gallon Electric Resistance Heater and Pressure Balance Shower Valves | Standard Hot Water Loop with 50 Gallon Electric Resistance Heater and Standard Shower Valves | Residential | Existing | Manufactured Home | FL Zone 2 | Per Valve | 0% | 2449 | 2376.7584 | 72.2416 | 2.95% | 10 | 0.0065069 | 0.014007 | 29.95 | Per Unit | 0 | No equipment cost | 0 | No Labor Cost | 29.95 | http://thinkevolve.com/shop/showerstart-tsv/ | 0 | No Labor Cost
Nonequipment | Thermostatic Shower Restriction Valve | Hot Water Loop with 50 Gallon Electric Resistance Heater and Pressure Balance Shower Valves | Standard Hot Water Loop with 50 Gallon Electric Resistance Heater and Standard Shower Valves | Residential | New | Single Family | FL Zone 2 | Per Valve | 12.19% | 1931 | 1838.3587 | 92.6413 | 4.798% | 10 | 0.0083443 | 0.017962 | 29.95 | Per Unit | 0 | No equipment cost | 0 | No Labor Cost | 29.95 | http://thinkevolve.com/shop/showerstart-tsv/ | 0 | No Labor Cost
Nonequipment | Thermostatic Shower Restriction Valve | Hot Water Loop with 50 Gallon Electric Resistance Heater and Pressure Balance Shower Valves | Standard Hot Water Loop with 50 Gallon Electric Resistance Heater and Standard Shower Valves | Residential | New | Multi-Family | FL Zone 2 | Per Valve | 16% | 1654 | 1581.1778 | 72.8222 | 4.403% | 10 | 0.0065592 | 0.014119 | 29.95 | Per Unit | 0 | No equipment cost | 0 | No Labor Cost | 29.95 | http://thinkevolve.com/shop/showerstart-tsv/ | 0 | No Labor Cost
Nonequipment | Thermostatic Shower Restriction Valve | Hot Water Loop with 50 Gallon Electric Resistance Heater and Pressure Balance Shower Valves | Standard Hot Water Loop with 50 Gallon Electric Resistance Heater and Standard Shower Valves | Residential | New | Manufactured Home | FL Zone 2 | Per Valve | 16% | 2449 | 2376.7584 | 72.2416 | 2.95% | 10 | 0.0065069 | 0.014007 | 29.95 | Per Unit | 0 | No equipment cost | 0 | No Labor Cost | 29.95 | http://thinkevolve.com/shop/showerstart-tsv/ | 0 | No Labor Cost
Nonequipment | Water Heater Blanket | 50 Gallon Electric Resistance Water Heater with Insulated Tank Wrap (R-11) | Market Average 50 Gallon Electric Resistance Water Heater (EF = 0.9), No Tank Wrap | Residential | Existing | Single Family | FL Zone 2 | Per End Use Consumption | 9.142% | 1931 | 1667.0541 | 263.9459 | 13.67% | 7 | 0.023774 | 0.051176 | 167.92 | Per Unit | 0 | No equipment cost | 0 | No Labor Cost | 27.92 | Market Research, 2016 | 140 | rate at $70/per labor hour, assume 2 hours work, reference: https://www.homewyse.com/costs/cost_of_water_heater_blanket.html
Nonequipment | Water Heater Blanket | 50 Gallon Electric Resistance Water Heater with Insulated Tank Wrap (R-11) | Market Average 50 Gallon Electric Resistance Water Heater (EF = 0.9), No Tank Wrap | Residential | Existing | Multi-Family | FL Zone 2 | Per End Use Consumption | 9.142% | 1654 | 1390.0541 | 263.9459 | 15.96% | 7 | 0.023774 | 0.051176 | 167.92 | Per Unit | 0 | No equipment cost | 0 | No Labor Cost | 27.92 | Market Research, 2016 | 140 | rate at $70/per labor hour, assume 2 hours work, reference: https://www.homewyse.com/costs/cost_of_water_heater_blanket.html
Nonequipment | Water Heater Blanket | 50 Gallon Electric Resistance Water Heater with Insulated Tank Wrap (R-11) | Market Average 50 Gallon Electric Resistance Water Heater (EF = 0.9), No Tank Wrap | Residential | Existing | Manufactured Home | FL Zone 2 | Per End Use Consumption | 9.142% | 2449 | 2185.0541 | 263.9459 | 10.78% | 7 | 0.023774 | 0.051176 | 167.92 | Per Unit | 0 | No equipment cost | 0 | No Labor Cost | 27.92 | Market Research, 2016 | 140 | rate at $70/per labor hour, assume 2 hours work, reference: https://www.homewyse.com/costs/cost_of_water_heater_blanket.html
Nonequipment | Water Heater Blanket | 50 Gallon Electric Resistance Water Heater with Insulated Tank Wrap (R-11) | Code-Compliant 50 Gallon Electric Resistance Water Heater (EF = 0.95), No Tank Wrap | Residential | New | Single Family | FL Zone 2 | Per End Use Consumption | 1.582% | 1931 | 1678.5057 | 252.4943 | 13.08% | 7 | 0.022742 | 0.048955 | 167.92 | Per Unit | 0 | No equipment cost | 0 | No Labor Cost | 27.92 | Market Research, 2016 | 140 | rate at $70/per labor hour, assume 2 hours work, reference: https://www.homewyse.com/costs/cost_of_water_heater_blanket.html
Nonequipment | Water Heater Blanket | 50 Gallon Electric Resistance Water Heater with Insulated Tank Wrap (R-11) | Code-Compliant 50 Gallon Electric Resistance Water Heater (EF = 0.95), No Tank Wrap | Residential | New | Multi-Family | FL Zone 2 | Per End Use Consumption | 1.582% | 1654 | 1401.5057 | 252.4943 | 15.27% | 7 | 0.022742 | 0.048955 | 167.92 | Per Unit | 0 | No equipment cost | 0 | No Labor Cost | 27.92 | Market Research, 2016 | 140 | rate at $70/per labor hour, assume 2 hours work, reference: https://www.homewyse.com/costs/cost_of_water_heater_blanket.html
Nonequipment | Water Heater Blanket | 50 Gallon Electric Resistance Water Heater with Insulated Tank Wrap (R-11) | Code-Compliant 50 Gallon Electric Resistance Water Heater (EF = 0.95), No Tank Wrap | Residential | New | Manufactured Home | FL Zone 2 | Per End Use Consumption | 1.582% | 2449 | 2196.5057 | 252.4943 | 10.31% | 7 | 0.022742 | 0.048955 | 167.92 | Per Unit | 0 | No equipment cost | 0 | No Labor Cost | 27.92 | Market Research, 2016 | 140 | rate at $70/per labor hour, assume 2 hours work, reference: https://www.homewyse.com/costs/cost_of_water_heater_blanket.html
Nonequipment | Water Heater Thermostat Setback | 50 Gallon Electric Resistance Water Heater with Temperature Setpoint of 119°F | Market Average 50 Gallon Electric Resistance Water Heater (EF by Building Type, Temp. Setpoint = 130°F) | Residential | Existing | Single Family | FL Zone 2 | Per Unit | 1.582% | 1931 | 1894.4174 | 36.5826 | 1.894% | 4 | 0.003295 | 0.0070929 | 1.65 | Per Unit | 0 | No equipment cost | 0 | No Labor Cost | 1.65 | https://www.conservationmart.com/p-49-hot-water-temperature-card.aspx | 0 | No Labor Cost
Nonequipment | Water Heater Thermostat Setback | 50 Gallon Electric Resistance Water Heater with Temperature Setpoint of 119°F | Market Average 50 Gallon Electric Resistance Water Heater (EF by Building Type, Temp. Setpoint = 130°F) | Residential | Existing | Multi-Family | FL Zone 2 | Per Unit | 0% | 1654 | 1617.4174 | 36.5826 | 2.212% | 4 | 0.003295 | 0.0070929 | 1.65 | Per Unit | 0 | No equipment cost | 0 | No Labor Cost | 1.65 | https://www.conservationmart.com/p-49-hot-water-temperature-card.aspx | 0 | No Labor Cost
Nonequipment | Water Heater Thermostat Setback | 50 Gallon Electric Resistance Water Heater with Temperature Setpoint of 119°F | Market Average 50 Gallon Electric Resistance Water Heater (EF by Building Type, Temp. Setpoint = 130°F) | Residential | Existing | Manufactured Home | FL Zone 2 | Per Unit | 0% | 2449 | 2412.4174 | 36.5826 | 1.494% | 4 | 0.003295 | 0.0070929 | 1.65 | Per Unit | 0 | No equipment cost | 0 | No Labor Cost | 1.65 | https://www.conservationmart.com/p-49-hot-water-temperature-card.aspx | 0 | No Labor Cost
Nonequipment | Water Heater Thermostat Setback | 50 Gallon Electric Resistance Water Heater with Temperature Setpoint of 119°F | Code-Compliant 50 Gallon Electric Resistance Water Heater (EF = 0.90, Temp. Setpoint = 130°F) | Residential | New | Single Family | FL Zone 2 | Per Unit | 9.142% | 1931 | 1894.4174 | 36.5826 | 1.894% | 4 | 0.003295 | 0.0070929 | 1.65 | Per Unit | 0 | No equipment cost | 0 | No Labor Cost | 1.65 | https://www.conservationmart.com/p-49-hot-water-temperature-card.aspx | 0 | No Labor Cost
Nonequipment | Water Heater Thermostat Setback | 50 Gallon Electric Resistance Water Heater with Temperature Setpoint of 119°F | Code-Compliant 50 Gallon Electric Resistance Water Heater (EF = 0.90, Temp. Setpoint = 130°F) | Residential | New | Multi-Family | FL Zone 2 | Per Unit | 0.9177% | 1654 | 1617.4174 | 36.5826 | 2.212% | 4 | 0.003295 | 0.0070929 | 1.65 | Per Unit | 0 | No equipment cost | 0 | No Labor Cost | 1.65 | https://www.conservationmart.com/p-49-hot-water-temperature-card.aspx | 0 | No Labor Cost
Nonequipment | Water Heater Thermostat Setback | 50 Gallon Electric Resistance Water Heater with Temperature Setpoint of 119°F | Code-Compliant 50 Gallon Electric Resistance Water Heater (EF = 0.90, Temp. Setpoint = 130°F) | Residential | New | Manufactured Home | FL Zone 2 | Per Unit | 0.9177% | 2449 | 2412.4174 | 36.5826 | 1.494% | 4 | 0.003295 | 0.0070929 | 1.65 | Per Unit | 0 | No equipment cost | 0 | No Labor Cost | 1.65 | https://www.conservationmart.com/p-49-hot-water-temperature-card.aspx | 0 | No Labor Cost
Nonequipment | Water Heater Timeclock | Water Heater Timeclock | Water Heater with 10% Less Efficient than Federal Standard | Residential | Existing | Single Family | FL Zone 2 | Per End Use Consumption | 21.6% | 1931 | 1834.45 | 96.55 | 5% | 7 | 0 | 0 | 143.33 | Per Unit | 0 | No equipment cost | 0 | No Labor Cost | 59.99 | https://www.homedepot.com/p/Intermatic-30-Amp-240-Volt-DPST-Electronic-Water-Heater-Time-Switch-EH40/205878350 | 83.34 | Electrical hourly rate of 83.34 and assume 1 hr to install: http://www.serviskey.net/support/rate-estimator?s4=FL
Nonequipment | Water Heater Timeclock | Water Heater Timeclock | Water Heater with 10% Less Efficient than Federal Standard | Residential | Existing | Multi-Family | FL Zone 2 | Per End Use Consumption | 20.61% | 1654 | 1571.3 | 82.7 | 5% | 7 | 0 | 0 | 143.33 | Per Unit | 0 | No equipment cost | 0 | No Labor Cost | 59.99 | https://www.homedepot.com/p/Intermatic-30-Amp-240-Volt-DPST-Electronic-Water-Heater-Time-Switch-EH40/205878350 | 83.34 | Electrical hourly rate of 83.34 and assume 1 hr to install: http://www.serviskey.net/support/rate-estimator?s4=FL
Nonequipment | Water Heater Timeclock | Water Heater Timeclock | Water Heater with 10% Less Efficient than Federal Standard | Residential | Existing | Manufactured Home | FL Zone 2 | Per End Use Consumption | 47.61% | 2449 | 2326.55 | 122.45 | 5% | 7 | 0 | 0 | 143.33 | Per Unit | 0 | No equipment cost | 0 | No Labor Cost | 59.99 | https://www.homedepot.com/p/Intermatic-30-Amp-240-Volt-DPST-Electronic-Water-Heater-Time-Switch-EH40/205878350 | 83.34 | Electrical hourly rate of 83.34 and assume 1 hr to install: http://www.serviskey.net/support/rate-estimator?s4=FL
Nonequipment | Water Heater Timeclock | Water Heater Timeclock | Water Heater with Federal Standard | Residential | New | Single Family | FL Zone 2 | Per End Use Consumption | 18% | 1931 | 1834.45 | 96.55 | 5% | 7 | 0 | 0 | 143.33 | Per Unit | 0 | No equipment cost | 0 | No Labor Cost | 59.99 | https://www.homedepot.com/p/Intermatic-30-Amp-240-Volt-DPST-Electronic-Water-Heater-Time-Switch-EH40/205878350 | 83.34 | Electrical hourly rate of 83.34 and assume 1 hr to install: http://www.serviskey.net/support/rate-estimator?s4=FL
Nonequipment | Water Heater Timeclock | Water Heater Timeclock | Water Heater with Federal Standard | Residential | New | Multi-Family | FL Zone 2 | Per End Use Consumption | 45% | 1654 | 1571.3 | 82.7 | 5% | 7 | 0 | 0 | 143.33 | Per Unit | 0 | No equipment cost | 0 | No Labor Cost | 59.99 | https://www.homedepot.com/p/Intermatic-30-Amp-240-Volt-DPST-Electronic-Water-Heater-Time-Switch-EH40/205878350 | 83.34 | Electrical hourly rate of 83.34 and assume 1 hr to install: http://www.serviskey.net/support/rate-estimator?s4=FL
Nonequipment | Water Heater Timeclock | Water Heater Timeclock | Water Heater with Federal Standard | Residential | New | Manufactured Home | FL Zone 2 | Per End Use Consumption | 45% | 2449 | 2326.55 | 122.45 | 5% | 7 | 0 | 0 | 143.33 | Per Unit | 0 | No equipment cost | 0 | No Labor Cost | 59.99 | https://www.homedepot.com/p/Intermatic-30-Amp-240-Volt-DPST-Electronic-Water-Heater-Time-Switch-EH40/205878350 | 83.34 | Electrical hourly rate of 83.34 and assume 1 hr to install: http://www.serviskey.net/support/rate-estimator?s4=FL
Nonequipment | Smart Power Strip | One 7-Plug Smart Strip Plug Outlet Servicing a Home Office | Standard Home Office Usage, No Smart Strip Plug Outlet | Residential | Existing | Single Family | FL Zone 2 | Per End Use Consumption | 22.5% | 2274.2 | 2220.399 | 53.801 | 2.366% | 5 | 0.0059262 | 0.0046242 | 10 | Per Unit | 0 | reference source included incremental cost only | 0 | 0 | 10 | Illinois 2018 Statewide TRM, Section 5.2.1 | 0 | No Labor Cost
Nonequipment | Smart Power Strip | One 7-Plug Smart Strip Plug Outlet Servicing a Home Office | Standard Home Office Usage, No Smart Strip Plug Outlet | Residential | Existing | Multi-Family | FL Zone 2 | Per End Use Consumption | 90% | 1176 | 1122.199 | 53.801 | 4.575% | 5 | 0.0059262 | 0.0046242 | 10 | Per Unit | 0 | reference source included incremental cost only | 0 | 0 | 10 | Illinois 2018 Statewide TRM, Section 5.2.1 | 0 | No Labor Cost
Nonequipment | Smart Power Strip | One 7-Plug Smart Strip Plug Outlet Servicing a Home Office | Standard Home Office Usage, No Smart Strip Plug Outlet | Residential | Existing | Manufactured Home | FL Zone 2 | Per End Use Consumption | 90% | 1878 | 1824.199 | 53.801 | 2.865% | 5 | 0.0059262 | 0.0046242 | 10 | Per Unit | 0 | reference source included incremental cost only | 0 | 0 | 10 | Illinois 2018 Statewide TRM, Section 5.2.1 | 0 | No Labor Cost
Nonequipment | Smart Power Strip | One 7-Plug Smart Strip Plug Outlet Servicing a Home Office | Standard Home Office Usage, No Smart Strip Plug Outlet | Residential | New | Single Family | FL Zone 2 | Per End Use Consumption | 22.5% | 2274.2 | 2220.399 | 53.801 | 2.366% | 5 | 0.0059262 | 0.0046242 | 10 | Per Unit | 0 | reference source included incremental cost only | 0 | 0 | 10 | Illinois 2018 Statewide TRM, Section 5.2.1 | 0 | No Labor Cost
Nonequipment | Smart Power Strip | One 7-Plug Smart Strip Plug Outlet Servicing a Home Office | Standard Home Office Usage, No Smart Strip Plug Outlet | Residential | New | Multi-Family | FL Zone 2 | Per End Use Consumption | 90% | 1176 | 1122.199 | 53.801 | 4.575% | 5 | 0.0059262 | 0.0046242 | 10 | Per Unit | 0 | reference source included incremental cost only | 0 | 0 | 10 | Illinois 2018 Statewide TRM, Section 5.2.1 | 0 | No Labor Cost
Nonequipment | Smart Power Strip | One 7-Plug Smart Strip Plug Outlet Servicing a Home Office | Standard Home Office Usage, No Smart Strip Plug Outlet | Residential | New | Manufactured Home | FL Zone 2 | Per End Use Consumption | 90% | 1878 | 1824.199 | 53.801 | 2.865% | 5 | 0.0059262 | 0.0046242 | 10 | Per Unit | 0 | reference source included incremental cost only | 0 | 0 | 10 | Illinois 2018 Statewide TRM, Section 5.2.1 | 0 | No Labor Cost
Nonequipment | Air Sealing-Infiltration Control | Standard Heating and Cooling System with Improved Infiltration Control (0.7 ACH) | Standard Heating and Cooling System with Standard Infiltration Control (0.4 ACH) | Residential | Existing | Single Family | FL Zone 2 | Per End Use Consumption | 20.8% | 6617.19 | 6021.6429 | 595.5471 | 9% | 11 | 0.20819 | 0.23002 | 578.496 | Per Home | 0 | No equipment cost | 0 | No Labor Cost | 207.552 | rate at $0.094/sq.ft, based on reference: https://www.fixr.com/costs/air-leaks-sealing#sQ1 | 370.944 | assume one energy audit rate at $0.125/sq.ft, rate at $53.75/per labor hour (same as duct insulation) and 0.0016 hr/sq.ft, reference: https://www.fixr.com/costs/air-leaks-sealing#sQ1
Nonequipment | Air Sealing-Infiltration Control | Standard Heating and Cooling System with Improved Infiltration Control (0.7 ACH) | Standard Heating and Cooling System with Standard Infiltration Control (0.4 ACH) | Residential | Existing | Multi-Family | FL Zone 2 | Per End Use Consumption | 52% | 4303 | 3915.73 | 387.27 | 9% | 11 | 0.10084 | 0.1994 | 343.22 | Per Home | 0 | No equipment cost | 0 | No Labor Cost | 123.14 | rate at $0.094/sq.ft, based on reference: https://www.fixr.com/costs/air-leaks-sealing#sQ1 | 220.08 | assume one energy audit rate at $0.125/sq.ft, rate at $53.75/per labor hour (same as duct insulation) and 0.0016 hr/sq.ft, reference: https://www.fixr.com/costs/air-leaks-sealing#sQ1
Nonequipment | Air Sealing-Infiltration Control | Standard Heating and Cooling System with Improved Infiltration Control (0.7 ACH) | Standard Heating and Cooling System with Standard Infiltration Control (0.4 ACH) | Residential | Existing | Manufactured Home | FL Zone 2 | Per End Use Consumption | 52% | 6473 | 5890.43 | 582.57 | 9% | 11 | 0.13851 | 0.31897 | 362.084 | Per Home | 0 | No equipment cost | 0 | No Labor Cost | 129.908 | rate at $0.094/sq.ft, based on reference: https://www.fixr.com/costs/air-leaks-sealing#sQ1 | 232.176 | assume one energy audit rate at $0.125/sq.ft, rate at $53.75/per labor hour (same as duct insulation) and 0.0016 hr/sq.ft, reference: https://www.fixr.com/costs/air-leaks-sealing#sQ1
Nonequipment | Air Sealing-Infiltration Control | Standard Heating and Cooling System with Improved Infiltration Control (0.7 ACH) | N/A - Retrofit Measure Only | Residential | New | Single Family | FL Zone 2 | Per End Use Consumption | 20.8% | 0 | 0 | 0 | 0% | 11 | 0 | 0 | 578.496 | Per Home | 0 | No equipment cost | 0 | No Labor Cost | 207.552 | rate at $0.094/sq.ft, based on reference: https://www.fixr.com/costs/air-leaks-sealing#sQ1 | 370.944 | assume one energy audit rate at $0.125/sq.ft, rate at $53.75/per labor hour (same as duct insulation) and 0.0016 hr/sq.ft, reference: https://www.fixr.com/costs/air-leaks-sealing#sQ1
Nonequipment | Air Sealing-Infiltration Control | Standard Heating and Cooling System with Improved Infiltration Control (0.7 ACH) | N/A - Retrofit Measure Only | Residential | New | Multi-Family | FL Zone 2 | Per End Use Consumption | 52% | 0 | 0 | 0 | 0% | 11 | 0 | 0 | 343.22 | Per Home | 0 | No equipment cost | 0 | No Labor Cost | 123.14 | rate at $0.094/sq.ft, based on reference: https://www.fixr.com/costs/air-leaks-sealing#sQ1 | 220.08 | assume one energy audit rate at $0.125/sq.ft, rate at $53.75/per labor hour (same as duct insulation) and 0.0016 hr/sq.ft, reference: https://www.fixr.com/costs/air-leaks-sealing#sQ1
Nonequipment | Air Sealing-Infiltration Control | Standard Heating and Cooling System with Improved Infiltration Control (0.7 ACH) | N/A - Retrofit Measure Only | Residential | New | Manufactured Home | FL Zone 2 | Per End Use Consumption | 52% | 0 | 0 | 0 | 0% | 11 | 0 | 0 | 362.084 | Per Home | 0 | No equipment cost | 0 | No Labor Cost | 129.908 | rate at $0.094/sq.ft, based on reference: https://www.fixr.com/costs/air-leaks-sealing#sQ1 | 232.176 | assume one energy audit rate at $0.125/sq.ft, rate at $53.75/per labor hour (same as duct insulation) and 0.0016 hr/sq.ft, reference: https://www.fixr.com/costs/air-leaks-sealing#sQ1
Nonequipment | Ceiling Insulation(R12 to R38) | Increased Ceiling Insulation (R-38) | Market Average Existing Ceiling Insulation | Residential | Existing | Single Family | FL Zone 2 | Per Home | 1.579% | 7965 | 7122 | 843 | 10.58% | 20 | 0.2849 | 0.39813 | 842.0071 | Per Home | 0 | No equipment cost | 0 | No Labor Cost | 447.4059 | https://www.homedepot.com/p/GreenFiber-All-Borate-Cellulose-Blown-In-Insulation-30-lbs-36-Bags-INS765LD/300584221 | 394.6011 | rate at $50.04/per labor hour and 0.01 hr/sq.ft, reference: https://www.homewyse.com/costs/cost_of_ceiling_insulation.html
Nonequipment | Ceiling Insulation(R12 to R38) | Increased Ceiling Insulation (R-38) | Market Average Existing Ceiling Insulation | Residential | Existing | Multi-Family | FL Zone 2 | Per Home | 1.579% | 3458 | 2936 | 522 | 15.1% | 20 | 0.17642 | 0.24653 | 699.3845 | Per Home | 0 | No equipment cost | 0 | No Labor Cost | 371.6225 | https://www.homedepot.com/p/GreenFiber-All-Borate-Cellulose-Blown-In-Insulation-30-lbs-36-Bags-INS765LD/300584221 | 327.762 | rate at $50.04/per labor hour and 0.01 hr/sq.ft, reference: https://www.homewyse.com/costs/cost_of_ceiling_insulation.html
Nonequipment | Ceiling Insulation(R12 to R38) | Increased Ceiling Insulation (R-38) | Market Average Existing Ceiling Insulation | Residential | Existing | Manufactured Home | FL Zone 2 | Per Home | 1.579% | 4718.05 | 4200.85 | 517.2 | 10.96% | 20 | 0.1748 | 0.24426 | 737.8239 | Per Home | 0 | No equipment cost | 0 | No Labor Cost | 392.0475 | https://www.homedepot.com/p/GreenFiber-All-Borate-Cellulose-Blown-In-Insulation-30-lbs-36-Bags-INS765LD/300584221 | 345.7764 | rate at $50.04/per labor hour and 0.01 hr/sq.ft, reference: https://www.homewyse.com/costs/cost_of_ceiling_insulation.html
Nonequipment | Ceiling Insulation(R12 to R38) | Increased Ceiling Insulation (R-38) | Code-Compliant Ceiling Insulation | Residential | New | Single Family | FL Zone 2 | Per Home | 0% | 7965 | 7122 | 843 | 10.58% | 20 | 0.2849 | 0.39813 | 842.0071 | Per Home | 0 | No equipment cost | 0 | No Labor Cost | 447.4059 | https://www.homedepot.com/p/GreenFiber-All-Borate-Cellulose-Blown-In-Insulation-30-lbs-36-Bags-INS765LD/300584221 | 394.6011 | rate at $50.04/per labor hour and 0.01 hr/sq.ft, reference: https://www.homewyse.com/costs/cost_of_ceiling_insulation.html
Nonequipment | Ceiling Insulation(R12 to R38) | Increased Ceiling Insulation (R-38) | Code-Compliant Ceiling Insulation | Residential | New | Multi-Family | FL Zone 2 | Per Home | 0% | 3458 | 2936 | 522 | 15.1% | 20 | 0.17642 | 0.24653 | 699.3845 | Per Home | 0 | No equipment cost | 0 | No Labor Cost | 371.6225 | https://www.homedepot.com/p/GreenFiber-All-Borate-Cellulose-Blown-In-Insulation-30-lbs-36-Bags-INS765LD/300584221 | 327.762 | rate at $50.04/per labor hour and 0.01 hr/sq.ft, reference: https://www.homewyse.com/costs/cost_of_ceiling_insulation.html
Nonequipment | Ceiling Insulation(R12 to R38) | Increased Ceiling Insulation (R-38) | Code-Compliant Ceiling Insulation | Residential | New | Manufactured Home | FL Zone 2 | Per Home | 0% | 4718.05 | 4200.85 | 517.2 | 10.96% | 20 | 0.1748 | 0.24426 | 737.8239 | Per Home | 0 | No equipment cost | 0 | No Labor Cost | 392.0475 | https://www.homedepot.com/p/GreenFiber-All-Borate-Cellulose-Blown-In-Insulation-30-lbs-36-Bags-INS765LD/300584221 | 345.7764 | rate at $50.04/per labor hour and 0.01 hr/sq.ft, reference: https://www.homewyse.com/costs/cost_of_ceiling_insulation.html
Nonequipment | Ceiling Insulation(R19 to R38) | Increased Ceiling Insulation (R-38) | Market Average Existing Ceiling Insulation | Residential | Existing | Single Family | FL Zone 2 | Per Home | 0.6361% | 7600 | 7174 | 426 | 5.605% | 20 | 0.14644 | 0.20845 | 721.5516 | Per Home | 0 | No equipment cost | 0 | No Labor Cost | 326.9505 | https://www.homedepot.com/p/GreenFiber-All-Borate-Cellulose-Blown-In-Insulation-30-lbs-36-Bags-INS765LD/300584221 | 394.6011 | rate at $50.04/per labor hour and 0.01 hr/sq.ft, reference: https://www.homewyse.com/costs/cost_of_ceiling_insulation.html
Nonequipment | Ceiling Insulation(R19 to R38) | Increased Ceiling Insulation (R-38) | Market Average Existing Ceiling Insulation | Residential | Existing | Multi-Family | FL Zone 2 | Per Home | 0.6361% | 3235 | 2970 | 265 | 8.192% | 20 | 0.091093 | 0.12967 | 599.3323 | Per Home | 0 | No equipment cost | 0 | No Labor Cost | 271.5703 | https://www.homedepot.com/p/GreenFiber-All-Borate-Cellulose-Blown-In-Insulation-30-lbs-36-Bags-INS765LD/300584221 | 327.762 | rate at $50.04/per labor hour and 0.01 hr/sq.ft, reference: https://www.homewyse.com/costs/cost_of_ceiling_insulation.html
Nonequipment | Ceiling Insulation(R19 to R38) | Increased Ceiling Insulation (R-38) | Market Average Existing Ceiling Insulation | Residential | Existing | Manufactured Home | FL Zone 2 | Per Home | 0.6361% | 4478.91 | 4224.5 | 254.41 | 5.68% | 20 | 0.087453 | 0.12449 | 632.2727 | Per Home | 0 | No equipment cost | 0 | No Labor Cost | 286.4963 | https://www.homedepot.com/p/GreenFiber-All-Borate-Cellulose-Blown-In-Insulation-30-lbs-36-Bags-INS765LD/300584221 | 345.7764 | rate at $50.04/per labor hour and 0.01 hr/sq.ft, reference: https://www.homewyse.com/costs/cost_of_ceiling_insulation.html
Nonequipment | Ceiling Insulation(R19 to R38) | Increased Ceiling Insulation (R-38) | Code-Compliant Ceiling Insulation | Residential | New | Single Family | FL Zone 2 | Per Home | 0% | 7600 | 7174 | 426 | 5.605% | 20 | 0.14644 | 0.20845 | 721.5516 | Per Home | 0 | No equipment cost | 0 | No Labor Cost | 326.9505 | https://www.homedepot.com/p/GreenFiber-All-Borate-Cellulose-Blown-In-Insulation-30-lbs-36-Bags-INS765LD/300584221 | 394.6011 | rate at $50.04/per labor hour and 0.01 hr/sq.ft, reference: https://www.homewyse.com/costs/cost_of_ceiling_insulation.html
Nonequipment | Ceiling Insulation(R19 to R38) | Increased Ceiling Insulation (R-38) | Code-Compliant Ceiling Insulation | Residential | New | Multi-Family | FL Zone 2 | Per Home | 0% | 3235 | 2970 | 265 | 8.192% | 20 | 0.091093 | 0.12967 | 599.3323 | Per Home | 0 | No equipment cost | 0 | No Labor Cost | 271.5703 | https://www.homedepot.com/p/GreenFiber-All-Borate-Cellulose-Blown-In-Insulation-30-lbs-36-Bags-INS765LD/300584221 | 327.762 | rate at $50.04/per labor hour and 0.01 hr/sq.ft, reference: https://www.homewyse.com/costs/cost_of_ceiling_insulation.html
Nonequipment | Ceiling Insulation(R19 to R38) | Increased Ceiling Insulation (R-38) | Code-Compliant Ceiling Insulation | Residential | New | Manufactured Home | FL Zone 2 | Per Home | 0% | 4478.91 | 4224.5 | 254.41 | 5.68% | 20 | 0.087453 | 0.12449 | 632.2727 | Per Home | 0 | No equipment cost | 0 | No Labor Cost | 286.4963 | https://www.homedepot.com/p/GreenFiber-All-Borate-Cellulose-Blown-In-Insulation-30-lbs-36-Bags-INS765LD/300584221 | 345.7764 | rate at $50.04/per labor hour and 0.01 hr/sq.ft, reference: https://www.homewyse.com/costs/cost_of_ceiling_insulation.html
Nonequipment | Ceiling Insulation(R2 to R38) | Increased Ceiling Insulation (R-38) | Market Average Existing Ceiling Insulation | Residential | Existing | Single Family | FL Zone 2 | Per Home | 1.625% | 10211 | 6975 | 3236 | 31.69% | 20 | 0.81093 | 1.4913 | 1014.0863 | Per Home | 0 | No equipment cost | 0 | No Labor Cost | 619.4851 | https://www.homedepot.com/p/GreenFiber-All-Borate-Cellulose-Blown-In-Insulation-30-lbs-36-Bags-INS765LD/300584221 | 394.6011 | rate at $50.04/per labor hour; assume 10 hrs for 2000 sq ft : http://www.blownininsulationcost.net/calculating-blown-in-insulation-cost/
Nonequipment | Ceiling Insulation(R2 to R38) | Increased Ceiling Insulation (R-38) | Market Average Existing Ceiling Insulation | Residential | Existing | Multi-Family | FL Zone 2 | Per Home | 1.625% | 4781 | 2832 | 1949 | 40.77% | 20 | 0.48841 | 0.89818 | 842.3162 | Per Home | 0 | No equipment cost | 0 | No Labor Cost | 514.5542 | https://www.homedepot.com/p/GreenFiber-All-Borate-Cellulose-Blown-In-Insulation-30-lbs-36-Bags-INS765LD/300584221 | 327.762 | rate at $50.04/per labor hour and 0.01 hr/sq.ft, reference: https://www.homewyse.com/costs/cost_of_ceiling_insulation.html
Nonequipment | Ceiling Insulation(R2 to R38) | Increased Ceiling Insulation (R-38) | Market Average Existing Ceiling Insulation | Residential | Existing | Manufactured Home | FL Zone 2 | Per Home | 1.625% | 6136.97 | 4129.36 | 2007.61 | 32.71% | 20 | 0.5031 | 0.92519 | 888.6115 | Per Home | 0 | No equipment cost | 0 | No Labor Cost | 542.8351 | https://www.homedepot.com/p/GreenFiber-All-Borate-Cellulose-Blown-In-Insulation-30-lbs-36-Bags-INS765LD/300584221 | 345.7764 | rate at $50.04/per labor hour and 0.01 hr/sq.ft, reference: https://www.homewyse.com/costs/cost_of_ceiling_insulation.html
Nonequipment | Ceiling Insulation(R2 to R38) | Increased Ceiling Insulation (R-38) | Code-Compliant Ceiling Insulation | Residential | New | Single Family | FL Zone 2 | Per Home | 0% | 10211 | 6975 | 3236 | 31.69% | 20 | 0.81093 | 1.4913 | 1014.0863 | Per Home | 0 | No equipment cost | 0 | No Labor Cost | 619.4851 | https://www.homedepot.com/p/GreenFiber-All-Borate-Cellulose-Blown-In-Insulation-30-lbs-36-Bags-INS765LD/300584221 | 394.6011 | rate at $50.04/per labor hour; assume 10 hrs for 2000 sq ft : http://www.blownininsulationcost.net/calculating-blown-in-insulation-cost/
Nonequipment | Ceiling Insulation(R2 to R38) | Increased Ceiling Insulation (R-38) | Code-Compliant Ceiling Insulation | Residential | New | Multi-Family | FL Zone 2 | Per Home | 0% | 4781 | 2832 | 1949 | 40.77% | 20 | 0.48841 | 0.89818 | 842.3162 | Per Home | 0 | No equipment cost | 0 | No Labor Cost | 514.5542 | https://www.homedepot.com/p/GreenFiber-All-Borate-Cellulose-Blown-In-Insulation-30-lbs-36-Bags-INS765LD/300584221 | 327.762 | rate at $50.04/per labor hour and 0.01 hr/sq.ft, reference: https://www.homewyse.com/costs/cost_of_ceiling_insulation.html
Nonequipment | Ceiling Insulation(R2 to R38) | Increased Ceiling Insulation (R-38) | Code-Compliant Ceiling Insulation | Residential | New | Manufactured Home | FL Zone 2 | Per Home | 0% | 6136.97 | 4129.36 | 2007.61 | 32.71% | 20 | 0.5031 | 0.92519 | 888.6115 | Per Home | 0 | No equipment cost | 0 | No Labor Cost | 542.8351 | https://www.homedepot.com/p/GreenFiber-All-Borate-Cellulose-Blown-In-Insulation-30-lbs-36-Bags-INS765LD/300584221 | 345.7764 | rate at $50.04/per labor hour and 0.01 hr/sq.ft, reference: https://www.homewyse.com/costs/cost_of_ceiling_insulation.html
Nonequipment | Ceiling Insulation(R30 to R38) | Increased Ceiling Insulation (R-38) | Market Average Existing Ceiling Insulation | Residential | Existing | Single Family | FL Zone 2 | Per Home | 3.904% | 7344 | 7221 | 123 | 1.675% | 20 | 0.042129 | 0.061582 | 532.2645 | Per Home | 0 | No equipment cost | 0 | No Labor Cost | 137.6634 | https://www.homedepot.com/p/GreenFiber-All-Borate-Cellulose-Blown-In-Insulation-30-lbs-36-Bags-INS765LD/300584221 | 394.6011 | rate at $50.04/per labor hour and 0.01 hr/sq.ft, reference: https://www.homewyse.com/costs/cost_of_ceiling_insulation.html
Nonequipment | Ceiling Insulation(R30 to R38) | Increased Ceiling Insulation (R-38) | Market Average Existing Ceiling Insulation | Residential | Existing | Multi-Family | FL Zone 2 | Per Home | 3.904% | 3060 | 2985 | 75 | 2.451% | 20 | 0.025689 | 0.03755 | 442.1074 | Per Home | 0 | No equipment cost | 0 | No Labor Cost | 114.3454 | https://www.homedepot.com/p/GreenFiber-All-Borate-Cellulose-Blown-In-Insulation-30-lbs-36-Bags-INS765LD/300584221 | 327.762 | rate at $50.04/per labor hour and 0.01 hr/sq.ft, reference: https://www.homewyse.com/costs/cost_of_ceiling_insulation.html
Nonequipment | Ceiling Insulation(R30 to R38) | Increased Ceiling Insulation (R-38) | Market Average Existing Ceiling Insulation | Residential | Existing | Manufactured Home | FL Zone 2 | Per Home | 3.904% | 4320.44 | 4248.74 | 71.7 | 1.66% | 20 | 0.024558 | 0.035898 | 466.4064 | Per Home | 0 | No equipment cost | 0 | No Labor Cost | 120.63 | https://www.homedepot.com/p/GreenFiber-All-Borate-Cellulose-Blown-In-Insulation-30-lbs-36-Bags-INS765LD/300584221 | 345.7764 | rate at $50.04/per labor hour and 0.01 hr/sq.ft, reference: https://www.homewyse.com/costs/cost_of_ceiling_insulation.html
Nonequipment | Ceiling Insulation(R30 to R38) | Increased Ceiling Insulation (R-38) | Code-Compliant Ceiling Insulation | Residential | New | Single Family | FL Zone 2 | Per Home | 8% | 7344 | 7221 | 123 | 1.675% | 20 | 0.042129 | 0.061582 | 532.2645 | Per Home | 0 | No equipment cost | 0 | No Labor Cost | 137.6634 | https://www.homedepot.com/p/GreenFiber-All-Borate-Cellulose-Blown-In-Insulation-30-lbs-36-Bags-INS765LD/300584221 | 394.6011 | rate at $50.04/per labor hour and 0.01 hr/sq.ft, reference: https://www.homewyse.com/costs/cost_of_ceiling_insulation.html
Nonequipment | Ceiling Insulation(R30 to R38) | Increased Ceiling Insulation (R-38) | Code-Compliant Ceiling Insulation | Residential | New | Multi-Family | FL Zone 2 | Per Home | 8% | 3060 | 2985 | 75 | 2.451% | 20 | 0.025689 | 0.03755 | 442.1074 | Per Home | 0 | No equipment cost | 0 | No Labor Cost | 114.3454 | https://www.homedepot.com/p/GreenFiber-All-Borate-Cellulose-Blown-In-Insulation-30-lbs-36-Bags-INS765LD/300584221 | 327.762 | rate at $50.04/per labor hour and 0.01 hr/sq.ft, reference: https://www.homewyse.com/costs/cost_of_ceiling_insulation.html
Nonequipment | Ceiling Insulation(R30 to R38) | Increased Ceiling Insulation (R-38) | Code-Compliant Ceiling Insulation | Residential | New | Manufactured Home | FL Zone 2 | Per Home | 8% | 4320.44 | 4248.74 | 71.7 | 1.66% | 20 | 0.024558 | 0.035898 | 466.4064 | Per Home | 0 | No equipment cost | 0 | No Labor Cost | 120.63 | https://www.homedepot.com/p/GreenFiber-All-Borate-Cellulose-Blown-In-Insulation-30-lbs-36-Bags-INS765LD/300584221 | 345.7764 | rate at $50.04/per labor hour and 0.01 hr/sq.ft, reference: https://www.homewyse.com/costs/cost_of_ceiling_insulation.html
Nonequipment | Central AC Tune Up | Existing Typical Central AC System with Regular Maintenance | Existing Typical Central AC without Regular Maintenance/tune-up | Residential | Existing | Single Family | FL Zone 2 | Per End Use Consumption | 0% | 3747.04 | 3559.688 | 187.352 | 5% | 2 | 0.11566 | 0 | 175 | Per Visit | 0 | No equipment cost | 0 | No Labor Cost | 0 | No equipment cost | 175 | Illinois 2015 Statewide TRM, Section 5.3.10
Nonequipment | Central AC Tune Up | Existing Typical Central AC System with Regular Maintenance | Existing Typical Central AC without Regular Maintenance/tune-up | Residential | Existing | Multi-Family | FL Zone 2 | Per End Use Consumption | 0% | 1815 | 1724.25 | 90.75 | 5% | 2 | 0.056024 | 0 | 175 | Per Visit | 0 | No equipment cost | 0 | No Labor Cost | 0 | No equipment cost | 175 | Illinois 2015 Statewide TRM, Section 5.3.10
Nonequipment | Central AC Tune Up | Existing Typical Central AC System with Regular Maintenance | Existing Typical Central AC without Regular Maintenance/tune-up | Residential | Existing | Manufactured Home | FL Zone 2 | Per End Use Consumption | 0% | 2493 | 2368.35 | 124.65 | 5% | 2 | 0.076952 | 0 | 175 | Per Visit | 0 | No equipment cost | 0 | No Labor Cost | 0 | No equipment cost | 175 | Illinois 2015 Statewide TRM, Section 5.3.10
Nonequipment | Central AC Tune Up | Existing Typical Central AC System with Regular Maintenance | N/A - Retrofit Only | Residential | New | Single Family | FL Zone 2 | Per End Use Consumption | 0% | 0 | 0 | 0 | 0% | 2 | 0 | 0 | 175 | Per Visit | 0 | No equipment cost | 0 | No Labor Cost | 0 | No equipment cost | 175 | Illinois 2015 Statewide TRM, Section 5.3.10
Nonequipment | Central AC Tune Up | Existing Typical Central AC System with Regular Maintenance | N/A - Retrofit Only | Residential | New | Multi-Family | FL Zone 2 | Per End Use Consumption | 0% | 0 | 0 | 0 | 0% | 2 | 0 | 0 | 175 | Per Visit | 0 | No equipment cost | 0 | No Labor Cost | 0 | No equipment cost | 175 | Illinois 2015 Statewide TRM, Section 5.3.10
Nonequipment | Central AC Tune Up | Existing Typical Central AC System with Regular Maintenance | N/A - Retrofit Only | Residential | New | Manufactured Home | FL Zone 2 | Per End Use Consumption | 0% | 0 | 0 | 0 | 0% | 2 | 0 | 0 | 175 | Per Visit | 0 | No equipment cost | 0 | No Labor Cost | 0 | No equipment cost | 175 | Illinois 2015 Statewide TRM, Section 5.3.10
Nonequipment | Duct Insulation | Standard Electric Heating and Central AC with Insulated Ductwork (R-8) | Standard Electric Heating and Central AC with Uninsulated Ductwork (R-4) | Residential | Existing | Single Family | FL Zone 2 | Per End Use Consumption | 0% | 6617.19 | 6540.5537 | 135.3381 | 2.045% | 15 | 0.047311 | 0.052273 | 1515.9757 | Per Home | 0 | No equipment cost | 0 | No Labor Cost | 583.49 | rate at $0.37/sq.ft, assume 2208(area)/1.4(nfloors) =1577 sq.ft, reference: https://www.homewyse.com/costs/cost_of_duct_insulation.html | 932.4857 | rate at $53.75/per labor hour and 0.011 hr/sq.ft, reference: https://www.homewyse.com/costs/cost_of_duct_insulation.html
Nonequipment | Duct Insulation | Standard Electric Heating and Central AC with Insulated Ductwork (R-8) | Standard Electric Heating and Central AC with Uninsulated Ductwork (R-4) | Residential | Existing | Multi-Family | FL Zone 2 | Per End Use Consumption | 0% | 4303 | 4265.8787 | 88.0071 | 2.045% | 15 | 0.022916 | 0.045313 | 1259.2375 | Per Home | 0 | No equipment cost | 0 | No Labor Cost | 484.7 | rate at $0.37/sq.ft, assume 1310 sq.ft, reference: https://www.homewyse.com/costs/cost_of_duct_insulation.html | 774.5375 | rate at $53.75/per labor hour and 0.011 hr/sq.ft, reference: https://www.homewyse.com/costs/cost_of_duct_insulation.html
Nonequipment | Duct Insulation | Standard Electric Heating and Central AC with Insulated Ductwork (R-8) | Standard Electric Heating and Central AC with Uninsulated Ductwork (R-4) | Residential | Existing | Manufactured Home | FL Zone 2 | Per End Use Consumption | 0% | 6473 | 6422.0119 | 132.389 | 2.045% | 15 | 0.031477 | 0.072486 | 1328.4475 | Per Home | 0 | No equipment cost | 0 | No Labor Cost | 511.34 | rate at $0.37/sq.ft, assume 1382 sq.ft, reference: https://www.homewyse.com/costs/cost_of_duct_insulation.html | 817.1075 | rate at $53.75/per labor hour and 0.011 hr/sq.ft, reference: https://www.homewyse.com/costs/cost_of_duct_insulation.html
Nonequipment | Duct Insulation | Standard Electric Heating and Central AC with Insulated Ductwork (R-8) | 0 | Residential | New | Single Family | FL Zone 2 | Per End Use Consumption | 0% | 0 | 0 | 0 | 0% | 15 | 0 | 0 | 1515.9757 | Per Home | 0 | No equipment cost | 0 | No Labor Cost | 583.49 | rate at $0.37/sq.ft, assume 2208(area)/1.4(nfloors) =1577 sq.ft, reference: https://www.homewyse.com/costs/cost_of_duct_insulation.html | 932.4857 | rate at $53.75/per labor hour and 0.011 hr/sq.ft, reference: https://www.homewyse.com/costs/cost_of_duct_insulation.html
Nonequipment | Duct Insulation | Standard Electric Heating and Central AC with Insulated Ductwork (R-8) | 0 | Residential | New | Multi-Family | FL Zone 2 | Per End Use Consumption | 0% | 0 | 0 | 0 | 0% | 15 | 0 | 0 | 1259.2375 | Per Home | 0 | No equipment cost | 0 | No Labor Cost | 484.7 | rate at $0.37/sq.ft, assume 1310 sq.ft, reference: https://www.homewyse.com/costs/cost_of_duct_insulation.html | 774.5375 | rate at $53.75/per labor hour and 0.011 hr/sq.ft, reference: https://www.homewyse.com/costs/cost_of_duct_insulation.html
Nonequipment | Duct Insulation | Standard Electric Heating and Central AC with Insulated Ductwork (R-8) | 0 | Residential | New | Manufactured Home | FL Zone 2 | Per End Use Consumption | 0% | 0 | 0 | 0 | 0% | 15 | 0 | 0 | 1328.4475 | Per Home | 0 | No equipment cost | 0 | No Labor Cost | 511.34 | rate at $0.37/sq.ft, assume 1382 sq.ft, reference: https://www.homewyse.com/costs/cost_of_duct_insulation.html | 817.1075 | rate at $53.75/per labor hour and 0.011 hr/sq.ft, reference: https://www.homewyse.com/costs/cost_of_duct_insulation.html
Nonequipment | Duct Repair | Standard Electric Heating and Central AC with Improved Duct Sealing | Standard Electric Heating and Central AC, Standard Duct Sealing | Residential | Existing | Single Family | FL Zone 2 | Per End Use Consumption | 14.08% | 6617.19 | 5823.1272 | 794.0628 | 12% | 11 | 0.27758 | 0.3067 | 275 | Per Home | 0 | No equipment cost | 0 | No Labor Cost | 275 | https://www.fixr.com/costs/air-leaks-sealing | 0 | included in total equipment cost, per reference
Nonequipment | Duct Repair | Standard Electric Heating and Central AC with Improved Duct Sealing | Standard Electric Heating and Central AC, Standard Duct Sealing | Residential | Existing | Multi-Family | FL Zone 2 | Per End Use Consumption | 65% | 4303 | 3786.64 | 516.36 | 12% | 11 | 0.13446 | 0.26586 | 275 | Per Home | 0 | No equipment cost | 0 | No Labor Cost | 275 | https://www.fixr.com/costs/air-leaks-sealing | 0 | included in total equipment cost, per reference
Nonequipment | Duct Repair | Standard Electric Heating and Central AC with Improved Duct Sealing | Standard Electric Heating and Central AC, Standard Duct Sealing | Residential | Existing | Manufactured Home | FL Zone 2 | Per End Use Consumption | 65% | 6473 | 5696.24 | 776.76 | 12% | 11 | 0.18468 | 0.4253 | 275 | Per Home | 0 | No equipment cost | 0 | No Labor Cost | 275 | https://www.fixr.com/costs/air-leaks-sealing | 0 | included in total equipment cost, per reference
Nonequipment | Duct Repair | Standard Electric Heating and Central AC with Improved Duct Sealing | N/A - Retrofit Only | Residential | New | Single Family | FL Zone 2 | Per End Use Consumption | 0% | 0 | 0 | 0 | 0% | 11 | 0 | 0 | 275 | Per Home | 0 | No equipment cost | 0 | No Labor Cost | 275 | https://www.fixr.com/costs/air-leaks-sealing | 0 | included in total equipment cost, per reference
Nonequipment | Duct Repair | Standard Electric Heating and Central AC with Improved Duct Sealing | N/A - Retrofit Only | Residential | New | Multi-Family | FL Zone 2 | Per End Use Consumption | 0% | 0 | 0 | 0 | 0% | 11 | 0 | 0 | 275 | Per Home | 0 | No equipment cost | 0 | No Labor Cost | 275 | https://www.fixr.com/costs/air-leaks-sealing | 0 | included in total equipment cost, per reference
Nonequipment | Duct Repair | Standard Electric Heating and Central AC with Improved Duct Sealing | N/A - Retrofit Only | Residential | New | Manufactured Home | FL Zone 2 | Per End Use Consumption | 0% | 0 | 0 | 0 | 0% | 11 | 0 | 0 | 275 | Per Home | 0 | No equipment cost | 0 | No Labor Cost | 275 | https://www.fixr.com/costs/air-leaks-sealing | 0 | included in total equipment cost, per reference
Nonequipment | Energy Star Certified Roof Products | Energy Star Certified Roof Products | Standard Black Roof | Residential | Existing | Single Family | FL Zone 2 | Per sqft | 32.4% | 6617.19 | 5790.0413 | 827.1488 | 12.5% | 20 | 0.28915 | 0.31948 | 0 | Per Home | 1173.0384 | rate at $0.74/sq.ft, reference: https://www.lowes.com/pd/GAF-ROYAL-SOVEREIGN-33-33-sq-ft-Autumn-Brown-3-Tab-Roof-Shingles/50405230 | 3741.7407 | rate at $69.60/ per labor hour and $0.0349 hr/sq.ft, reference: https://www.homewyse.com/costs/cost_of_composition_shingle_roofing.html | 1173.0384 | rate at $0.74/sq.ft, reference: https://www.lowes.com/pd/GAF-Royal-Sovereign-33-33-sq-ft-White-Traditional-3-Tab-Roof-Shingles/50405246 Energy Star product reference: https://www.energystar.gov/productfinder/product/certified-roof-products/details/2267793 | 3741.7407 | rate at $69.60/ per labor hour and 0.0349 hr/sq.ft, reference: https://www.homewyse.com/costs/cost_of_composition_shingle_roofing.html
Nonequipment | Energy Star Certified Roof Products | Energy Star Certified Roof Products | Standard Black Roof | Residential | Existing | Multi-Family | FL Zone 2 | Per sqft | 54% | 4303 | 3765.125 | 537.875 | 12.5% | 20 | 0.14006 | 0.27694 | 0 | Per Home | 974.3444 | rate at $0.74/sq.ft, reference: https://www.lowes.com/pd/GAF-ROYAL-SOVEREIGN-33-33-sq-ft-Autumn-Brown-3-Tab-Roof-Shingles/50405230 | 3107.9495 | rate at $69.60/ per labor hour and $0.0349 hr/sq.ft, reference: https://www.homewyse.com/costs/cost_of_composition_shingle_roofing.html | 974.3444 | rate at $0.74/sq.ft, reference: https://www.lowes.com/pd/GAF-Royal-Sovereign-33-33-sq-ft-White-Traditional-3-Tab-Roof-Shingles/50405246 Energy Star product reference: https://www.energystar.gov/productfinder/product/certified-roof-products/details/2267793 | 3107.9495 | rate at $69.60/ per labor hour and 0.0349 hr/sq.ft, reference: https://www.homewyse.com/costs/cost_of_composition_shingle_roofing.html
Nonequipment | Energy Star Certified Roof Products | Energy Star Certified Roof Products | Standard Black Roof | Residential | Existing | Manufactured Home | FL Zone 2 | Per sqft | 54% | 6473 | 5663.875 | 809.125 | 12.5% | 20 | 0.19238 | 0.44302 | 0 | Per Home | 1027.8962 | rate at $0.74/sq.ft, reference: https://www.lowes.com/pd/GAF-ROYAL-SOVEREIGN-33-33-sq-ft-Autumn-Brown-3-Tab-Roof-Shingles/50405230 | 3278.768 | rate at $69.60/ per labor hour and $0.0349 hr/sq.ft, reference: https://www.homewyse.com/costs/cost_of_composition_shingle_roofing.html | 1027.8962 | rate at $0.74/sq.ft, reference: https://www.lowes.com/pd/GAF-Royal-Sovereign-33-33-sq-ft-White-Traditional-3-Tab-Roof-Shingles/50405246 Energy Star product reference: https://www.energystar.gov/productfinder/product/certified-roof-products/details/2267793 | 3278.768 | rate at $69.60/ per labor hour and 0.0349 hr/sq.ft, reference: https://www.homewyse.com/costs/cost_of_composition_shingle_roofing.html
Nonequipment | Energy Star Certified Roof Products | Energy Star Certified Roof Products | Standard Black Roof | Residential | New | Single Family | FL Zone 2 | Per sqft | 32.4% | 6617.19 | 5790.0413 | 827.1488 | 12.5% | 20 | 0.28915 | 0.31948 | 0 | Per Home | 1173.0384 | rate at $0.74/sq.ft, reference: https://www.lowes.com/pd/GAF-ROYAL-SOVEREIGN-33-33-sq-ft-Autumn-Brown-3-Tab-Roof-Shingles/50405230 | 3741.7407 | rate at $69.60/ per labor hour and $0.0349 hr/sq.ft, reference: https://www.homewyse.com/costs/cost_of_composition_shingle_roofing.html | 1173.0384 | rate at $0.74/sq.ft, reference: https://www.lowes.com/pd/GAF-Royal-Sovereign-33-33-sq-ft-White-Traditional-3-Tab-Roof-Shingles/50405246 Energy Star product reference: https://www.energystar.gov/productfinder/product/certified-roof-products/details/2267793 | 3741.7407 | rate at $69.60/ per labor hour and 0.0349 hr/sq.ft, reference: https://www.homewyse.com/costs/cost_of_composition_shingle_roofing.html
Nonequipment | Energy Star Certified Roof Products | Energy Star Certified Roof Products | Standard Black Roof | Residential | New | Multi-Family | FL Zone 2 | Per sqft | 54% | 4303 | 3765.125 | 537.875 | 12.5% | 20 | 0.14006 | 0.27694 | 0 | Per Home | 974.3444 | rate at $0.74/sq.ft, reference: https://www.lowes.com/pd/GAF-ROYAL-SOVEREIGN-33-33-sq-ft-Autumn-Brown-3-Tab-Roof-Shingles/50405230 | 3107.9495 | rate at $69.60/ per labor hour and $0.0349 hr/sq.ft, reference: https://www.homewyse.com/costs/cost_of_composition_shingle_roofing.html | 974.3444 | rate at $0.74/sq.ft, reference: https://www.lowes.com/pd/GAF-Royal-Sovereign-33-33-sq-ft-White-Traditional-3-Tab-Roof-Shingles/50405246 Energy Star product reference: https://www.energystar.gov/productfinder/product/certified-roof-products/details/2267793 | 3107.9495 | rate at $69.60/ per labor hour and 0.0349 hr/sq.ft, reference: https://www.homewyse.com/costs/cost_of_composition_shingle_roofing.html
Nonequipment | Energy Star Certified Roof Products | Energy Star Certified Roof Products | Standard Black Roof | Residential | New | Manufactured Home | FL Zone 2 | Per sqft | 54% | 6473 | 5663.875 | 809.125 | 12.5% | 20 | 0.19238 | 0.44302 | 0 | Per Home | 1027.8962 | rate at $0.74/sq.ft, reference: https://www.lowes.com/pd/GAF-ROYAL-SOVEREIGN-33-33-sq-ft-Autumn-Brown-3-Tab-Roof-Shingles/50405230 | 3278.768 | rate at $69.60/ per labor hour and $0.0349 hr/sq.ft, reference: https://www.homewyse.com/costs/cost_of_composition_shingle_roofing.html | 1027.8962 | rate at $0.74/sq.ft, reference: https://www.lowes.com/pd/GAF-Royal-Sovereign-33-33-sq-ft-White-Traditional-3-Tab-Roof-Shingles/50405246 Energy Star product reference: https://www.energystar.gov/productfinder/product/certified-roof-products/details/2267793 | 3278.768 | rate at $69.60/ per labor hour and 0.0349 hr/sq.ft, reference: https://www.homewyse.com/costs/cost_of_composition_shingle_roofing.html
Nonequipment | Energy Star Door | 21ft2 of Opaque Door meeting Energy Star Version 6.0 Requirements (U-Value: 0.17) | 21ft2 of Opaque Door meeting Energy Star Version 5.0 Requirements (U-Value: 1.1) | Residential | Existing | Single Family | FL Zone 2 | Per 21 S.F. | 14.25% | 6617.19 | 6440.939 | 176.251 | 2.664% | 20 | 0.025278 | 0.10241 | 278.02 | Per Unit | 299.98 | http://www.homedepot.com/b/Doors-Windows-Doors-Patio-Doors/72-x-80/N-5yc1vZarqnZ12l6Z1z0rbko?NCNI-5 | 227.808 | rate at $81.36/per labor hour (same as Storm Door labor rate), assume 2.8 hours work, reference: https://www.homewyse.com/costs/cost_of_sliding_windows.html | 578 | http://www.homedepot.com/p/MasterPiece-71-1-4-in-x-79-1-2-in-Composite-White-Right-Hand-Sliding-Patio-Door-with-Smooth-Interior-G6068R00201/202339614?N=5yc1vZarqnZbwo5oZ1z0tvbf | 227.808 | rate at $81.36/per labor hour (same as Storm Door labor rate), assume 2.8 hours work, reference: https://www.homewyse.com/costs/cost_of_sliding_windows.html
Nonequipment | Energy Star Door | 21ft2 of Opaque Door meeting Energy Star Version 6.0 Requirements (U-Value: 0.17) | 21ft2 of Opaque Door meeting Energy Star Version 5.0 Requirements (U-Value: 1.1) | Residential | Existing | Multi-Family | FL Zone 2 | Per 21 S.F. | 14.25% | 4303 | 4126.749 | 176.251 | 4.096% | 20 | 0.025278 | 0.10241 | 278.02 | Per Unit | 299.98 | http://www.homedepot.com/b/Doors-Windows-Doors-Patio-Doors/72-x-80/N-5yc1vZarqnZ12l6Z1z0rbko?NCNI-5 | 227.808 | rate at $81.36/per labor hour (same as Storm Door labor rate), assume 2.8 hours work, reference: https://www.homewyse.com/costs/cost_of_sliding_windows.html | 578 | http://www.homedepot.com/p/MasterPiece-71-1-4-in-x-79-1-2-in-Composite-White-Right-Hand-Sliding-Patio-Door-with-Smooth-Interior-G6068R00201/202339614?N=5yc1vZarqnZbwo5oZ1z0tvbf | 227.808 | rate at $81.36/per labor hour (same as Storm Door labor rate), assume 2.8 hours work, reference: https://www.homewyse.com/costs/cost_of_sliding_windows.html
Nonequipment | Energy Star Door | 21ft2 of Opaque Door meeting Energy Star Version 6.0 Requirements (U-Value: 0.17) | 21ft2 of Opaque Door meeting Energy Star Version 5.0 Requirements (U-Value: 1.1) | Residential | Existing | Manufactured Home | FL Zone 2 | Per 21 S.F. | 14.25% | 6473 | 6296.749 | 176.251 | 2.723% | 20 | 0.025278 | 0.10241 | 278.02 | Per Unit | 299.98 | http://www.homedepot.com/b/Doors-Windows-Doors-Patio-Doors/72-x-80/N-5yc1vZarqnZ12l6Z1z0rbko?NCNI-5 | 227.808 | rate at $81.36/per labor hour (same as Storm Door labor rate), assume 2.8 hours work, reference: https://www.homewyse.com/costs/cost_of_sliding_windows.html | 578 | http://www.homedepot.com/p/MasterPiece-71-1-4-in-x-79-1-2-in-Composite-White-Right-Hand-Sliding-Patio-Door-with-Smooth-Interior-G6068R00201/202339614?N=5yc1vZarqnZbwo5oZ1z0tvbf | 227.808 | rate at $81.36/per labor hour (same as Storm Door labor rate), assume 2.8 hours work, reference: https://www.homewyse.com/costs/cost_of_sliding_windows.html
Nonequipment | Energy Star Door | 21ft2 of Opaque Door meeting Energy Star Version 6.0 Requirements (U-Value: 0.17) | 21ft2 of Code-Compliant Opaque Door (R-Value per IECC) | Residential | New | Single Family | FL Zone 2 | Per 21 S.F. | 14.25% | 6617.19 | 6492.1087 | 125.0813 | 1.89% | 20 | 0.017939 | 0.07268 | 278.02 | Per Unit | 299.98 | http://www.homedepot.com/b/Doors-Windows-Doors-Patio-Doors/72-x-80/N-5yc1vZarqnZ12l6Z1z0rbko?NCNI-5 | 146.448 | rate at $81.36/per labor hour (same as Storm Door labor rate), assume 1.8 hours work, reference: https://www.homewyse.com/costs/cost_of_sliding_windows.html | 578 | http://www.homedepot.com/p/MasterPiece-71-1-4-in-x-79-1-2-in-Composite-White-Right-Hand-Sliding-Patio-Door-with-Smooth-Interior-G6068R00201/202339614?N=5yc1vZarqnZbwo5oZ1z0tvbf | 146.448 | rate at $81.36/per labor hour (same as Storm Door labor rate), assume 1.8 hours work, reference: https://www.homewyse.com/costs/cost_of_sliding_windows.html
Nonequipment | Energy Star Door | 21ft2 of Opaque Door meeting Energy Star Version 6.0 Requirements (U-Value: 0.17) | 21ft2 of Code-Compliant Opaque Door (R-Value per IECC) | Residential | New | Multi-Family | FL Zone 2 | Per 21 S.F. | 14.25% | 4303 | 4177.9187 | 125.0813 | 2.907% | 20 | 0.017939 | 0.07268 | 278.02 | Per Unit | 299.98 | http://www.homedepot.com/b/Doors-Windows-Doors-Patio-Doors/72-x-80/N-5yc1vZarqnZ12l6Z1z0rbko?NCNI-5 | 146.448 | rate at $81.36/per labor hour (same as Storm Door labor rate), assume 1.8 hours work, reference: https://www.homewyse.com/costs/cost_of_sliding_windows.html | 578 | http://www.homedepot.com/p/MasterPiece-71-1-4-in-x-79-1-2-in-Composite-White-Right-Hand-Sliding-Patio-Door-with-Smooth-Interior-G6068R00201/202339614?N=5yc1vZarqnZbwo5oZ1z0tvbf | 146.448 | rate at $81.36/per labor hour (same as Storm Door labor rate), assume 1.8 hours work, reference: https://www.homewyse.com/costs/cost_of_sliding_windows.html
Nonequipment | Energy Star Door | 21ft2 of Opaque Door meeting Energy Star Version 6.0 Requirements (U-Value: 0.17) | 21ft2 of Code-Compliant Opaque Door (R-Value per IECC) | Residential | New | Manufactured Home | FL Zone 2 | Per 21 S.F. | 14.25% | 6473 | 6347.9187 | 125.0813 | 1.932% | 20 | 0.017939 | 0.07268 | 278.02 | Per Unit | 299.98 | http://www.homedepot.com/b/Doors-Windows-Doors-Patio-Doors/72-x-80/N-5yc1vZarqnZ12l6Z1z0rbko?NCNI-5 | 146.448 | rate at $81.36/per labor hour (same as Storm Door labor rate), assume 1.8 hours work, reference: https://www.homewyse.com/costs/cost_of_sliding_windows.html | 578 | http://www.homedepot.com/p/MasterPiece-71-1-4-in-x-79-1-2-in-Composite-White-Right-Hand-Sliding-Patio-Door-with-Smooth-Interior-G6068R00201/202339614?N=5yc1vZarqnZbwo5oZ1z0tvbf | 146.448 | rate at $81.36/per labor hour (same as Storm Door labor rate), assume 1.8 hours work, reference: https://www.homewyse.com/costs/cost_of_sliding_windows.html
Nonequipment | Energy Star Windows | 100ft2 of Window meeting Energy Star Version 6.0 Requirements (R-Value: 0.27, SHGC: 0.21) | 100ft2 of Window meeting Energy Star Version 5.0 Requirements (R-Value: 0.3, SHGC: 0.3) | Residential | Existing | Single Family | FL Zone 2 | Per Home | 19% | 6617.19 | 6046.5392 | 570.6508 | 8.624% | 20 | 0.071863 | 0.18349 | 360 | Per 100 SF | 0 | No equipment cost | 0 | No Labor Cost | 360 | Incremental cost equivalent to estimated window efficiency (U-factor = 0.27) https://www.energystar.gov/sites/default/files/ESWDS-ReviewOfCost_EffectivenessAnalysis.pdf | 0 | 0
Nonequipment | Energy Star Windows | 100ft2 of Window meeting Energy Star Version 6.0 Requirements (R-Value: 0.27, SHGC: 0.21) | 100ft2 of Window meeting Energy Star Version 5.0 Requirements (R-Value: 0.3, SHGC: 0.3) | Residential | Existing | Multi-Family | FL Zone 2 | Per Home | 19% | 4303 | 3732.3492 | 570.6508 | 13.26% | 20 | 0.071863 | 0.18349 | 360 | Per 100 SF | 0 | No equipment cost | 0 | No Labor Cost | 360 | Incremental cost equivalent to estimated window efficiency (U-factor = 0.27) https://www.energystar.gov/sites/default/files/ESWDS-ReviewOfCost_EffectivenessAnalysis.pdf | 0 | 0
Nonequipment | Energy Star Windows | 100ft2 of Window meeting Energy Star Version 6.0 Requirements (R-Value: 0.27, SHGC: 0.21) | 100ft2 of Window meeting Energy Star Version 5.0 Requirements (R-Value: 0.3, SHGC: 0.3) | Residential | Existing | Manufactured Home | FL Zone 2 | Per Home | 19% | 6473 | 5902.3492 | 570.6508 | 8.816% | 20 | 0.071863 | 0.18349 | 360 | Per 100 SF | 0 | No equipment cost | 0 | No Labor Cost | 360 | Incremental cost equivalent to estimated window efficiency (U-factor = 0.27) https://www.energystar.gov/sites/default/files/ESWDS-ReviewOfCost_EffectivenessAnalysis.pdf | 0 | 0
Nonequipment | Energy Star Windows | 100ft2 of Window meeting Energy Star Version 6.0 Requirements (R-Value: 0.27, SHGC: 0.21) | 100ft2 of Code-Compliant Window (R-Value and SHGC values per IECC) | Residential | New | Single Family | FL Zone 2 | Per Home | 19% | 6617.19 | 6421.9674 | 195.2226 | 2.95% | 20 | 0 | 0.039527 | 360 | Per 100 SF | 0 | No equipment cost | 0 | No Labor Cost | 360 | Incremental cost equivalent to estimated window efficiency (U-factor = 0.27) https://www.energystar.gov/sites/default/files/ESWDS-ReviewOfCost_EffectivenessAnalysis.pdf | 0 | 0
Nonequipment | Energy Star Windows | 100ft2 of Window meeting Energy Star Version 6.0 Requirements (R-Value: 0.27, SHGC: 0.21) | 100ft2 of Code-Compliant Window (R-Value and SHGC values per IECC) | Residential | New | Multi-Family | FL Zone 2 | Per Home | 19% | 4303 | 4107.7774 | 195.2226 | 4.537% | 20 | 0 | 0.039527 | 360 | Per 100 SF | 0 | No equipment cost | 0 | No Labor Cost | 360 | Incremental cost equivalent to estimated window efficiency (U-factor = 0.27) https://www.energystar.gov/sites/default/files/ESWDS-ReviewOfCost_EffectivenessAnalysis.pdf | 0 | 0
Nonequipment | Energy Star Windows | 100ft2 of Window meeting Energy Star Version 6.0 Requirements (R-Value: 0.27, SHGC: 0.21) | 100ft2 of Code-Compliant Window (R-Value and SHGC values per IECC) | Residential | New | Manufactured Home | FL Zone 2 | Per Home | 19% | 6473 | 6277.7774 | 195.2226 | 3.016% | 20 | 0 | 0.039527 | 360 | Per 100 SF | 0 | No equipment cost | 0 | No Labor Cost | 360 | Incremental cost equivalent to estimated window efficiency (U-factor = 0.27) https://www.energystar.gov/sites/default/files/ESWDS-ReviewOfCost_EffectivenessAnalysis.pdf | 0 | 0
Nonequipment | Floor Insulation | Increased Floor Insulation (R-13) | Market Average Existing Floor Insulation | Residential | Existing | Single Family | FL Zone 2 | Per Home | 2.24% | 13883 | 13810 | 73 | 0.5258% | 20 | 0 | 0.04491 | 2201.3816 | Per Home | 0 | No equipment cost | 0 | No Labor Cost | 1151.3143 | rate at $0.73/sq.ft, assume 2208(area)/1.4(nfloors) =1577 sq.ft, reference: https://www.homewyse.com/costs/cost_of_floor_insulation.html | 1050.0673 | rate at $53.92/per labor hour and 0.012 hr/sq.ft, referenrce: https://www.homewyse.com/costs/cost_of_floor_insulation.html
Nonequipment | Floor Insulation | Increased Floor Insulation (R-13) | Market Average Existing Floor Insulation | Residential | Existing | Multi-Family | FL Zone 2 | Per Home | 1.5% | 8350 | 8320 | 30 | 0.3593% | 20 | 0 | 0.018456 | 1828.5027 | Per Home | 0 | No equipment cost | 0 | No Labor Cost | 956.3 | rate at $0.73/sq.ft, assume 1310 sq.ft, reference: https://www.homewyse.com/costs/cost_of_floor_insulation.html | 872.2027 | rate at $53.92/per labor hour and 0.012 hr/sq.ft, referenrce: https://www.homewyse.com/costs/cost_of_floor_insulation.html
Nonequipment | Floor Insulation | Increased Floor Insulation (R-13) | Market Average Existing Floor Insulation | Residential | Existing | Manufactured Home | FL Zone 2 | Per Home | 8% | 10090 | 10031 | 59 | 0.5847% | 20 | 0 | 0.036297 | 1929.0005 | Per Home | 0 | No equipment cost | 0 | No Labor Cost | 1008.86 | rate at $0.73/sq.ft, assume 1382 sq.ft, reference: https://www.homewyse.com/costs/cost_of_floor_insulation.html | 920.1405 | rate at $53.92/per labor hour and 0.012 hr/sq.ft, referenrce: https://www.homewyse.com/costs/cost_of_floor_insulation.html
Nonequipment | Floor Insulation | Increased Floor Insulation (R-13) | Code-Compliant Floor Insulation | Residential | New | Single Family | FL Zone 2 | Per Home | 3.36% | 13883 | 13883 | 0 | 0% | 20 | 0 | 0 | 2201.3816 | Per Home | 0 | No equipment cost | 0 | No Labor Cost | 1151.3143 | rate at $0.73/sq.ft, assume 2208(area)/1.4(nfloors) =1577 sq.ft, reference: https://www.homewyse.com/costs/cost_of_floor_insulation.html | 1050.0673 | rate at $53.92/per labor hour and 0.012 hr/sq.ft, referenrce: https://www.homewyse.com/costs/cost_of_floor_insulation.html
Nonequipment | Floor Insulation | Increased Floor Insulation (R-13) | Code-Compliant Floor Insulation | Residential | New | Multi-Family | FL Zone 2 | Per Home | 1.5% | 8350 | 8350 | 0 | 0% | 20 | 0 | 0 | 1828.5027 | Per Home | 0 | No equipment cost | 0 | No Labor Cost | 956.3 | rate at $0.73/sq.ft, assume 1310 sq.ft, reference: https://www.homewyse.com/costs/cost_of_floor_insulation.html | 872.2027 | rate at $53.92/per labor hour and 0.012 hr/sq.ft, referenrce: https://www.homewyse.com/costs/cost_of_floor_insulation.html
Nonequipment | Floor Insulation | Increased Floor Insulation (R-13) | Code-Compliant Floor Insulation | Residential | New | Manufactured Home | FL Zone 2 | Per Home | 8% | 10090 | 10090 | 0 | 0% | 20 | 0 | 0 | 1929.0005 | Per Home | 0 | No equipment cost | 0 | No Labor Cost | 1008.86 | rate at $0.73/sq.ft, assume 1382 sq.ft, reference: https://www.homewyse.com/costs/cost_of_floor_insulation.html | 920.1405 | rate at $53.92/per labor hour and 0.012 hr/sq.ft, referenrce: https://www.homewyse.com/costs/cost_of_floor_insulation.html
Nonequipment | Green Roof | Vegetated Roof Surface on top of Standard Roof | Standard Black Roof | Residential | Existing | Single Family | FL Zone 2 | Per Home | 0.0675% | 6617.19 | 5647.5222 | 969.6678 | 14.65% | 20 | 0.33897 | 0.37453 | 26072.6495 | Per Home | 1173.0384 | rate at $0.74/sq.ft, reference: https://www.lowes.com/pd/GAF-ROYAL-SOVEREIGN-33-33-sq-ft-Autumn-Brown-3-Tab-Roof-Shingles/50405230 | 3741.7407 | rate at $69.60/ per labor hour and 0.0349 hr/sq.ft, reference: https://www.homewyse.com/costs/cost_of_composition_shingle_roofing.html | 26811.4286 | Reducing Urban Heat Islands: Green Roofs (EPA 2014) (/sqft) | 4176 | rate at $69.60/ per labor hour (same rate as baseline), assume 60 hours work for SF
Nonequipment | Green Roof | Vegetated Roof Surface on top of Standard Roof | Standard Black Roof | Residential | Existing | Multi-Family | FL Zone 2 | Per Home | 0.225% | 4303 | 3672.4483 | 630.5517 | 14.65% | 20 | 0.16419 | 0.32466 | 21656.3583 | Per Home | 974.3444 | rate at $0.74/sq.ft, reference: https://www.lowes.com/pd/GAF-ROYAL-SOVEREIGN-33-33-sq-ft-Autumn-Brown-3-Tab-Roof-Shingles/50405230 | 3107.9495 | rate at $69.60/ per labor hour and $0.0349 hr/sq.ft, reference: https://www.homewyse.com/costs/cost_of_composition_shingle_roofing.html | 22270 | Reducing Urban Heat Islands: Green Roofs (EPA 2014) (/sqft) | 3468.6522 | rate at $69.60/ per labor hour (same rate as baseline), assume 60 hours work for SF
Nonequipment | Green Roof | Vegetated Roof Surface on top of Standard Roof | Standard Black Roof | Residential | Existing | Manufactured Home | FL Zone 2 | Per Home | 0.225% | 6473 | 5524.4615 | 948.5385 | 14.65% | 20 | 0.22553 | 0.51935 | 22846.6314 | Per Home | 1027.8962 | rate at $0.74/sq.ft, reference: https://www.lowes.com/pd/GAF-ROYAL-SOVEREIGN-33-33-sq-ft-Autumn-Brown-3-Tab-Roof-Shingles/50405230 | 3278.768 | rate at $69.60/ per labor hour and $0.0349 hr/sq.ft, reference: https://www.homewyse.com/costs/cost_of_composition_shingle_roofing.html | 23494 | Reducing Urban Heat Islands: Green Roofs (EPA 2014) (/sqft) | 3659.2957 | rate at $69.60/ per labor hour (same rate as baseline), assume 60 hours work for SF
Nonequipment | Green Roof | Vegetated Roof Surface on top of Standard Roof | Standard Black Roof | Residential | New | Single Family | FL Zone 2 | Per Home | 9.72% | 6617.19 | 5647.5222 | 969.6678 | 14.65% | 20 | 0.33897 | 0.37453 | 26072.6495 | Per Home | 1173.0384 | rate at $0.74/sq.ft, reference: https://www.lowes.com/pd/GAF-ROYAL-SOVEREIGN-33-33-sq-ft-Autumn-Brown-3-Tab-Roof-Shingles/50405230 | 3741.7407 | rate at $69.60/ per labor hour and 0.0349 hr/sq.ft, reference: https://www.homewyse.com/costs/cost_of_composition_shingle_roofing.html | 26811.4286 | Reducing Urban Heat Islands: Green Roofs (EPA 2014) (/sqft) | 4176 | rate at $69.60/ per labor hour (same rate as baseline), assume 60 hours work for SF
Nonequipment | Green Roof | Vegetated Roof Surface on top of Standard Roof | Standard Black Roof | Residential | New | Multi-Family | FL Zone 2 | Per Home | 2.7% | 4303 | 3672.4483 | 630.5517 | 14.65% | 20 | 0.16419 | 0.32466 | 21656.3583 | Per Home | 974.3444 | rate at $0.74/sq.ft, reference: https://www.lowes.com/pd/GAF-ROYAL-SOVEREIGN-33-33-sq-ft-Autumn-Brown-3-Tab-Roof-Shingles/50405230 | 3107.9495 | rate at $69.60/ per labor hour and $0.0349 hr/sq.ft, reference: https://www.homewyse.com/costs/cost_of_composition_shingle_roofing.html | 22270 | Reducing Urban Heat Islands: Green Roofs (EPA 2014) (/sqft) | 3468.6522 | rate at $69.60/ per labor hour (same rate as baseline), assume 60 hours work for SF
Nonequipment | Green Roof | Vegetated Roof Surface on top of Standard Roof | Standard Black Roof | Residential | New | Manufactured Home | FL Zone 2 | Per Home | 2.7% | 6473 | 5524.4615 | 948.5385 | 14.65% | 20 | 0.22553 | 0.51935 | 22846.6314 | Per Home | 1027.8962 | rate at $0.74/sq.ft, reference: https://www.lowes.com/pd/GAF-ROYAL-SOVEREIGN-33-33-sq-ft-Autumn-Brown-3-Tab-Roof-Shingles/50405230 | 3278.768 | rate at $69.60/ per labor hour and $0.0349 hr/sq.ft, reference: https://www.homewyse.com/costs/cost_of_composition_shingle_roofing.html | 23494 | Reducing Urban Heat Islands: Green Roofs (EPA 2014) (/sqft) | 3659.2957 | rate at $69.60/ per labor hour (same rate as baseline), assume 60 hours work for SF
Nonequipment | Heat Pump Tune Up | Maintenace for Standard Heating and Cooling System | Standard Heating and Cooling System, No Maintenace Performed | Residential | Existing | Single Family | FL Zone 2 | Per End Use Consumption | 0% | 6617.19 | 6286.3305 | 330.8595 | 5% | 2 | 0.11566 | 0.12779 | 175 | Per Visit | 0 | No equipment cost | 0 | No Labor Cost | 0 | No equipment cost | 175 | Illinois 2015 Statewide TRM, Section 5.3.10
Nonequipment | Heat Pump Tune Up | Maintenace for Standard Heating and Cooling System | Standard Heating and Cooling System, No Maintenace Performed | Residential | Existing | Multi-Family | FL Zone 2 | Per End Use Consumption | 0% | 4303 | 4087.85 | 215.15 | 5% | 2 | 0.056024 | 0.11078 | 175 | Per Visit | 0 | No equipment cost | 0 | No Labor Cost | 0 | No equipment cost | 175 | Illinois 2015 Statewide TRM, Section 5.3.10
Nonequipment | Heat Pump Tune Up | Maintenace for Standard Heating and Cooling System | Standard Heating and Cooling System, No Maintenace Performed | Residential | Existing | Manufactured Home | FL Zone 2 | Per End Use Consumption | 0% | 6473 | 6149.35 | 323.65 | 5% | 2 | 0.076952 | 0.17721 | 175 | Per Visit | 0 | No equipment cost | 0 | No Labor Cost | 0 | No equipment cost | 175 | Illinois 2015 Statewide TRM, Section 5.3.10
Nonequipment | Heat Pump Tune Up | Maintenace for Standard Heating and Cooling System | N/A - Retrofit Only | Residential | New | Single Family | FL Zone 2 | Per End Use Consumption | 0% | 0 | 0 | 0 | 0% | 2 | 0 | 0 | 175 | Per Visit | 0 | No equipment cost | 0 | No Labor Cost | 0 | No equipment cost | 175 | Illinois 2015 Statewide TRM, Section 5.3.10
Nonequipment | Heat Pump Tune Up | Maintenace for Standard Heating and Cooling System | N/A - Retrofit Only | Residential | New | Multi-Family | FL Zone 2 | Per End Use Consumption | 0% | 0 | 0 | 0 | 0% | 2 | 0 | 0 | 175 | Per Visit | 0 | No equipment cost | 0 | No Labor Cost | 0 | No equipment cost | 175 | Illinois 2015 Statewide TRM, Section 5.3.10
Nonequipment | Heat Pump Tune Up | Maintenace for Standard Heating and Cooling System | N/A - Retrofit Only | Residential | New | Manufactured Home | FL Zone 2 | Per End Use Consumption | 0% | 0 | 0 | 0 | 0% | 2 | 0 | 0 | 175 | Per Visit | 0 | No equipment cost | 0 | No Labor Cost | 0 | No equipment cost | 175 | Illinois 2015 Statewide TRM, Section 5.3.10
Nonequipment | Home Energy Management System | Typical HVAC by Building Type Controlled by Energy Management System | Typical HVAC by Building Type, Manually Controlled | Residential | Existing | Single Family | FL Zone 2 | Per End Use Consumption | 0.95% | 6617.19 | 5919.8783 | 697.3117 | 10.54% | 11 | 0.10672 | 0.057972 | 481.26 | Per Unit | 0 | No equipment cost | 0 | No Labor Cost | 376.26 | Average cost for Smart Hub (excluding lighting-only hubs) and hub-connected thermostat: https://neep.org/initiatives/integrated-advanced-efficiency-solutions/home-energy-management-systems#HEMS%20Product%20List | 105 | rate at $70/per labor hour, assume 1.5. hours work, reference: https://www.fixr.com/costs/thermostat-installation
Nonequipment | Home Energy Management System | Typical HVAC by Building Type Controlled by Energy Management System | Typical HVAC by Building Type, Manually Controlled | Residential | Existing | Multi-Family | FL Zone 2 | Per End Use Consumption | 2.908% | 4303 | 3800.572 | 502.428 | 11.68% | 11 | 0.076897 | 0.04177 | 481.26 | Per Unit | 0 | No equipment cost | 0 | No Labor Cost | 376.26 | Average cost for Smart Hub (excluding lighting-only hubs) and hub-connected thermostat: https://neep.org/initiatives/integrated-advanced-efficiency-solutions/home-energy-management-systems#HEMS%20Product%20List | 105 | rate at $70/per labor hour, assume 1.5. hours work, reference: https://www.fixr.com/costs/thermostat-installation
Nonequipment | Home Energy Management System | Typical HVAC by Building Type Controlled by Energy Management System | Typical HVAC by Building Type, Manually Controlled | Residential | Existing | Manufactured Home | FL Zone 2 | Per End Use Consumption | 6.5% | 6473 | 5698.4984 | 774.5016 | 11.97% | 11 | 0.11854 | 0.064389 | 481.26 | Per Unit | 0 | No equipment cost | 0 | No Labor Cost | 376.26 | Average cost for Smart Hub (excluding lighting-only hubs) and hub-connected thermostat: https://neep.org/initiatives/integrated-advanced-efficiency-solutions/home-energy-management-systems#HEMS%20Product%20List | 105 | rate at $70/per labor hour, assume 1.5. hours work, reference: https://www.fixr.com/costs/thermostat-installation
Nonequipment | Home Energy Management System | Typical HVAC by Building Type Controlled by Energy Management System | Typical HVAC by Building Type, Manually Controlled | Residential | New | Single Family | FL Zone 2 | Per End Use Consumption | 0.95% | 6617.19 | 5919.8783 | 697.3117 | 10.54% | 11 | 0.10627 | 0.067088 | 481.26 | Per Unit | 0 | No equipment cost | 0 | No Labor Cost | 376.26 | Average cost for Smart Hub (excluding lighting-only hubs) and hub-connected thermostat: https://neep.org/initiatives/integrated-advanced-efficiency-solutions/home-energy-management-systems#HEMS%20Product%20List | 105 | rate at $70/per labor hour, assume 1.5. hours work, reference: https://www.fixr.com/costs/thermostat-installation
Nonequipment | Home Energy Management System | Typical HVAC by Building Type Controlled by Energy Management System | Typical HVAC by Building Type, Manually Controlled | Residential | New | Multi-Family | FL Zone 2 | Per End Use Consumption | 2.908% | 4303 | 3800.572 | 502.428 | 11.68% | 11 | 0.076568 | 0.048338 | 481.26 | Per Unit | 0 | No equipment cost | 0 | No Labor Cost | 376.26 | Average cost for Smart Hub (excluding lighting-only hubs) and hub-connected thermostat: https://neep.org/initiatives/integrated-advanced-efficiency-solutions/home-energy-management-systems#HEMS%20Product%20List | 105 | rate at $70/per labor hour, assume 1.5. hours work, reference: https://www.fixr.com/costs/thermostat-installation
Nonequipment | Home Energy Management System | Typical HVAC by Building Type Controlled by Energy Management System | Typical HVAC by Building Type, Manually Controlled | Residential | New | Manufactured Home | FL Zone 2 | Per End Use Consumption | 6.5% | 6473 | 5698.4984 | 774.5016 | 11.97% | 11 | 0.11803 | 0.074515 | 481.26 | Per Unit | 0 | No equipment cost | 0 | No Labor Cost | 376.26 | Average cost for Smart Hub (excluding lighting-only hubs) and hub-connected thermostat: https://neep.org/initiatives/integrated-advanced-efficiency-solutions/home-energy-management-systems#HEMS%20Product%20List | 105 | rate at $70/per labor hour, assume 1.5. hours work, reference: https://www.fixr.com/costs/thermostat-installation
Nonequipment | HVAC ECM Motor | Variable Speed Electronically Commutated Motor for an Electric Furnace | Permanent Split Capacitor Motor for Electric Furnace | Residential | Existing | Single Family | FL Zone 2 | Per Unit | 9.945% | 6617.19 | 6569.1722 | 48.0178 | 0.7257% | 15 | 0.0082352 | 0.016593 | 287 | Per Unit | 0 | No equipment cost | 0 | No Labor Cost | 287 | Mid-Atlantic TRM, v7, 2017, retrofit cost | 0 | 0
Nonequipment | HVAC ECM Motor | Variable Speed Electronically Commutated Motor for an Electric Furnace | Permanent Split Capacitor Motor for Electric Furnace | Residential | Existing | Multi-Family | FL Zone 2 | Per Unit | 76.5% | 4303 | 4254.9822 | 48.0178 | 1.116% | 15 | 0.0082352 | 0.016593 | 287 | Per Unit | 0 | No equipment cost | 0 | No Labor Cost | 287 | Mid-Atlantic TRM, v7, 2017, retrofit cost | 0 | 0
Nonequipment | HVAC ECM Motor | Variable Speed Electronically Commutated Motor for an Electric Furnace | Permanent Split Capacitor Motor for Electric Furnace | Residential | Existing | Manufactured Home | FL Zone 2 | Per Unit | 76.5% | 6473 | 6424.9822 | 48.0178 | 0.7418% | 15 | 0.0082352 | 0.016593 | 287 | Per Unit | 0 | No equipment cost | 0 | No Labor Cost | 287 | Mid-Atlantic TRM, v7, 2017, retrofit cost | 0 | 0
Nonequipment | HVAC ECM Motor | Variable Speed Electronically Commutated Motor for an Electric Furnace | Permanent Split Capacitor Motor for Electric Furnace | Residential | New | Single Family | FL Zone 2 | Per Unit | 26.32% | 6617.19 | 6569.1722 | 48.0178 | 0.7257% | 15 | 0.0082352 | 0.016593 | 287 | Per Unit | 0 | No equipment cost | 0 | No Labor Cost | 287 | Mid-Atlantic TRM, v7, 2017, retrofit cost | 0 | 0
Nonequipment | HVAC ECM Motor | Variable Speed Electronically Commutated Motor for an Electric Furnace | Permanent Split Capacitor Motor for Electric Furnace | Residential | New | Multi-Family | FL Zone 2 | Per Unit | 40.5% | 4303 | 4254.9822 | 48.0178 | 1.116% | 15 | 0.0082352 | 0.016593 | 287 | Per Unit | 0 | No equipment cost | 0 | No Labor Cost | 287 | Mid-Atlantic TRM, v7, 2017, retrofit cost | 0 | 0
Nonequipment | HVAC ECM Motor | Variable Speed Electronically Commutated Motor for an Electric Furnace | Permanent Split Capacitor Motor for Electric Furnace | Residential | New | Manufactured Home | FL Zone 2 | Per Unit | 40.5% | 6473 | 6424.9822 | 48.0178 | 0.7418% | 15 | 0.0082352 | 0.016593 | 287 | Per Unit | 0 | No equipment cost | 0 | No Labor Cost | 287 | Mid-Atlantic TRM, v7, 2017, retrofit cost | 0 | 0
Nonequipment | Programmable Thermostat | Standard Heating and Cooling System with Programmable Thermostat | Standard Heating and Cooling System with Manual Thermostat | Residential | Existing | Single Family | FL Zone 2 | Per End Use Consumption | 2% | 6617.19 | 6503.3743 | 113.8157 | 1.72% | 11 | 0.078623 | 0 | 174.99 | Per Unit | 0 | No equipment cost | 0 | No Labor Cost | 69.99 | https://www.honeywellstore.com/store/products/honeywell-programmable-thermostat-rth6360d.htm | 105 | rate at $70/per labor hour, assume 1.5. hours work, reference: https://www.fixr.com/costs/thermostat-installation
Nonequipment | Programmable Thermostat | Standard Heating and Cooling System with Programmable Thermostat | Standard Heating and Cooling System with Manual Thermostat | Residential | Existing | Multi-Family | FL Zone 2 | Per End Use Consumption | 2% | 4303 | 4228.9884 | 74.0116 | 1.72% | 11 | 0.051127 | 0 | 174.99 | Per Unit | 0 | No equipment cost | 0 | No Labor Cost | 69.99 | https://www.honeywellstore.com/store/products/honeywell-programmable-thermostat-rth6360d.htm | 105 | rate at $70/per labor hour, assume 1.5. hours work, reference: https://www.fixr.com/costs/thermostat-installation
Nonequipment | Programmable Thermostat | Standard Heating and Cooling System with Programmable Thermostat | Standard Heating and Cooling System with Manual Thermostat | Residential | Existing | Manufactured Home | FL Zone 2 | Per End Use Consumption | 2% | 6473 | 6361.6644 | 111.3356 | 1.72% | 11 | 0.07691 | 0 | 174.99 | Per Unit | 0 | No equipment cost | 0 | No Labor Cost | 69.99 | https://www.honeywellstore.com/store/products/honeywell-programmable-thermostat-rth6360d.htm | 105 | rate at $70/per labor hour, assume 1.5. hours work, reference: https://www.fixr.com/costs/thermostat-installation
Nonequipment | Programmable Thermostat | Standard Heating and Cooling System with Programmable Thermostat | Standard Heating and Cooling System with Manual Thermostat | Residential | New | Single Family | FL Zone 2 | Per End Use Consumption | 2% | 6617.19 | 6503.3743 | 113.8157 | 1.72% | 11 | 0.1026 | 0 | 33 | Per Unit | 36.99 | https://www.honeywellstore.com/store/products/honeywell-electric-baseboard-heating-digital-non-programmable-thermostat.htm?gclid=EAIaIQobChMIyOb-jaHi2wIVA9RkCh0q8wEmEAYYBCABEgIBU_D_BwE | 105 | rate at $70/per labor hour, assume 1.5. hours work, reference: https://www.fixr.com/costs/thermostat-installation | 69.99 | https://www.honeywellstore.com/store/products/honeywell-programmable-thermostat-rth6360d.htm | 105 | rate at $70/per labor hour, assume 1.5. hours work, reference: https://www.fixr.com/costs/thermostat-installation
Nonequipment | Programmable Thermostat | Standard Heating and Cooling System with Programmable Thermostat | Standard Heating and Cooling System with Manual Thermostat | Residential | New | Multi-Family | FL Zone 2 | Per End Use Consumption | 2% | 4303 | 4228.9884 | 74.0116 | 1.72% | 11 | 0.066717 | 0 | 33 | Per Unit | 36.99 | https://www.honeywellstore.com/store/products/honeywell-electric-baseboard-heating-digital-non-programmable-thermostat.htm?gclid=EAIaIQobChMIyOb-jaHi2wIVA9RkCh0q8wEmEAYYBCABEgIBU_D_BwE | 105 | rate at $70/per labor hour, assume 1.5. hours work, reference: https://www.fixr.com/costs/thermostat-installation | 69.99 | https://www.honeywellstore.com/store/products/honeywell-programmable-thermostat-rth6360d.htm | 105 | rate at $70/per labor hour, assume 1.5. hours work, reference: https://www.fixr.com/costs/thermostat-installation
Nonequipment | Programmable Thermostat | Standard Heating and Cooling System with Programmable Thermostat | Standard Heating and Cooling System with Manual Thermostat | Residential | New | Manufactured Home | FL Zone 2 | Per End Use Consumption | 2% | 6473 | 6361.6644 | 111.3356 | 1.72% | 11 | 0.10036 | 0 | 33 | Per Unit | 36.99 | https://www.honeywellstore.com/store/products/honeywell-electric-baseboard-heating-digital-non-programmable-thermostat.htm?gclid=EAIaIQobChMIyOb-jaHi2wIVA9RkCh0q8wEmEAYYBCABEgIBU_D_BwE | 105 | rate at $70/per labor hour, assume 1.5. hours work, reference: https://www.fixr.com/costs/thermostat-installation | 69.99 | https://www.honeywellstore.com/store/products/honeywell-programmable-thermostat-rth6360d.htm | 105 | rate at $70/per labor hour, assume 1.5. hours work, reference: https://www.fixr.com/costs/thermostat-installation
Nonequipment | Radiant Barrier | Radiant Barrier | Market Average Existing Ceiling Insulation | Residential | Existing | Single Family | FL Zone 2 | Per Square Footage | 1.853% | 6617.19 | 5955.471 | 661.719 | 10% | 20 | 0.22755 | 0.31839 | 1413.5714 | Per Home | 0 | No equipment cost | 0 | No Labor Cost | 788.5714 | assume 2208(area)/1.4(nfloors) =1577 sq.ft, reference: https://www.homeadvisor.com/cost/insulation/#reflect | 625 | https://www.homeadvisor.com/cost/insulation/#reflect
Nonequipment | Radiant Barrier | Radiant Barrier | Market Average Existing Ceiling Insulation | Residential | Existing | Multi-Family | FL Zone 2 | Per Square Footage | 0.95% | 4303 | 3872.7 | 430.3 | 10% | 20 | 0.14797 | 0.20704 | 1155 | Per Home | 0 | No equipment cost | 0 | No Labor Cost | 655 | assume 1310 sq.ft, reference: https://www.homeadvisor.com/cost/insulation/#reflect | 500 | https://www.homeadvisor.com/cost/insulation/#reflect (assumed low end of range)
Nonequipment | Radiant Barrier | Radiant Barrier | Market Average Existing Ceiling Insulation | Residential | Existing | Manufactured Home | FL Zone 2 | Per Square Footage | 0.95% | 6473 | 5825.7 | 647.3 | 10% | 20 | 0.22259 | 0.31145 | 1191 | Per Home | 0 | No equipment cost | 0 | No Labor Cost | 691 | assume 1382 sq.ft, reference: https://www.homeadvisor.com/cost/insulation/#reflect | 500 | https://www.homeadvisor.com/cost/insulation/#reflect (assumed low end of range)
Nonequipment | Radiant Barrier | Radiant Barrier | Code-Compliant Ceiling Insulation | Residential | New | Single Family | FL Zone 2 | Per Square Footage | 6.056% | 6617.19 | 5955.471 | 661.719 | 10% | 20 | 0.22755 | 0.31839 | 1413.5714 | Per Home | 0 | No equipment cost | 0 | No Labor Cost | 788.5714 | assume 2208(area)/1.4(nfloors) =1577 sq.ft, reference: https://www.homeadvisor.com/cost/insulation/#reflect | 625 | https://www.homeadvisor.com/cost/insulation/#reflect
Nonequipment | Radiant Barrier | Radiant Barrier | Code-Compliant Ceiling Insulation | Residential | New | Multi-Family | FL Zone 2 | Per Square Footage | 0.95% | 4303 | 3872.7 | 430.3 | 10% | 20 | 0.14797 | 0.20704 | 1155 | Per Home | 0 | No equipment cost | 0 | No Labor Cost | 655 | assume 1310 sq.ft, reference: https://www.homeadvisor.com/cost/insulation/#reflect | 500 | https://www.homeadvisor.com/cost/insulation/#reflect (assumed low end of range)
Nonequipment | Radiant Barrier | Radiant Barrier | Code-Compliant Ceiling Insulation | Residential | New | Manufactured Home | FL Zone 2 | Per Square Footage | 0.95% | 6473 | 5825.7 | 647.3 | 10% | 20 | 0.22259 | 0.31145 | 1191 | Per Home | 0 | No equipment cost | 0 | No Labor Cost | 691 | assume 1382 sq.ft, reference: https://www.homeadvisor.com/cost/insulation/#reflect | 500 | https://www.homeadvisor.com/cost/insulation/#reflect (assumed low end of range)
Nonequipment | Sealed crawlspace | Increased Basement or Crawlspace Wall Insulation (R-15) | Market Average Existing Exterior Below-Grade Wall Insulation | Residential | Existing | Single Family | FL Zone 2 | Per Home | 5.88% | 13883 | 13720.94 | 162.06 | 1.167% | 11 | 0.016469 | 0.10118 | 5500 | Per Home | 0 | No equipment cost | 0 | No Labor Cost | 5500 | https://www.homeadvisor.com/cost/foundations/install-crawl-space-encapsulation/ | 0 | included in total incremental equipment cost, per reference
Nonequipment | Sealed crawlspace | Increased Basement or Crawlspace Wall Insulation (R-15) | Market Average Existing Exterior Below-Grade Wall Insulation | Residential | Existing | Multi-Family | FL Zone 2 | Per Home | 5.88% | 8350 | 8283.4 | 66.6 | 0.7976% | 11 | 0.0067683 | 0.041583 | 4568.3877 | Per Home | 0 | No equipment cost | 0 | No Labor Cost | 4568.3877 | https://www.homeadvisor.com/cost/foundations/install-crawl-space-encapsulation/ | 0 | included in total incremental equipment cost, per reference
Nonequipment | Sealed crawlspace | Increased Basement or Crawlspace Wall Insulation (R-15) | Market Average Existing Exterior Below-Grade Wall Insulation | Residential | Existing | Manufactured Home | FL Zone 2 | Per Home | 5.88% | 10090 | 9959.02 | 130.98 | 1.298% | 11 | 0.013311 | 0.081779 | 4819.4746 | Per Home | 0 | No equipment cost | 0 | No Labor Cost | 4819.4746 | https://www.homeadvisor.com/cost/foundations/install-crawl-space-encapsulation/ | 0 | included in total incremental equipment cost, per reference
Nonequipment | Sealed crawlspace | Increased Basement or Crawlspace Wall Insulation (R-15) | Code-Compliant Exterior Below-Grade Wall Insulation | Residential | New | Single Family | FL Zone 2 | Per Home | 5.88% | 13883 | 13883 | 0 | 0% | 11 | 0 | 0 | 5500 | Per Home | 0 | No equipment cost | 0 | No Labor Cost | 5500 | https://www.homeadvisor.com/cost/foundations/install-crawl-space-encapsulation/ | 0 | included in total incremental equipment cost, per reference
Nonequipment | Sealed crawlspace | Increased Basement or Crawlspace Wall Insulation (R-15) | Code-Compliant Exterior Below-Grade Wall Insulation | Residential | New | Multi-Family | FL Zone 2 | Per Home | 5.88% | 8350 | 8350 | 0 | 0% | 11 | 0 | 0 | 4568.3877 | Per Home | 0 | No equipment cost | 0 | No Labor Cost | 4568.3877 | https://www.homeadvisor.com/cost/foundations/install-crawl-space-encapsulation/ | 0 | included in total incremental equipment cost, per reference
Nonequipment | Sealed crawlspace | Increased Basement or Crawlspace Wall Insulation (R-15) | Code-Compliant Exterior Below-Grade Wall Insulation | Residential | New | Manufactured Home | FL Zone 2 | Per Home | 5.88% | 10090 | 10090 | 0 | 0% | 11 | 0 | 0 | 4819.4746 | Per Home | 0 | No equipment cost | 0 | No Labor Cost | 4819.4746 | https://www.homeadvisor.com/cost/foundations/install-crawl-space-encapsulation/ | 0 | included in total incremental equipment cost, per reference
Nonequipment | Smart Thermostat | Standard Heating and Cooling System with Smart Thermostat | Standard Heating and Cooling System with Manual Thermostat | Residential | Existing | Single Family | FL Zone 2 | Per End Use Consumption | 22.5% | 6617.19 | 6352.5024 | 264.6876 | 4% | 11 | 0.18285 | 0 | 274 | Per Unit | 0 | No equipment cost | 0 | No Labor Cost | 169 | https://www.homedepot.com/p/ecobee-3-lite-7-Day-Programmable-Smart-Thermostat-with-Touchscreen-EB-STATE3LT-02/301500584 | 105 | rate at $70/per labor hour, assume 1.5. hours work, reference: https://www.fixr.com/costs/thermostat-installation
Nonequipment | Smart Thermostat | Standard Heating and Cooling System with Smart Thermostat | Standard Heating and Cooling System with Manual Thermostat | Residential | Existing | Multi-Family | FL Zone 2 | Per End Use Consumption | 90% | 4303 | 4130.88 | 172.12 | 4% | 11 | 0.1189 | 0 | 274 | Per Unit | 0 | No equipment cost | 0 | No Labor Cost | 169 | https://www.homedepot.com/p/ecobee-3-lite-7-Day-Programmable-Smart-Thermostat-with-Touchscreen-EB-STATE3LT-02/301500584 | 105 | rate at $70/per labor hour, assume 1.5. hours work, reference: https://www.fixr.com/costs/thermostat-installation
Nonequipment | Smart Thermostat | Standard Heating and Cooling System with Smart Thermostat | Standard Heating and Cooling System with Manual Thermostat | Residential | Existing | Manufactured Home | FL Zone 2 | Per End Use Consumption | 90% | 6473 | 6214.08 | 258.92 | 4% | 11 | 0.17886 | 0 | 274 | Per Unit | 0 | No equipment cost | 0 | No Labor Cost | 169 | https://www.homedepot.com/p/ecobee-3-lite-7-Day-Programmable-Smart-Thermostat-with-Touchscreen-EB-STATE3LT-02/301500584 | 105 | rate at $70/per labor hour, assume 1.5. hours work, reference: https://www.fixr.com/costs/thermostat-installation
Nonequipment | Smart Thermostat | Standard Heating and Cooling System with Smart Thermostat | Standard Heating and Cooling System with Manual Thermostat | Residential | New | Single Family | FL Zone 2 | Per End Use Consumption | 22.5% | 6617.19 | 6352.5024 | 264.6876 | 4% | 11 | 0.2386 | 0 | 132.01 | Per Unit | 36.99 | https://www.honeywellstore.com/store/products/honeywell-electric-baseboard-heating-digital-non-programmable-thermostat.htm?gclid=EAIaIQobChMIyOb-jaHi2wIVA9RkCh0q8wEmEAYYBCABEgIBU_D_BwE | 105 | rate at $70/per labor hour, assume 1.5. hours work, reference: https://www.fixr.com/costs/thermostat-installation | 169 | https://www.homedepot.com/p/ecobee-3-lite-7-Day-Programmable-Smart-Thermostat-with-Touchscreen-EB-STATE3LT-02/301500584 | 105 | rate at $70/per labor hour, assume 1.5. hours work, reference: https://www.fixr.com/costs/thermostat-installation
Nonequipment | Smart Thermostat | Standard Heating and Cooling System with Smart Thermostat | Standard Heating and Cooling System with Manual Thermostat | Residential | New | Multi-Family | FL Zone 2 | Per End Use Consumption | 90% | 4303 | 4130.88 | 172.12 | 4% | 11 | 0.15516 | 0 | 132.01 | Per Unit | 36.99 | https://www.honeywellstore.com/store/products/honeywell-electric-baseboard-heating-digital-non-programmable-thermostat.htm?gclid=EAIaIQobChMIyOb-jaHi2wIVA9RkCh0q8wEmEAYYBCABEgIBU_D_BwE | 105 | rate at $70/per labor hour, assume 1.5. hours work, reference: https://www.fixr.com/costs/thermostat-installation | 169 | https://www.homedepot.com/p/ecobee-3-lite-7-Day-Programmable-Smart-Thermostat-with-Touchscreen-EB-STATE3LT-02/301500584 | 105 | rate at $70/per labor hour, assume 1.5. hours work, reference: https://www.fixr.com/costs/thermostat-installation
Nonequipment | Smart Thermostat | Standard Heating and Cooling System with Smart Thermostat | Standard Heating and Cooling System with Manual Thermostat | Residential | New | Manufactured Home | FL Zone 2 | Per End Use Consumption | 90% | 6473 | 6214.08 | 258.92 | 4% | 11 | 0.2334 | 0 | 132.01 | Per Unit | 36.99 | https://www.honeywellstore.com/store/products/honeywell-electric-baseboard-heating-digital-non-programmable-thermostat.htm?gclid=EAIaIQobChMIyOb-jaHi2wIVA9RkCh0q8wEmEAYYBCABEgIBU_D_BwE | 105 | rate at $70/per labor hour, assume 1.5. hours work, reference: https://www.fixr.com/costs/thermostat-installation | 169 | https://www.homedepot.com/p/ecobee-3-lite-7-Day-Programmable-Smart-Thermostat-with-Touchscreen-EB-STATE3LT-02/301500584 | 105 | rate at $70/per labor hour, assume 1.5. hours work, reference: https://www.fixr.com/costs/thermostat-installation
Nonequipment | Spray Foam Insulation(Base R12) | Increased Ceiling Insulation (R-38) | Market Average Existing Ceiling Insulation | Residential | Existing | Single Family | FL Zone 2 | Per Home | 14.21% | 7965 | 6715 | 1250 | 15.69% | 20 | 0.31324 | 0.57605 | 5204.5714 | Per Home | 0 | No equipment cost | 0 | No Labor Cost | 5204.5714 | Cost for 10.5 inches open cell, installed along roofline: https://www.finehomebuilding.com/2012/01/24/buyers-guide-to-insulation-spray-foam | 0 | reference source did not distinguish material and labor costs
Nonequipment | Spray Foam Insulation(Base R12) | Increased Ceiling Insulation (R-38) | Market Average Existing Ceiling Insulation | Residential | Existing | Multi-Family | FL Zone 2 | Per Home | 7.105% | 3458 | 2624 | 834 | 24.12% | 20 | 0.209 | 0.38434 | 4323 | Per Home | 0 | No equipment cost | 0 | No Labor Cost | 4323 | Cost for 10.5 inches open cell, installed along roofline: https://www.finehomebuilding.com/2012/01/24/buyers-guide-to-insulation-spray-foam | 0 | reference source did not distinguish material and labor costs
Nonequipment | Spray Foam Insulation(Base R12) | Increased Ceiling Insulation (R-38) | Market Average Existing Ceiling Insulation | Residential | Existing | Manufactured Home | FL Zone 2 | Per Home | 14.21% | 4718.05 | 3682.5 | 1035.55 | 21.95% | 20 | 0.2595 | 0.47723 | 4560.6 | Per Home | 0 | No equipment cost | 0 | No Labor Cost | 4560.6 | Cost for 10.5 inches open cell, installed along roofline: https://www.finehomebuilding.com/2012/01/24/buyers-guide-to-insulation-spray-foam | 0 | reference source did not distinguish material and labor costs
Nonequipment | Spray Foam Insulation(Base R12) | Increased Ceiling Insulation (R-38) | Code-Compliant Ceiling Insulation | Residential | New | Single Family | FL Zone 2 | Per Home | 0% | 7965 | 6715 | 1250 | 15.69% | 20 | 0.31324 | 0.57605 | 5204.5714 | Per Home | 0 | No equipment cost | 0 | No Labor Cost | 5204.5714 | Cost for 10.5 inches open cell, installed along roofline: https://www.finehomebuilding.com/2012/01/24/buyers-guide-to-insulation-spray-foam | 0 | reference source did not distinguish material and labor costs
Nonequipment | Spray Foam Insulation(Base R12) | Increased Ceiling Insulation (R-38) | Code-Compliant Ceiling Insulation | Residential | New | Multi-Family | FL Zone 2 | Per Home | 0% | 3458 | 2624 | 834 | 24.12% | 20 | 0.209 | 0.38434 | 4323 | Per Home | 0 | No equipment cost | 0 | No Labor Cost | 4323 | Cost for 10.5 inches open cell, installed along roofline: https://www.finehomebuilding.com/2012/01/24/buyers-guide-to-insulation-spray-foam | 0 | reference source did not distinguish material and labor costs
Nonequipment | Spray Foam Insulation(Base R12) | Increased Ceiling Insulation (R-38) | Code-Compliant Ceiling Insulation | Residential | New | Manufactured Home | FL Zone 2 | Per Home | 0% | 4718.05 | 3682.5 | 1035.55 | 21.95% | 20 | 0.2595 | 0.47723 | 4560.6 | Per Home | 0 | No equipment cost | 0 | No Labor Cost | 4560.6 | Cost for 10.5 inches open cell, installed along roofline: https://www.finehomebuilding.com/2012/01/24/buyers-guide-to-insulation-spray-foam | 0 | reference source did not distinguish material and labor costs
Nonequipment | Spray Foam Insulation(Base R19) | Increased Ceiling Insulation (R-38) | Market Average Existing Ceiling Insulation | Residential | Existing | Single Family | FL Zone 2 | Per Home | 5.725% | 7600 | 6720 | 880 | 11.58% | 20 | 0.3025 | 0.4306 | 5204.5714 | Per Home | 0 | No equipment cost | 0 | No Labor Cost | 5204.5714 | Cost for 10.5 inches open cell, installed along roofline: https://www.finehomebuilding.com/2012/01/24/buyers-guide-to-insulation-spray-foam | 0 | reference source did not distinguish material and labor costs
Nonequipment | Spray Foam Insulation(Base R19) | Increased Ceiling Insulation (R-38) | Market Average Existing Ceiling Insulation | Residential | Existing | Multi-Family | FL Zone 2 | Per Home | 2.862% | 3235 | 2632 | 603 | 18.64% | 20 | 0.20728 | 0.29506 | 4323 | Per Home | 0 | No equipment cost | 0 | No Labor Cost | 4323 | Cost for 10.5 inches open cell, installed along roofline: https://www.finehomebuilding.com/2012/01/24/buyers-guide-to-insulation-spray-foam | 0 | reference source did not distinguish material and labor costs
Nonequipment | Spray Foam Insulation(Base R19) | Increased Ceiling Insulation (R-38) | Market Average Existing Ceiling Insulation | Residential | Existing | Manufactured Home | FL Zone 2 | Per Home | 5.725% | 4478.91 | 3682.5 | 796.41 | 17.78% | 20 | 0.27376 | 0.3897 | 4560.6 | Per Home | 0 | No equipment cost | 0 | No Labor Cost | 4560.6 | Cost for 10.5 inches open cell, installed along roofline: https://www.finehomebuilding.com/2012/01/24/buyers-guide-to-insulation-spray-foam | 0 | reference source did not distinguish material and labor costs
Nonequipment | Spray Foam Insulation(Base R19) | Increased Ceiling Insulation (R-38) | Code-Compliant Ceiling Insulation | Residential | New | Single Family | FL Zone 2 | Per Home | 0% | 7600 | 6720 | 880 | 11.58% | 20 | 0.3025 | 0.4306 | 5204.5714 | Per Home | 0 | No equipment cost | 0 | No Labor Cost | 5204.5714 | Cost for 10.5 inches open cell, installed along roofline: https://www.finehomebuilding.com/2012/01/24/buyers-guide-to-insulation-spray-foam | 0 | reference source did not distinguish material and labor costs
Nonequipment | Spray Foam Insulation(Base R19) | Increased Ceiling Insulation (R-38) | Code-Compliant Ceiling Insulation | Residential | New | Multi-Family | FL Zone 2 | Per Home | 0% | 3235 | 2632 | 603 | 18.64% | 20 | 0.20728 | 0.29506 | 4323 | Per Home | 0 | No equipment cost | 0 | No Labor Cost | 4323 | Cost for 10.5 inches open cell, installed along roofline: https://www.finehomebuilding.com/2012/01/24/buyers-guide-to-insulation-spray-foam | 0 | reference source did not distinguish material and labor costs
Nonequipment | Spray Foam Insulation(Base R19) | Increased Ceiling Insulation (R-38) | Code-Compliant Ceiling Insulation | Residential | New | Manufactured Home | FL Zone 2 | Per Home | 0% | 4478.91 | 3682.5 | 796.41 | 17.78% | 20 | 0.27376 | 0.3897 | 4560.6 | Per Home | 0 | No equipment cost | 0 | No Labor Cost | 4560.6 | Cost for 10.5 inches open cell, installed along roofline: https://www.finehomebuilding.com/2012/01/24/buyers-guide-to-insulation-spray-foam | 0 | reference source did not distinguish material and labor costs
Nonequipment | Spray Foam Insulation(Base R2) | Increased Ceiling Insulation (R-38) | Market Average Existing Ceiling Insulation | Residential | Existing | Single Family | FL Zone 2 | Per Home | 14.63% | 10211 | 6726 | 3485 | 34.13% | 20 | 1.1778 | 1.6459 | 5204.5714 | Per Home | 0 | No equipment cost | 0 | No Labor Cost | 5204.5714 | Cost for 10.5 inches open cell, installed along roofline: https://www.finehomebuilding.com/2012/01/24/buyers-guide-to-insulation-spray-foam | 0 | reference source did not distinguish material and labor costs
Nonequipment | Spray Foam Insulation(Base R2) | Increased Ceiling Insulation (R-38) | Market Average Existing Ceiling Insulation | Residential | Existing | Multi-Family | FL Zone 2 | Per Home | 7.313% | 4781 | 2625 | 2156 | 45.1% | 20 | 0.72865 | 1.0182 | 4323 | Per Home | 0 | No equipment cost | 0 | No Labor Cost | 4323 | Cost for 10.5 inches open cell, installed along roofline: https://www.finehomebuilding.com/2012/01/24/buyers-guide-to-insulation-spray-foam | 0 | reference source did not distinguish material and labor costs
Nonequipment | Spray Foam Insulation(Base R2) | Increased Ceiling Insulation (R-38) | Market Average Existing Ceiling Insulation | Residential | Existing | Manufactured Home | FL Zone 2 | Per Home | 14.63% | 6136.97 | 3692.86 | 2444.11 | 39.83% | 20 | 0.82602 | 1.1543 | 4560.6 | Per Home | 0 | No equipment cost | 0 | No Labor Cost | 4560.6 | Cost for 10.5 inches open cell, installed along roofline: https://www.finehomebuilding.com/2012/01/24/buyers-guide-to-insulation-spray-foam | 0 | reference source did not distinguish material and labor costs
Nonequipment | Spray Foam Insulation(Base R2) | Increased Ceiling Insulation (R-38) | Code-Compliant Ceiling Insulation | Residential | New | Single Family | FL Zone 2 | Per Home | 0% | 10211 | 6726 | 3485 | 34.13% | 20 | 1.1778 | 1.6459 | 5204.5714 | Per Home | 0 | No equipment cost | 0 | No Labor Cost | 5204.5714 | Cost for 10.5 inches open cell, installed along roofline: https://www.finehomebuilding.com/2012/01/24/buyers-guide-to-insulation-spray-foam | 0 | reference source did not distinguish material and labor costs
Nonequipment | Spray Foam Insulation(Base R2) | Increased Ceiling Insulation (R-38) | Code-Compliant Ceiling Insulation | Residential | New | Multi-Family | FL Zone 2 | Per Home | 0% | 4781 | 2625 | 2156 | 45.1% | 20 | 0.72865 | 1.0182 | 4323 | Per Home | 0 | No equipment cost | 0 | No Labor Cost | 4323 | Cost for 10.5 inches open cell, installed along roofline: https://www.finehomebuilding.com/2012/01/24/buyers-guide-to-insulation-spray-foam | 0 | reference source did not distinguish material and labor costs
Nonequipment | Spray Foam Insulation(Base R2) | Increased Ceiling Insulation (R-38) | Code-Compliant Ceiling Insulation | Residential | New | Manufactured Home | FL Zone 2 | Per Home | 0% | 6136.97 | 3692.86 | 2444.11 | 39.83% | 20 | 0.82602 | 1.1543 | 4560.6 | Per Home | 0 | No equipment cost | 0 | No Labor Cost | 4560.6 | Cost for 10.5 inches open cell, installed along roofline: https://www.finehomebuilding.com/2012/01/24/buyers-guide-to-insulation-spray-foam | 0 | reference source did not distinguish material and labor costs
Nonequipment | Spray Foam Insulation(Base R30) | Increased Ceiling Insulation (R-38) | Market Average Existing Ceiling Insulation | Residential | Existing | Single Family | FL Zone 2 | Per Home | 35.13% | 7344 | 6726 | 618 | 8.415% | 20 | 0.21168 | 0.30941 | 5204.5714 | Per Home | 0 | No equipment cost | 0 | No Labor Cost | 5204.5714 | Cost for 10.5 inches open cell, installed along roofline: https://www.finehomebuilding.com/2012/01/24/buyers-guide-to-insulation-spray-foam | 0 | reference source did not distinguish material and labor costs
Nonequipment | Spray Foam Insulation(Base R30) | Increased Ceiling Insulation (R-38) | Market Average Existing Ceiling Insulation | Residential | Existing | Multi-Family | FL Zone 2 | Per Home | 17.57% | 3060 | 2631 | 429 | 14.02% | 20 | 0.14694 | 0.21479 | 4323 | Per Home | 0 | No equipment cost | 0 | No Labor Cost | 4323 | Cost for 10.5 inches open cell, installed along roofline: https://www.finehomebuilding.com/2012/01/24/buyers-guide-to-insulation-spray-foam | 0 | reference source did not distinguish material and labor costs
Nonequipment | Spray Foam Insulation(Base R30) | Increased Ceiling Insulation (R-38) | Market Average Existing Ceiling Insulation | Residential | Existing | Manufactured Home | FL Zone 2 | Per Home | 35.13% | 4320.44 | 3685.02 | 635.42 | 14.71% | 20 | 0.21764 | 0.31813 | 4560.6 | Per Home | 0 | No equipment cost | 0 | No Labor Cost | 4560.6 | Cost for 10.5 inches open cell, installed along roofline: https://www.finehomebuilding.com/2012/01/24/buyers-guide-to-insulation-spray-foam | 0 | reference source did not distinguish material and labor costs
Nonequipment | Spray Foam Insulation(Base R30) | Increased Ceiling Insulation (R-38) | Code-Compliant Ceiling Insulation | Residential | New | Single Family | FL Zone 2 | Per Home | 72% | 7344 | 6726 | 618 | 8.415% | 20 | 0.21168 | 0.30941 | 4293.7327 | Per Home | 516.2376 | https://www.homedepot.com/p/GreenFiber-All-Borate-Cellulose-Blown-In-Insulation-30-lbs-36-Bags-INS765LD/300584221 | 394.6011 | rate at $50.04/per labor hour and 0.01 hr/sq.ft, reference: https://www.homewyse.com/costs/cost_of_ceiling_insulation.html | 5204.5714 | Cost for 10.5 inches open cell, installed along roofline: https://www.finehomebuilding.com/2012/01/24/buyers-guide-to-insulation-spray-foam | 0 | reference source did not distinguish material and labor costs
Nonequipment | Spray Foam Insulation(Base R30) | Increased Ceiling Insulation (R-38) | Code-Compliant Ceiling Insulation | Residential | New | Multi-Family | FL Zone 2 | Per Home | 36% | 3060 | 2631 | 429 | 14.02% | 20 | 0.14694 | 0.21479 | 3566.4428 | Per Home | 428.7952 | https://www.homedepot.com/p/GreenFiber-All-Borate-Cellulose-Blown-In-Insulation-30-lbs-36-Bags-INS765LD/300584221 | 327.762 | rate at $50.04/per labor hour and 0.01 hr/sq.ft, reference: https://www.homewyse.com/costs/cost_of_ceiling_insulation.html | 4323 | Cost for 10.5 inches open cell, installed along roofline: https://www.finehomebuilding.com/2012/01/24/buyers-guide-to-insulation-spray-foam | 0 | reference source did not distinguish material and labor costs
Nonequipment | Spray Foam Insulation(Base R30) | Increased Ceiling Insulation (R-38) | Code-Compliant Ceiling Insulation | Residential | New | Manufactured Home | FL Zone 2 | Per Home | 72% | 4320.44 | 3685.02 | 635.42 | 14.71% | 20 | 0.21764 | 0.31813 | 3762.4611 | Per Home | 452.3625 | https://www.homedepot.com/p/GreenFiber-All-Borate-Cellulose-Blown-In-Insulation-30-lbs-36-Bags-INS765LD/300584221 | 345.7764 | rate at $50.04/per labor hour and 0.01 hr/sq.ft, reference: https://www.homewyse.com/costs/cost_of_ceiling_insulation.html | 4560.6 | Cost for 10.5 inches open cell, installed along roofline: https://www.finehomebuilding.com/2012/01/24/buyers-guide-to-insulation-spray-foam | 0 | reference source did not distinguish material and labor costs
Nonequipment | Storm Door | 21ft2 of Opaque Door meeting Energy Star Version 6.0 Requirements (U-Value: 0.17) | 21ft2 of Opaque Door meeting Energy Star Version 5.0 Requirements (U-Value: 1.1) | Residential | Existing | Single Family | FL Zone 2 | Per 21 S.F. | 0% | 6617.19 | 6465.5763 | 151.6137 | 2.291% | 20 | 0.025456 | 0.088062 | 329.0418 | Per 21 SF | 0 | No equipment cost | 0 | No Labor Cost | 133.7778 | https://www.homedepot.com/p/EMCO-36-in-x-80-in-100-Series-Plus-White-Self-Storing-Storm-Door-E1TT36WH/205352910 | 195.264 | rate at $81.36/per labor hour, assume 2.4 hours work, reference: https://www.homewyse.com/costs/cost_of_storm_doors.html
Nonequipment | Storm Door | 21ft2 of Opaque Door meeting Energy Star Version 6.0 Requirements (U-Value: 0.17) | 21ft2 of Opaque Door meeting Energy Star Version 5.0 Requirements (U-Value: 1.1) | Residential | Existing | Multi-Family | FL Zone 2 | Per 21 S.F. | 0% | 4303 | 4151.3863 | 151.6137 | 3.523% | 20 | 0.025456 | 0.088062 | 329.0418 | Per 21 SF | 0 | No equipment cost | 0 | No Labor Cost | 133.7778 | https://www.homedepot.com/p/EMCO-36-in-x-80-in-100-Series-Plus-White-Self-Storing-Storm-Door-E1TT36WH/205352910 | 195.264 | rate at $81.36/per labor hour, assume 2.4 hours work, reference: https://www.homewyse.com/costs/cost_of_storm_doors.html
Nonequipment | Storm Door | 21ft2 of Opaque Door meeting Energy Star Version 6.0 Requirements (U-Value: 0.17) | 21ft2 of Opaque Door meeting Energy Star Version 5.0 Requirements (U-Value: 1.1) | Residential | Existing | Manufactured Home | FL Zone 2 | Per 21 S.F. | 0% | 6473 | 6321.3863 | 151.6137 | 2.342% | 20 | 0.025456 | 0.088062 | 329.0418 | Per 21 SF | 0 | No equipment cost | 0 | No Labor Cost | 133.7778 | https://www.homedepot.com/p/EMCO-36-in-x-80-in-100-Series-Plus-White-Self-Storing-Storm-Door-E1TT36WH/205352910 | 195.264 | rate at $81.36/per labor hour, assume 2.4 hours work, reference: https://www.homewyse.com/costs/cost_of_storm_doors.html
Nonequipment | Storm Door | 21ft2 of Opaque Door meeting Energy Star Version 6.0 Requirements (U-Value: 0.17) | 21ft2 of Code-Compliant Opaque Door (R-Value per IECC) | Residential | New | Single Family | FL Zone 2 | Per 21 S.F. | 0% | 6617.19 | 6516.7459 | 100.4441 | 1.518% | 20 | 0.016865 | 0.058341 | 329.0418 | Per 21 SF | 0 | No equipment cost | 0 | No Labor Cost | 133.7778 | https://www.homedepot.com/p/EMCO-36-in-x-80-in-100-Series-Plus-White-Self-Storing-Storm-Door-E1TT36WH/205352910 | 195.264 | rate at $81.36/per labor hour, assume 2.4 hours work, reference: https://www.homewyse.com/costs/cost_of_storm_doors.html
Nonequipment | Storm Door | 21ft2 of Opaque Door meeting Energy Star Version 6.0 Requirements (U-Value: 0.17) | 21ft2 of Code-Compliant Opaque Door (R-Value per IECC) | Residential | New | Multi-Family | FL Zone 2 | Per 21 S.F. | 0% | 4303 | 4202.5559 | 100.4441 | 2.334% | 20 | 0.016865 | 0.058341 | 329.0418 | Per 21 SF | 0 | No equipment cost | 0 | No Labor Cost | 133.7778 | https://www.homedepot.com/p/EMCO-36-in-x-80-in-100-Series-Plus-White-Self-Storing-Storm-Door-E1TT36WH/205352910 | 195.264 | rate at $81.36/per labor hour, assume 2.4 hours work, reference: https://www.homewyse.com/costs/cost_of_storm_doors.html
Nonequipment | Storm Door | 21ft2 of Opaque Door meeting Energy Star Version 6.0 Requirements (U-Value: 0.17) | 21ft2 of Code-Compliant Opaque Door (R-Value per IECC) | Residential | New | Manufactured Home | FL Zone 2 | Per 21 S.F. | 0% | 6473 | 6372.5559 | 100.4441 | 1.552% | 20 | 0.016865 | 0.058341 | 329.0418 | Per 21 SF | 0 | No equipment cost | 0 | No Labor Cost | 133.7778 | https://www.homedepot.com/p/EMCO-36-in-x-80-in-100-Series-Plus-White-Self-Storing-Storm-Door-E1TT36WH/205352910 | 195.264 | rate at $81.36/per labor hour, assume 2.4 hours work, reference: https://www.homewyse.com/costs/cost_of_storm_doors.html
Nonequipment | Wall Insulation | Increased Exterior Above-Grade Wall Insulation (R-13) | Market Average Existing Exterior Above-Grade Wall Insulation | Residential | Existing | Single Family | FL Zone 2 | Per Home | 4.5% | 7632 | 6519 | 1113 | 14.58% | 20 | 0.15001 | 0.77472 | 1886.262 | Per Home | 0 | No equipment cost | 0 | No Labor Cost | 812.2283 | rate at $0.4058/sq.ft, reference: https://www.homewyse.com/costs/cost_of_wall_insulation.html | 1074.0338 | rate at $53.61/per labor hour and 0.01 hr/sq.ft, referenrce: https://www.homewyse.com/costs/cost_of_wall_insulation.html
Nonequipment | Wall Insulation | Increased Exterior Above-Grade Wall Insulation (R-13) | Market Average Existing Exterior Above-Grade Wall Insulation | Residential | Existing | Multi-Family | FL Zone 2 | Per Home | 15% | 3430 | 3039 | 391 | 11.4% | 20 | 0.034571 | 0.29831 | 1227.9314 | Per Home | 0 | No equipment cost | 0 | No Labor Cost | 528.7498 | rate at $0.4058/sq.ft, reference: https://www.homewyse.com/costs/cost_of_wall_insulation.html | 699.1817 | rate at $53.61/per labor hour and 0.01 hr/sq.ft, referenrce: https://www.homewyse.com/costs/cost_of_wall_insulation.html
Nonequipment | Wall Insulation | Increased Exterior Above-Grade Wall Insulation (R-13) | Market Average Existing Exterior Above-Grade Wall Insulation | Residential | Existing | Manufactured Home | FL Zone 2 | Per Home | 6.75% | 5436 | 4577 | 859 | 15.8% | 20 | 0.10063 | 0.61978 | 1261.2248 | Per Home | 0 | No equipment cost | 0 | No Labor Cost | 543.0859 | rate at $0.4058/sq.ft, reference: https://www.homewyse.com/costs/cost_of_wall_insulation.html | 718.1388 | rate at $53.61/per labor hour and 0.01 hr/sq.ft, referenrce: https://www.homewyse.com/costs/cost_of_wall_insulation.html
Nonequipment | Wall Insulation | Increased Exterior Above-Grade Wall Insulation (R-13) | Code-Compliant Exterior Above-Grade Wall Insulation | Residential | New | Single Family | FL Zone 2 | Per Home | 6.75% | 7632 | 7632 | 0 | 0% | 20 | 0 | 0 | 1886.262 | Per Home | 0 | No equipment cost | 0 | No Labor Cost | 812.2283 | rate at $0.4058/sq.ft, reference: https://www.homewyse.com/costs/cost_of_wall_insulation.html | 1074.0338 | rate at $53.61/per labor hour and 0.01 hr/sq.ft, referenrce: https://www.homewyse.com/costs/cost_of_wall_insulation.html
Nonequipment | Wall Insulation | Increased Exterior Above-Grade Wall Insulation (R-13) | Code-Compliant Exterior Above-Grade Wall Insulation | Residential | New | Multi-Family | FL Zone 2 | Per Home | 6.75% | 3430 | 3430 | 0 | 0% | 20 | 0 | 0 | 1227.9314 | Per Home | 0 | No equipment cost | 0 | No Labor Cost | 528.7498 | rate at $0.4058/sq.ft, reference: https://www.homewyse.com/costs/cost_of_wall_insulation.html | 699.1817 | rate at $53.61/per labor hour and 0.01 hr/sq.ft, referenrce: https://www.homewyse.com/costs/cost_of_wall_insulation.html
Nonequipment | Wall Insulation | Increased Exterior Above-Grade Wall Insulation (R-13) | Code-Compliant Exterior Above-Grade Wall Insulation | Residential | New | Manufactured Home | FL Zone 2 | Per Home | 6.75% | 5436 | 5436 | 0 | 0% | 20 | 0 | 0 | 1261.2248 | Per Home | 0 | No equipment cost | 0 | No Labor Cost | 543.0859 | rate at $0.4058/sq.ft, reference: https://www.homewyse.com/costs/cost_of_wall_insulation.html | 718.1388 | rate at $53.61/per labor hour and 0.01 hr/sq.ft, referenrce: https://www.homewyse.com/costs/cost_of_wall_insulation.html
Nonequipment | Window Sun Protection | Window Film with SHGC of 0.35 Applied to Standard Window | Standard Window with below Code Required Minimum SHGC | Residential | Existing | Single Family | FL Zone 2 | Per Home | 19.5% | 3747.04 | 3655.1778 | 91.8622 | 2.452% | 10 | 0.13817 | -0.063238 | 1099.584 | Per Home | 0 | No equipment cost | 0 | No Labor Cost | 1099.584 | CMUA TRM, 2017, based on incremental cost for residential reflective window film | 0 | 0
Nonequipment | Window Sun Protection | Window Film with SHGC of 0.35 Applied to Standard Window | Standard Window with below Code Required Minimum SHGC | Residential | Existing | Multi-Family | FL Zone 2 | Per Home | 30% | 1815 | 1738.4482 | 76.5518 | 4.218% | 10 | 0.11514 | -0.052699 | 652.38 | Per Home | 0 | No equipment cost | 0 | No Labor Cost | 652.38 | CMUA TRM, 2017, based on incremental cost for residential reflective window film | 0 | 0
Nonequipment | Window Sun Protection | Window Film with SHGC of 0.35 Applied to Standard Window | Standard Window with below Code Required Minimum SHGC | Residential | Existing | Manufactured Home | FL Zone 2 | Per Home | 30% | 2493 | 2431.7586 | 61.2414 | 2.457% | 10 | 0.092115 | -0.042159 | 688.236 | Per Home | 0 | No equipment cost | 0 | No Labor Cost | 688.236 | CMUA TRM, 2017, based on incremental cost for residential reflective window film | 0 | 0
Nonequipment | Window Sun Protection | Window Film with SHGC of 0.35 Applied to Standard Window | Standard Window with below Code Required Minimum SHGC | Residential | New | Single Family | FL Zone 2 | Per Home | 19.5% | 3747.04 | 3655.1778 | 91.8622 | 2.452% | 10 | 0.13817 | -0.063238 | 1099.584 | Per Home | 0 | No equipment cost | 0 | No Labor Cost | 1099.584 | CMUA TRM, 2017, based on incremental cost for residential reflective window film | 0 | 0
Nonequipment | Window Sun Protection | Window Film with SHGC of 0.35 Applied to Standard Window | Standard Window with below Code Required Minimum SHGC | Residential | New | Multi-Family | FL Zone 2 | Per Home | 30% | 1815 | 1738.4482 | 76.5518 | 4.218% | 10 | 0.11514 | -0.052699 | 652.38 | Per Home | 0 | No equipment cost | 0 | No Labor Cost | 652.38 | CMUA TRM, 2017, based on incremental cost for residential reflective window film | 0 | 0
Nonequipment | Window Sun Protection | Window Film with SHGC of 0.35 Applied to Standard Window | Standard Window with below Code Required Minimum SHGC | Residential | New | Manufactured Home | FL Zone 2 | Per Home | 30% | 2493 | 2431.7586 | 61.2414 | 2.457% | 10 | 0.092115 | -0.042159 | 688.236 | Per Home | 0 | No equipment cost | 0 | No Labor Cost | 688.236 | CMUA TRM, 2017, based on incremental cost for residential reflective window film | 0 | 0
Nonequipment | Exterior Lighting Controls | Timer on Outdoor Lighting, Controlling 120 Watts | 120 Watts of Lighting, Manually Controlled | Residential | Existing | Single Family | FL Zone 2 | Per End Use Consumption | 1.89% | 113.88 | 56.94 | 56.94 | 50% | 10 | 0 | 0 | 52.3496 | Per Control | 0 | No equipment cost | 0 | No Labor Cost | 10.97 | Market Research, 2016, Home Depot | 41.3796 | rate at $82.76/per labor hour assume 0.5 hours work, https://www.homewyse.com/services/cost_to_install_lighting_control_system.html
Nonequipment | Exterior Lighting Controls | Timer on Outdoor Lighting, Controlling 120 Watts | 120 Watts of Lighting, Manually Controlled | Residential | Existing | Multi-Family | FL Zone 2 | Per End Use Consumption | 0% | 113.88 | 56.94 | 56.94 | 50% | 10 | 0 | 0 | 52.3496 | Per Control | 0 | No equipment cost | 0 | No Labor Cost | 10.97 | Market Research, 2016, Home Depot | 41.3796 | rate at $82.76/per labor hour assume 0.5 hours work, https://www.homewyse.com/services/cost_to_install_lighting_control_system.html
Nonequipment | Exterior Lighting Controls | Timer on Outdoor Lighting, Controlling 120 Watts | 120 Watts of Lighting, Manually Controlled | Residential | Existing | Manufactured Home | FL Zone 2 | Per End Use Consumption | 0% | 113.88 | 56.94 | 56.94 | 50% | 10 | 0 | 0 | 52.3496 | Per Control | 0 | No equipment cost | 0 | No Labor Cost | 10.97 | Market Research, 2016, Home Depot | 41.3796 | rate at $82.76/per labor hour assume 0.5 hours work, https://www.homewyse.com/services/cost_to_install_lighting_control_system.html
Nonequipment | Exterior Lighting Controls | Timer on Outdoor Lighting, Controlling 120 Watts | 120 Watts of Lighting, Manually Controlled | Residential | New | Single Family | FL Zone 2 | Per End Use Consumption | 9.45% | 113.88 | 56.94 | 56.94 | 50% | 10 | 0 | 0 | 52.3496 | Per Control | 0 | No equipment cost | 0 | No Labor Cost | 10.97 | Market Research, 2016, Home Depot | 41.3796 | rate at $82.76/per labor hour assume 0.5 hours work, https://www.homewyse.com/services/cost_to_install_lighting_control_system.html
Nonequipment | Exterior Lighting Controls | Timer on Outdoor Lighting, Controlling 120 Watts | 120 Watts of Lighting, Manually Controlled | Residential | New | Multi-Family | FL Zone 2 | Per End Use Consumption | 0% | 113.88 | 56.94 | 56.94 | 50% | 10 | 0 | 0 | 52.3496 | Per Control | 0 | No equipment cost | 0 | No Labor Cost | 10.97 | Market Research, 2016, Home Depot | 41.3796 | rate at $82.76/per labor hour assume 0.5 hours work, https://www.homewyse.com/services/cost_to_install_lighting_control_system.html
Nonequipment | Exterior Lighting Controls | Timer on Outdoor Lighting, Controlling 120 Watts | 120 Watts of Lighting, Manually Controlled | Residential | New | Manufactured Home | FL Zone 2 | Per End Use Consumption | 0% | 113.88 | 56.94 | 56.94 | 50% | 10 | 0 | 0 | 52.3496 | Per Control | 0 | No equipment cost | 0 | No Labor Cost | 10.97 | Market Research, 2016, Home Depot | 41.3796 | rate at $82.76/per labor hour assume 0.5 hours work, https://www.homewyse.com/services/cost_to_install_lighting_control_system.html
Nonequipment | Interior Lighting Controls | Switch Mounted Occupancy Sensor, 120 Watts Controlled | 120 Watts of Lighting, Manually Controlled | Residential | Existing | Single Family | FL Zone 2 | Per End Use Consumption | 3.06% | 126.9501 | 90.6786 | 36.2714 | 28.57% | 8 | 0.0049193 | 0.0037144 | 63.5396 | Per Control | 0 | No equipment cost | 0 | No Labor Cost | 22.16 | Room vacancy sensor (https://www.homedepot.com/p/Lithonia-Lighting-Decorator-Vacancy-Motion-Sensing-Self-Contained-Relay-Wall-Switch-White-SSD-VA-120-WH/203606977?cm_mmc=Shopping%7cVF%7cG%7c0%7cG-VF-PLA%7c&gclid=EAIaIQobChMI08z2kJXH2wIVylqGCh2w_g8DEAYYBCABEgI4-_D_BwE&dclid=CLigjJyVx9sCFREEDAodJk8H3g) | 41.3796 | rate at $82.76/per labor hour assume 0.5 hours work, https://www.homewyse.com/services/cost_to_install_lighting_control_system.html
Nonequipment | Interior Lighting Controls | Switch Mounted Occupancy Sensor, 120 Watts Controlled | 120 Watts of Lighting, Manually Controlled | Residential | Existing | Multi-Family | FL Zone 2 | Per End Use Consumption | 3.06% | 126.9501 | 90.6786 | 36.2714 | 28.57% | 8 | 0.0049193 | 0.0037144 | 63.5396 | Per Control | 0 | No equipment cost | 0 | No Labor Cost | 22.16 | Room vacancy sensor (https://www.homedepot.com/p/Lithonia-Lighting-Decorator-Vacancy-Motion-Sensing-Self-Contained-Relay-Wall-Switch-White-SSD-VA-120-WH/203606977?cm_mmc=Shopping%7cVF%7cG%7c0%7cG-VF-PLA%7c&gclid=EAIaIQobChMI08z2kJXH2wIVylqGCh2w_g8DEAYYBCABEgI4-_D_BwE&dclid=CLigjJyVx9sCFREEDAodJk8H3g) | 41.3796 | rate at $82.76/per labor hour assume 0.5 hours work, https://www.homewyse.com/services/cost_to_install_lighting_control_system.html
Nonequipment | Interior Lighting Controls | Switch Mounted Occupancy Sensor, 120 Watts Controlled | 120 Watts of Lighting, Manually Controlled | Residential | Existing | Manufactured Home | FL Zone 2 | Per End Use Consumption | 3.06% | 126.9501 | 90.6786 | 36.2714 | 28.57% | 8 | 0.0049193 | 0.0037144 | 63.5396 | Per Control | 0 | No equipment cost | 0 | No Labor Cost | 22.16 | Room vacancy sensor (https://www.homedepot.com/p/Lithonia-Lighting-Decorator-Vacancy-Motion-Sensing-Self-Contained-Relay-Wall-Switch-White-SSD-VA-120-WH/203606977?cm_mmc=Shopping%7cVF%7cG%7c0%7cG-VF-PLA%7c&gclid=EAIaIQobChMI08z2kJXH2wIVylqGCh2w_g8DEAYYBCABEgI4-_D_BwE&dclid=CLigjJyVx9sCFREEDAodJk8H3g) | 41.3796 | rate at $82.76/per labor hour assume 0.5 hours work, https://www.homewyse.com/services/cost_to_install_lighting_control_system.html
Nonequipment | Interior Lighting Controls | Switch Mounted Occupancy Sensor, 120 Watts Controlled | 120 Watts of Lighting, No control (manual switch only) | Residential | New | Single Family | FL Zone 2 | Per End Use Consumption | 15.3% | 126.9501 | 90.6786 | 36.2714 | 28.57% | 8 | 0.0049193 | 0.0037144 | 63.5396 | Per Control | 0 | No equipment cost | 0 | No Labor Cost | 22.16 | Room vacancy sensor (https://www.homedepot.com/p/Lithonia-Lighting-Decorator-Vacancy-Motion-Sensing-Self-Contained-Relay-Wall-Switch-White-SSD-VA-120-WH/203606977?cm_mmc=Shopping%7cVF%7cG%7c0%7cG-VF-PLA%7c&gclid=EAIaIQobChMI08z2kJXH2wIVylqGCh2w_g8DEAYYBCABEgI4-_D_BwE&dclid=CLigjJyVx9sCFREEDAodJk8H3g) | 41.3796 | rate at $82.76/per labor hour assume 0.5 hours work, https://www.homewyse.com/services/cost_to_install_lighting_control_system.html
Nonequipment | Interior Lighting Controls | Switch Mounted Occupancy Sensor, 120 Watts Controlled | 120 Watts of Lighting, No control (manual switch only) | Residential | New | Multi-Family | FL Zone 2 | Per End Use Consumption | 15.3% | 126.9501 | 90.6786 | 36.2714 | 28.57% | 8 | 0.0049193 | 0.0037144 | 63.5396 | Per Control | 0 | No equipment cost | 0 | No Labor Cost | 22.16 | Room vacancy sensor (https://www.homedepot.com/p/Lithonia-Lighting-Decorator-Vacancy-Motion-Sensing-Self-Contained-Relay-Wall-Switch-White-SSD-VA-120-WH/203606977?cm_mmc=Shopping%7cVF%7cG%7c0%7cG-VF-PLA%7c&gclid=EAIaIQobChMI08z2kJXH2wIVylqGCh2w_g8DEAYYBCABEgI4-_D_BwE&dclid=CLigjJyVx9sCFREEDAodJk8H3g) | 41.3796 | rate at $82.76/per labor hour assume 0.5 hours work, https://www.homewyse.com/services/cost_to_install_lighting_control_system.html
Nonequipment | Interior Lighting Controls | Switch Mounted Occupancy Sensor, 120 Watts Controlled | 120 Watts of Lighting, No control (manual switch only) | Residential | New | Manufactured Home | FL Zone 2 | Per End Use Consumption | 15.3% | 126.9501 | 90.6786 | 36.2714 | 28.57% | 8 | 0.0049193 | 0.0037144 | 63.5396 | Per Control | 0 | No equipment cost | 0 | No Labor Cost | 22.16 | Room vacancy sensor (https://www.homedepot.com/p/Lithonia-Lighting-Decorator-Vacancy-Motion-Sensing-Self-Contained-Relay-Wall-Switch-White-SSD-VA-120-WH/203606977?cm_mmc=Shopping%7cVF%7cG%7c0%7cG-VF-PLA%7c&gclid=EAIaIQobChMI08z2kJXH2wIVylqGCh2w_g8DEAYYBCABEgI4-_D_BwE&dclid=CLigjJyVx9sCFREEDAodJk8H3g) | 41.3796 | rate at $82.76/per labor hour assume 0.5 hours work, https://www.homewyse.com/services/cost_to_install_lighting_control_system.html
Nonequipment | Solar Attic Fan | Standard Central Air Conditioning with Solar Attic Fan | Standard Central Air Conditioning, No Solar Attic Fan | Residential | Existing | Single Family | FL Zone 2 | Per End Use Consumption | 1.976% | 3747.04 | 3522.2176 | 224.8224 | 6% | 15 | 0.077312 | 0 | 575 | Per Unit | 0 | No equipment cost | 0 | No Labor Cost | 450 | https://www.hgtv.com/remodel/mechanical-systems/the-perks-of-solar-powered-attic-fans | 125 | https://www.hgtv.com/remodel/mechanical-systems/the-perks-of-solar-powered-attic-fans
Nonequipment | Solar Attic Fan | Standard Central Air Conditioning with Solar Attic Fan | Standard Central Air Conditioning, No Solar Attic Fan | Residential | Existing | Multi-Family | FL Zone 2 | Per End Use Consumption | 0.95% | 1815 | 1706.1 | 108.9 | 6% | 15 | 0.037449 | 0 | 575 | Per Unit | 0 | No equipment cost | 0 | No Labor Cost | 450 | https://www.hgtv.com/remodel/mechanical-systems/the-perks-of-solar-powered-attic-fans | 125 | https://www.hgtv.com/remodel/mechanical-systems/the-perks-of-solar-powered-attic-fans
Nonequipment | Solar Attic Fan | Standard Central Air Conditioning with Solar Attic Fan | Standard Central Air Conditioning, No Solar Attic Fan | Residential | Existing | Manufactured Home | FL Zone 2 | Per End Use Consumption | 0.95% | 2493 | 2343.42 | 149.58 | 6% | 15 | 0.051438 | 0 | 575 | Per Unit | 0 | No equipment cost | 0 | No Labor Cost | 450 | https://www.hgtv.com/remodel/mechanical-systems/the-perks-of-solar-powered-attic-fans | 125 | https://www.hgtv.com/remodel/mechanical-systems/the-perks-of-solar-powered-attic-fans
Nonequipment | Solar Attic Fan | Standard Central Air Conditioning with Solar Attic Fan | Standard Central Air Conditioning, No Solar Attic Fan | Residential | New | Single Family | FL Zone 2 | Per End Use Consumption | 5.32% | 3747.04 | 3522.2176 | 224.8224 | 6% | 15 | 0.077312 | 0 | 575 | Per Unit | 0 | No equipment cost | 0 | No Labor Cost | 450 | https://www.hgtv.com/remodel/mechanical-systems/the-perks-of-solar-powered-attic-fans | 125 | https://www.hgtv.com/remodel/mechanical-systems/the-perks-of-solar-powered-attic-fans
Nonequipment | Solar Attic Fan | Standard Central Air Conditioning with Solar Attic Fan | Standard Central Air Conditioning, No Solar Attic Fan | Residential | New | Multi-Family | FL Zone 2 | Per End Use Consumption | 0.95% | 1815 | 1706.1 | 108.9 | 6% | 15 | 0.037449 | 0 | 575 | Per Unit | 0 | No equipment cost | 0 | No Labor Cost | 450 | https://www.hgtv.com/remodel/mechanical-systems/the-perks-of-solar-powered-attic-fans | 125 | https://www.hgtv.com/remodel/mechanical-systems/the-perks-of-solar-powered-attic-fans
Nonequipment | Solar Attic Fan | Standard Central Air Conditioning with Solar Attic Fan | Standard Central Air Conditioning, No Solar Attic Fan | Residential | New | Manufactured Home | FL Zone 2 | Per End Use Consumption | 0.95% | 2493 | 2343.42 | 149.58 | 6% | 15 | 0.051438 | 0 | 575 | Per Unit | 0 | No equipment cost | 0 | No Labor Cost | 450 | https://www.hgtv.com/remodel/mechanical-systems/the-perks-of-solar-powered-attic-fans | 125 | https://www.hgtv.com/remodel/mechanical-systems/the-perks-of-solar-powered-attic-fans

## Validate
|  |  | Input from Dashboard |  |  |  | Measure Stack |  |  |  | Validation (Match?)
Name | Vintage | Segment | Baseline EUI (kWh) | Measure EUI (kWh) | Savings EUI (kWh) | Energy Savings % | Baseline EUI (kWh) | Measure EUI (kWh) | Savings EUI (kWh) | Energy Savings % | Baseline EUI (kWh) | Measure EUI (kWh) | Savings EUI (kWh) | Energy Savings %
Energy Star Clothes Dryer | Turnover | Single Family | 699.5024 | 553.5503 | 145.9522 | 20.87% | 699.5024 | 553.5503 | 145.9522 | 20.87% | Y | Y | Y | Y
Energy Star Clothes Dryer | Turnover | Multi-Family | 699.5024 | 553.5503 | 145.9522 | 20.87% | 699.5024 | 553.5503 | 145.9522 | 20.87% | Y | Y | Y | Y
Energy Star Clothes Dryer | Turnover | Manufactured Home | 699.5024 | 553.5503 | 145.9522 | 20.87% | 699.5024 | 553.5503 | 145.9522 | 20.87% | Y | Y | Y | Y
Energy Star Clothes Dryer | New | Single Family | 699.5024 | 553.5503 | 145.9522 | 20.87% | 699.5024 | 553.5503 | 145.9522 | 20.87% | Y | Y | Y | Y
Energy Star Clothes Dryer | New | Multi-Family | 699.5024 | 553.5503 | 145.9522 | 20.87% | 699.5024 | 553.5503 | 145.9522 | 20.87% | Y | Y | Y | Y
Energy Star Clothes Dryer | New | Manufactured Home | 699.5024 | 553.5503 | 145.9522 | 20.87% | 699.5024 | 553.5503 | 145.9522 | 20.87% | Y | Y | Y | Y
Energy Star Clothes Washer | Turnover | Single Family | 1440.7595 | 896.2205 | 544.539 | 37.8% | 1440.7595 | 896.2205 | 544.539 | 37.8% | Y | Y | Y | Y
Energy Star Clothes Washer | Turnover | Multi-Family | 1440.7595 | 896.2205 | 544.539 | 37.8% | 1440.7595 | 896.2205 | 544.539 | 37.8% | Y | Y | Y | Y
Energy Star Clothes Washer | Turnover | Manufactured Home | 1440.7595 | 896.2205 | 544.539 | 37.8% | 1440.7595 | 896.2205 | 544.539 | 37.8% | Y | Y | Y | Y
Energy Star Clothes Washer | New | Single Family | 1440.7595 | 896.2205 | 544.539 | 37.8% | 1440.7595 | 896.2205 | 544.539 | 37.8% | Y | Y | Y | Y
Energy Star Clothes Washer | New | Multi-Family | 1440.7595 | 896.2205 | 544.539 | 37.8% | 1440.7595 | 896.2205 | 544.539 | 37.8% | Y | Y | Y | Y
Energy Star Clothes Washer | New | Manufactured Home | 1440.7595 | 896.2205 | 544.539 | 37.8% | 1440.7595 | 896.2205 | 544.539 | 37.8% | Y | Y | Y | Y
Energy Star Dishwasher | Turnover | Single Family | 307 | 266.697 | 40.303 | 13.13% | 307 | 266.697 | 40.303 | 13.13% | Y | Y | Y | Y
Energy Star Dishwasher | Turnover | Multi-Family | 307 | 266.697 | 40.303 | 13.13% | 307 | 266.697 | 40.303 | 13.13% | Y | Y | Y | Y
Energy Star Dishwasher | Turnover | Manufactured Home | 307 | 266.697 | 40.303 | 13.13% | 307 | 266.697 | 40.303 | 13.13% | Y | Y | Y | Y
Energy Star Dishwasher | New | Single Family | 307 | 266.697 | 40.303 | 13.13% | 307 | 266.697 | 40.303 | 13.13% | Y | Y | Y | Y
Energy Star Dishwasher | New | Multi-Family | 307 | 266.697 | 40.303 | 13.13% | 307 | 266.697 | 40.303 | 13.13% | Y | Y | Y | Y
Energy Star Dishwasher | New | Manufactured Home | 307 | 266.697 | 40.303 | 13.13% | 307 | 266.697 | 40.303 | 13.13% | Y | Y | Y | Y
Energy Star Freezer | Turnover | Single Family | 565.4 | 499.8 | 65.6 | 11.6% | 565.4 | 499.8 | 65.6 | 11.6% | Y | Y | Y | Y
Energy Star Freezer | Turnover | Multi-Family | 565.4 | 499.8 | 65.6 | 11.6% | 565.4 | 499.8 | 65.6 | 11.6% | Y | Y | Y | Y
Energy Star Freezer | Turnover | Manufactured Home | 565.4 | 499.8 | 65.6 | 11.6% | 565.4 | 499.8 | 65.6 | 11.6% | Y | Y | Y | Y
Energy Star Freezer | New | Single Family | 565.4 | 499.8 | 65.6 | 11.6% | 565.4 | 499.8 | 65.6 | 11.6% | Y | Y | Y | Y
Energy Star Freezer | New | Multi-Family | 565.4 | 499.8 | 65.6 | 11.6% | 565.4 | 499.8 | 65.6 | 11.6% | Y | Y | Y | Y
Energy Star Freezer | New | Manufactured Home | 565.4 | 499.8 | 65.6 | 11.6% | 565.4 | 499.8 | 65.6 | 11.6% | Y | Y | Y | Y
Energy Star Refrigerator | Turnover | Single Family | 607.13 | 473.63 | 133.5 | 21.99% | 607.13 | 473.63 | 133.5 | 21.99% | Y | Y | Y | Y
Energy Star Refrigerator | Turnover | Multi-Family | 607.13 | 473.63 | 133.5 | 21.99% | 607.13 | 473.63 | 133.5 | 21.99% | Y | Y | Y | Y
Energy Star Refrigerator | Turnover | Manufactured Home | 607.13 | 473.63 | 133.5 | 21.99% | 607.13 | 473.63 | 133.5 | 21.99% | Y | Y | Y | Y
Energy Star Refrigerator | New | Single Family | 607.13 | 473.63 | 133.5 | 21.99% | 607.13 | 473.63 | 133.5 | 21.99% | Y | Y | Y | Y
Energy Star Refrigerator | New | Multi-Family | 607.13 | 473.63 | 133.5 | 21.99% | 607.13 | 473.63 | 133.5 | 21.99% | Y | Y | Y | Y
Energy Star Refrigerator | New | Manufactured Home | 607.13 | 473.63 | 133.5 | 21.99% | 607.13 | 473.63 | 133.5 | 21.99% | Y | Y | Y | Y
Heat Pump Clothes Dryer | Turnover | Single Family | 699.5024 | 483.4339 | 216.0685 | 30.89% | 699.5024 | 483.4339 | 216.0685 | 30.89% | Y | Y | Y | Y
Heat Pump Clothes Dryer | Turnover | Multi-Family | 699.5024 | 483.4339 | 216.0685 | 30.89% | 699.5024 | 483.4339 | 216.0685 | 30.89% | Y | Y | Y | Y
Heat Pump Clothes Dryer | Turnover | Manufactured Home | 699.5024 | 483.4339 | 216.0685 | 30.89% | 699.5024 | 483.4339 | 216.0685 | 30.89% | Y | Y | Y | Y
Heat Pump Clothes Dryer | New | Single Family | 699.5024 | 483.4339 | 216.0685 | 30.89% | 699.5024 | 483.4339 | 216.0685 | 30.89% | Y | Y | Y | Y
Heat Pump Clothes Dryer | New | Multi-Family | 699.5024 | 483.4339 | 216.0685 | 30.89% | 699.5024 | 483.4339 | 216.0685 | 30.89% | Y | Y | Y | Y
Heat Pump Clothes Dryer | New | Manufactured Home | 699.5024 | 483.4339 | 216.0685 | 30.89% | 699.5024 | 483.4339 | 216.0685 | 30.89% | Y | Y | Y | Y
High Efficiency Convection Oven | Turnover | Single Family | 421.5 | 337.2 | 84.3 | 20% | 421.5 | 337.2 | 84.3 | 20% | Y | Y | Y | Y
High Efficiency Convection Oven | Turnover | Multi-Family | 421.5 | 337.2 | 84.3 | 20% | 421.5 | 337.2 | 84.3 | 20% | Y | Y | Y | Y
High Efficiency Convection Oven | Turnover | Manufactured Home | 421.5 | 337.2 | 84.3 | 20% | 421.5 | 337.2 | 84.3 | 20% | Y | Y | Y | Y
High Efficiency Convection Oven | New | Single Family | 421.5 | 337.2 | 84.3 | 20% | 421.5 | 337.2 | 84.3 | 20% | Y | Y | Y | Y
High Efficiency Convection Oven | New | Multi-Family | 421.5 | 337.2 | 84.3 | 20% | 421.5 | 337.2 | 84.3 | 20% | Y | Y | Y | Y
High Efficiency Convection Oven | New | Manufactured Home | 421.5 | 337.2 | 84.3 | 20% | 421.5 | 337.2 | 84.3 | 20% | Y | Y | Y | Y
High Efficiency Induction Cooktop | Turnover | Single Family | 2836.62 | 2302.668 | 533.952 | 18.82% | 2836.62 | 2302.668 | 533.952 | 18.82% | Y | Y | Y | Y
High Efficiency Induction Cooktop | Turnover | Multi-Family | 2836.62 | 2302.668 | 533.952 | 18.82% | 2836.62 | 2302.668 | 533.952 | 18.82% | Y | Y | Y | Y
High Efficiency Induction Cooktop | Turnover | Manufactured Home | 2836.62 | 2302.668 | 533.952 | 18.82% | 2836.62 | 2302.668 | 533.952 | 18.82% | Y | Y | Y | Y
High Efficiency Induction Cooktop | New | Single Family | 2836.62 | 2302.668 | 533.952 | 18.82% | 2836.62 | 2302.668 | 533.952 | 18.82% | Y | Y | Y | Y
High Efficiency Induction Cooktop | New | Multi-Family | 2836.62 | 2302.668 | 533.952 | 18.82% | 2836.62 | 2302.668 | 533.952 | 18.82% | Y | Y | Y | Y
High Efficiency Induction Cooktop | New | Manufactured Home | 2836.62 | 2302.668 | 533.952 | 18.82% | 2836.62 | 2302.668 | 533.952 | 18.82% | Y | Y | Y | Y
Heat Pump Water Heater | Turnover | Single Family | 2495.4175 | 935.499 | 1559.9186 | 62.51% | 2495.4175 | 935.499 | 1559.9186 | 62.51% | Y | Y | Y | Y
Heat Pump Water Heater | Turnover | Multi-Family | 1961.5631 | 735.364 | 1226.1991 | 62.51% | 1961.5631 | 735.364 | 1226.1991 | 62.51% | Y | Y | Y | Y
Heat Pump Water Heater | Turnover | Manufactured Home | 1945.9256 | 729.5017 | 1216.4239 | 62.51% | 1945.9256 | 729.5017 | 1216.4239 | 62.51% | Y | Y | Y | Y
Heat Pump Water Heater | New | Single Family | 2495.4175 | 935.499 | 1559.9186 | 62.51% | 2495.4175 | 935.499 | 1559.9186 | 62.51% | Y | Y | Y | Y
Heat Pump Water Heater | New | Multi-Family | 1961.5631 | 735.364 | 1226.1991 | 62.51% | 1961.5631 | 735.364 | 1226.1991 | 62.51% | Y | Y | Y | Y
Heat Pump Water Heater | New | Manufactured Home | 1945.9256 | 729.5017 | 1216.4239 | 62.51% | 1945.9256 | 729.5017 | 1216.4239 | 62.51% | Y | Y | Y | Y
Instantaneous Hot Water System | Turnover | Single Family | 2564.9648 | 2414.9929 | 149.9719 | 5.847% | 2564.9648 | 2414.9929 | 149.9719 | 5.847% | Y | Y | Y | Y
Instantaneous Hot Water System | Turnover | Multi-Family | 2016.2319 | 1898.344 | 117.8878 | 5.847% | 2016.2319 | 1898.344 | 117.8878 | 5.847% | Y | Y | Y | Y
Instantaneous Hot Water System | Turnover | Manufactured Home | 2000.1585 | 1883.2105 | 116.948 | 5.847% | 2000.1585 | 1883.2105 | 116.948 | 5.847% | Y | Y | Y | Y
Instantaneous Hot Water System | New | Single Family | 2564.9648 | 2414.9929 | 149.9719 | 5.847% | 2564.9648 | 2414.9929 | 149.9719 | 5.847% | Y | Y | Y | Y
Instantaneous Hot Water System | New | Multi-Family | 2016.2319 | 1898.344 | 117.8878 | 5.847% | 2016.2319 | 1898.344 | 117.8878 | 5.847% | Y | Y | Y | Y
Instantaneous Hot Water System | New | Manufactured Home | 2000.1585 | 1883.2105 | 116.948 | 5.847% | 2000.1585 | 1883.2105 | 116.948 | 5.847% | Y | Y | Y | Y
Solar Water Heater | Turnover | Single Family | 2495.4175 | 582.2641 | 1913.1534 | 76.67% | 2495.4175 | 582.2641 | 1913.1534 | 76.67% | Y | Y | Y | Y
Solar Water Heater | Turnover | Multi-Family | 1961.5631 | 457.6981 | 1503.865 | 76.67% | 1961.5631 | 457.6981 | 1503.865 | 76.67% | Y | Y | Y | Y
Solar Water Heater | Turnover | Manufactured Home | 1945.9256 | 454.0493 | 1491.8763 | 76.67% | 1945.9256 | 454.0493 | 1491.8763 | 76.67% | Y | Y | Y | Y
Solar Water Heater | New | Single Family | 2495.4175 | 582.2641 | 1913.1534 | 76.67% | 2495.4175 | 582.2641 | 1913.1534 | 76.67% | Y | Y | Y | Y
Solar Water Heater | New | Multi-Family | 1961.5631 | 457.6981 | 1503.865 | 76.67% | 1961.5631 | 457.6981 | 1503.865 | 76.67% | Y | Y | Y | Y
Solar Water Heater | New | Manufactured Home | 1945.9256 | 454.0493 | 1491.8763 | 76.67% | 1945.9256 | 454.0493 | 1491.8763 | 76.67% | Y | Y | Y | Y
Energy Star Air Purifier | Turnover | Single Family | 1072 | 430.0364 | 641.9636 | 59.88% | 1072 | 430.0364 | 641.9636 | 59.88% | Y | Y | Y | Y
Energy Star Air Purifier | Turnover | Multi-Family | 1072 | 430.0364 | 641.9636 | 59.88% | 1072 | 430.0364 | 641.9636 | 59.88% | Y | Y | Y | Y
Energy Star Air Purifier | Turnover | Manufactured Home | 1072 | 430.0364 | 641.9636 | 59.88% | 1072 | 430.0364 | 641.9636 | 59.88% | Y | Y | Y | Y
Energy Star Air Purifier | New | Single Family | 1072 | 430.0364 | 641.9636 | 59.88% | 1072 | 430.0364 | 641.9636 | 59.88% | Y | Y | Y | Y
Energy Star Air Purifier | New | Multi-Family | 1072 | 430.0364 | 641.9636 | 59.88% | 1072 | 430.0364 | 641.9636 | 59.88% | Y | Y | Y | Y
Energy Star Air Purifier | New | Manufactured Home | 1072 | 430.0364 | 641.9636 | 59.88% | 1072 | 430.0364 | 641.9636 | 59.88% | Y | Y | Y | Y
Energy Star Audio-Video Equipment | Turnover | Single Family | 98.2955 | 18 | 80.2955 | 81.69% | 98.2955 | 18 | 80.2955 | 81.69% | Y | Y | Y | Y
Energy Star Audio-Video Equipment | Turnover | Multi-Family | 98.2955 | 18 | 80.2955 | 81.69% | 98.2955 | 18 | 80.2955 | 81.69% | Y | Y | Y | Y
Energy Star Audio-Video Equipment | Turnover | Manufactured Home | 98.2955 | 18 | 80.2955 | 81.69% | 98.2955 | 18 | 80.2955 | 81.69% | Y | Y | Y | Y
Energy Star Audio-Video Equipment | New | Single Family | 98.2955 | 18 | 80.2955 | 81.69% | 98.2955 | 18 | 80.2955 | 81.69% | Y | Y | Y | Y
Energy Star Audio-Video Equipment | New | Multi-Family | 98.2955 | 18 | 80.2955 | 81.69% | 98.2955 | 18 | 80.2955 | 81.69% | Y | Y | Y | Y
Energy Star Audio-Video Equipment | New | Manufactured Home | 98.2955 | 18 | 80.2955 | 81.69% | 98.2955 | 18 | 80.2955 | 81.69% | Y | Y | Y | Y
Energy Star Imaging Equipment | Turnover | Single Family | 299.575 | 171.93 | 127.645 | 42.61% | 299.575 | 171.93 | 127.645 | 42.61% | Y | Y | Y | Y
Energy Star Imaging Equipment | Turnover | Multi-Family | 299.575 | 171.93 | 127.645 | 42.61% | 299.575 | 171.93 | 127.645 | 42.61% | Y | Y | Y | Y
Energy Star Imaging Equipment | Turnover | Manufactured Home | 299.575 | 171.93 | 127.645 | 42.61% | 299.575 | 171.93 | 127.645 | 42.61% | Y | Y | Y | Y
Energy Star Imaging Equipment | New | Single Family | 299.575 | 171.93 | 127.645 | 42.61% | 299.575 | 171.93 | 127.645 | 42.61% | Y | Y | Y | Y
Energy Star Imaging Equipment | New | Multi-Family | 299.575 | 171.93 | 127.645 | 42.61% | 299.575 | 171.93 | 127.645 | 42.61% | Y | Y | Y | Y
Energy Star Imaging Equipment | New | Manufactured Home | 299.575 | 171.93 | 127.645 | 42.61% | 299.575 | 171.93 | 127.645 | 42.61% | Y | Y | Y | Y
Energy Star Personal Computer | Turnover | Single Family | 274.082 | 154.5308 | 119.5512 | 43.62% | 274.082 | 154.5308 | 119.5512 | 43.62% | Y | Y | Y | Y
Energy Star Personal Computer | Turnover | Multi-Family | 274.082 | 154.5308 | 119.5512 | 43.62% | 274.082 | 154.5308 | 119.5512 | 43.62% | Y | Y | Y | Y
Energy Star Personal Computer | Turnover | Manufactured Home | 274.082 | 154.5308 | 119.5512 | 43.62% | 274.082 | 154.5308 | 119.5512 | 43.62% | Y | Y | Y | Y
Energy Star Personal Computer | New | Single Family | 274.082 | 154.5308 | 119.5512 | 43.62% | 274.082 | 154.5308 | 119.5512 | 43.62% | Y | Y | Y | Y
Energy Star Personal Computer | New | Multi-Family | 274.082 | 154.5308 | 119.5512 | 43.62% | 274.082 | 154.5308 | 119.5512 | 43.62% | Y | Y | Y | Y
Energy Star Personal Computer | New | Manufactured Home | 274.082 | 154.5308 | 119.5512 | 43.62% | 274.082 | 154.5308 | 119.5512 | 43.62% | Y | Y | Y | Y
Energy Star TV | Turnover | Single Family | 109.1958 | 70.8708 | 38.325 | 35.1% | 109.1958 | 70.8708 | 38.325 | 35.1% | Y | Y | Y | Y
Energy Star TV | Turnover | Multi-Family | 109.1958 | 70.8708 | 38.325 | 35.1% | 109.1958 | 70.8708 | 38.325 | 35.1% | Y | Y | Y | Y
Energy Star TV | Turnover | Manufactured Home | 109.1958 | 70.8708 | 38.325 | 35.1% | 109.1958 | 70.8708 | 38.325 | 35.1% | Y | Y | Y | Y
Energy Star TV | New | Single Family | 109.1958 | 70.8708 | 38.325 | 35.1% | 109.1958 | 70.8708 | 38.325 | 35.1% | Y | Y | Y | Y
Energy Star TV | New | Multi-Family | 109.1958 | 70.8708 | 38.325 | 35.1% | 109.1958 | 70.8708 | 38.325 | 35.1% | Y | Y | Y | Y
Energy Star TV | New | Manufactured Home | 109.1958 | 70.8708 | 38.325 | 35.1% | 109.1958 | 70.8708 | 38.325 | 35.1% | Y | Y | Y | Y
14 SEER ASHP from base electric resistance heating | Turnover | Single Family | 13223.863 | 7741.4525 | 5482.4104 | 41.46% | 13223.863 | 7741.4525 | 5482.4104 | 41.46% | Y | Y | Y | Y
14 SEER ASHP from base electric resistance heating | Turnover | Multi-Family | 8815.9086 | 5160.9684 | 3654.9403 | 41.46% | 8815.9086 | 5160.9684 | 3654.9403 | 41.46% | Y | Y | Y | Y
14 SEER ASHP from base electric resistance heating | Turnover | Manufactured Home | 13223.863 | 7741.4525 | 5482.4104 | 41.46% | 13223.863 | 7741.4525 | 5482.4104 | 41.46% | Y | Y | Y | Y
14 SEER ASHP from base electric resistance heating | New | Single Family | 13223.863 | 7741.4525 | 5482.4104 | 41.46% | 13223.863 | 7741.4525 | 5482.4104 | 41.46% | Y | Y | Y | Y
14 SEER ASHP from base electric resistance heating | New | Multi-Family | 8815.9086 | 5160.9684 | 3654.9403 | 41.46% | 8815.9086 | 5160.9684 | 3654.9403 | 41.46% | Y | Y | Y | Y
14 SEER ASHP from base electric resistance heating | New | Manufactured Home | 13223.863 | 7741.4525 | 5482.4104 | 41.46% | 13223.863 | 7741.4525 | 5482.4104 | 41.46% | Y | Y | Y | Y
15 SEER Air Source Heat Pump | Turnover | Single Family | 7741.4525 | 7347.8005 | 393.6521 | 5.085% | 7741.4525 | 7347.8005 | 393.6521 | 5.085% | Y | Y | Y | Y
15 SEER Air Source Heat Pump | Turnover | Multi-Family | 5160.9684 | 4898.5336 | 262.4347 | 5.085% | 5160.9684 | 4898.5336 | 262.4347 | 5.085% | Y | Y | Y | Y
15 SEER Air Source Heat Pump | Turnover | Manufactured Home | 7741.4525 | 7347.8005 | 393.6521 | 5.085% | 7741.4525 | 7347.8005 | 393.6521 | 5.085% | Y | Y | Y | Y
15 SEER Air Source Heat Pump | New | Single Family | 7741.4525 | 7347.8005 | 393.6521 | 5.085% | 7741.4525 | 7347.8005 | 393.6521 | 5.085% | Y | Y | Y | Y
15 SEER Air Source Heat Pump | New | Multi-Family | 5160.9684 | 4898.5336 | 262.4347 | 5.085% | 5160.9684 | 4898.5336 | 262.4347 | 5.085% | Y | Y | Y | Y
15 SEER Air Source Heat Pump | New | Manufactured Home | 7741.4525 | 7347.8005 | 393.6521 | 5.085% | 7741.4525 | 7347.8005 | 393.6521 | 5.085% | Y | Y | Y | Y
15 SEER Central AC | Turnover | Single Family | 3838.5257 | 3582.624 | 255.9017 | 6.667% | 3838.5257 | 3582.624 | 255.9017 | 6.667% | Y | Y | Y | Y
15 SEER Central AC | Turnover | Multi-Family | 2559.0171 | 2388.416 | 170.6011 | 6.667% | 2559.0171 | 2388.416 | 170.6011 | 6.667% | Y | Y | Y | Y
15 SEER Central AC | Turnover | Manufactured Home | 3838.5257 | 3582.624 | 255.9017 | 6.667% | 3838.5257 | 3582.624 | 255.9017 | 6.667% | Y | Y | Y | Y
15 SEER Central AC | New | Single Family | 3838.5257 | 3582.624 | 255.9017 | 6.667% | 3838.5257 | 3582.624 | 255.9017 | 6.667% | Y | Y | Y | Y
15 SEER Central AC | New | Multi-Family | 2559.0171 | 2388.416 | 170.6011 | 6.667% | 2559.0171 | 2388.416 | 170.6011 | 6.667% | Y | Y | Y | Y
15 SEER Central AC | New | Manufactured Home | 3838.5257 | 3582.624 | 255.9017 | 6.667% | 3838.5257 | 3582.624 | 255.9017 | 6.667% | Y | Y | Y | Y
16 SEER Air Source Heat Pump | Turnover | Single Family | 7741.4525 | 6914.71 | 826.7425 | 10.68% | 7741.4525 | 6914.71 | 826.7425 | 10.68% | Y | Y | Y | Y
16 SEER Air Source Heat Pump | Turnover | Multi-Family | 5160.9684 | 4609.8067 | 551.1617 | 10.68% | 5160.9684 | 4609.8067 | 551.1617 | 10.68% | Y | Y | Y | Y
16 SEER Air Source Heat Pump | Turnover | Manufactured Home | 7741.4525 | 6914.71 | 826.7425 | 10.68% | 7741.4525 | 6914.71 | 826.7425 | 10.68% | Y | Y | Y | Y
16 SEER Air Source Heat Pump | New | Single Family | 7741.4525 | 6914.71 | 826.7425 | 10.68% | 7741.4525 | 6914.71 | 826.7425 | 10.68% | Y | Y | Y | Y
16 SEER Air Source Heat Pump | New | Multi-Family | 5160.9684 | 4609.8067 | 551.1617 | 10.68% | 5160.9684 | 4609.8067 | 551.1617 | 10.68% | Y | Y | Y | Y
16 SEER Air Source Heat Pump | New | Manufactured Home | 7741.4525 | 6914.71 | 826.7425 | 10.68% | 7741.4525 | 6914.71 | 826.7425 | 10.68% | Y | Y | Y | Y
16 SEER Central AC | Turnover | Single Family | 3838.5257 | 3358.71 | 479.8157 | 12.5% | 3838.5257 | 3358.71 | 479.8157 | 12.5% | Y | Y | Y | Y
16 SEER Central AC | Turnover | Multi-Family | 2559.0171 | 2239.14 | 319.8771 | 12.5% | 2559.0171 | 2239.14 | 319.8771 | 12.5% | Y | Y | Y | Y
16 SEER Central AC | Turnover | Manufactured Home | 3838.5257 | 3358.71 | 479.8157 | 12.5% | 3838.5257 | 3358.71 | 479.8157 | 12.5% | Y | Y | Y | Y
16 SEER Central AC | New | Single Family | 3838.5257 | 3358.71 | 479.8157 | 12.5% | 3838.5257 | 3358.71 | 479.8157 | 12.5% | Y | Y | Y | Y
16 SEER Central AC | New | Multi-Family | 2559.0171 | 2239.14 | 319.8771 | 12.5% | 2559.0171 | 2239.14 | 319.8771 | 12.5% | Y | Y | Y | Y
16 SEER Central AC | New | Manufactured Home | 3838.5257 | 3358.71 | 479.8157 | 12.5% | 3838.5257 | 3358.71 | 479.8157 | 12.5% | Y | Y | Y | Y
17 SEER Air Source Heat Pump | Turnover | Single Family | 7741.4525 | 6529.9809 | 1211.4716 | 15.65% | 7741.4525 | 6529.9809 | 1211.4716 | 15.65% | Y | Y | Y | Y
17 SEER Air Source Heat Pump | Turnover | Multi-Family | 5160.9684 | 4353.3206 | 807.6477 | 15.65% | 5160.9684 | 4353.3206 | 807.6477 | 15.65% | Y | Y | Y | Y
17 SEER Air Source Heat Pump | Turnover | Manufactured Home | 7741.4525 | 6529.9809 | 1211.4716 | 15.65% | 7741.4525 | 6529.9809 | 1211.4716 | 15.65% | Y | Y | Y | Y
17 SEER Air Source Heat Pump | New | Single Family | 7741.4525 | 6529.9809 | 1211.4716 | 15.65% | 7741.4525 | 6529.9809 | 1211.4716 | 15.65% | Y | Y | Y | Y
17 SEER Air Source Heat Pump | New | Multi-Family | 5160.9684 | 4353.3206 | 807.6477 | 15.65% | 5160.9684 | 4353.3206 | 807.6477 | 15.65% | Y | Y | Y | Y
17 SEER Air Source Heat Pump | New | Manufactured Home | 7741.4525 | 6529.9809 | 1211.4716 | 15.65% | 7741.4525 | 6529.9809 | 1211.4716 | 15.65% | Y | Y | Y | Y
17 SEER Central AC | Turnover | Single Family | 3838.5257 | 3161.1388 | 677.3869 | 17.65% | 3838.5257 | 3161.1388 | 677.3869 | 17.65% | Y | Y | Y | Y
17 SEER Central AC | Turnover | Multi-Family | 2559.0171 | 2107.4259 | 451.5913 | 17.65% | 2559.0171 | 2107.4259 | 451.5913 | 17.65% | Y | Y | Y | Y
17 SEER Central AC | Turnover | Manufactured Home | 3838.5257 | 3161.1388 | 677.3869 | 17.65% | 3838.5257 | 3161.1388 | 677.3869 | 17.65% | Y | Y | Y | Y
17 SEER Central AC | New | Single Family | 3838.5257 | 3161.1388 | 677.3869 | 17.65% | 3838.5257 | 3161.1388 | 677.3869 | 17.65% | Y | Y | Y | Y
17 SEER Central AC | New | Multi-Family | 2559.0171 | 2107.4259 | 451.5913 | 17.65% | 2559.0171 | 2107.4259 | 451.5913 | 17.65% | Y | Y | Y | Y
17 SEER Central AC | New | Manufactured Home | 3838.5257 | 3161.1388 | 677.3869 | 17.65% | 3838.5257 | 3161.1388 | 677.3869 | 17.65% | Y | Y | Y | Y
18 SEER Air Source Heat Pump | Turnover | Single Family | 7741.4525 | 6354.3621 | 1387.0904 | 17.92% | 7741.4525 | 6354.3621 | 1387.0904 | 17.92% | Y | Y | Y | Y
18 SEER Air Source Heat Pump | Turnover | Multi-Family | 5160.9684 | 4236.2414 | 924.727 | 17.92% | 5160.9684 | 4236.2414 | 924.727 | 17.92% | Y | Y | Y | Y
18 SEER Air Source Heat Pump | Turnover | Manufactured Home | 7741.4525 | 6354.3621 | 1387.0904 | 17.92% | 7741.4525 | 6354.3621 | 1387.0904 | 17.92% | Y | Y | Y | Y
18 SEER Air Source Heat Pump | New | Single Family | 7741.4525 | 6354.3621 | 1387.0904 | 17.92% | 7741.4525 | 6354.3621 | 1387.0904 | 17.92% | Y | Y | Y | Y
18 SEER Air Source Heat Pump | New | Multi-Family | 5160.9684 | 4236.2414 | 924.727 | 17.92% | 5160.9684 | 4236.2414 | 924.727 | 17.92% | Y | Y | Y | Y
18 SEER Air Source Heat Pump | New | Manufactured Home | 7741.4525 | 6354.3621 | 1387.0904 | 17.92% | 7741.4525 | 6354.3621 | 1387.0904 | 17.92% | Y | Y | Y | Y
18 SEER Central AC | Turnover | Single Family | 3838.5257 | 2985.52 | 853.0057 | 22.22% | 3838.5257 | 2985.52 | 853.0057 | 22.22% | Y | Y | Y | Y
18 SEER Central AC | Turnover | Multi-Family | 2559.0171 | 1990.3467 | 568.6705 | 22.22% | 2559.0171 | 1990.3467 | 568.6705 | 22.22% | Y | Y | Y | Y
18 SEER Central AC | Turnover | Manufactured Home | 3838.5257 | 2985.52 | 853.0057 | 22.22% | 3838.5257 | 2985.52 | 853.0057 | 22.22% | Y | Y | Y | Y
18 SEER Central AC | New | Single Family | 3838.5257 | 2985.52 | 853.0057 | 22.22% | 3838.5257 | 2985.52 | 853.0057 | 22.22% | Y | Y | Y | Y
18 SEER Central AC | New | Multi-Family | 2559.0171 | 1990.3467 | 568.6705 | 22.22% | 2559.0171 | 1990.3467 | 568.6705 | 22.22% | Y | Y | Y | Y
18 SEER Central AC | New | Manufactured Home | 3838.5257 | 2985.52 | 853.0057 | 22.22% | 3838.5257 | 2985.52 | 853.0057 | 22.22% | Y | Y | Y | Y
21 SEER Air Source Heat Pump | Turnover | Single Family | 7741.4525 | 5759.4171 | 1982.0354 | 25.6% | 7741.4525 | 5759.4171 | 1982.0354 | 25.6% | Y | Y | Y | Y
21 SEER Air Source Heat Pump | Turnover | Multi-Family | 5160.9684 | 3839.6114 | 1321.3569 | 25.6% | 5160.9684 | 3839.6114 | 1321.3569 | 25.6% | Y | Y | Y | Y
21 SEER Air Source Heat Pump | Turnover | Manufactured Home | 7741.4525 | 5759.4171 | 1982.0354 | 25.6% | 7741.4525 | 5759.4171 | 1982.0354 | 25.6% | Y | Y | Y | Y
21 SEER Air Source Heat Pump | New | Single Family | 7741.4525 | 5759.4171 | 1982.0354 | 25.6% | 7741.4525 | 5759.4171 | 1982.0354 | 25.6% | Y | Y | Y | Y
21 SEER Air Source Heat Pump | New | Multi-Family | 5160.9684 | 3839.6114 | 1321.3569 | 25.6% | 5160.9684 | 3839.6114 | 1321.3569 | 25.6% | Y | Y | Y | Y
21 SEER Air Source Heat Pump | New | Manufactured Home | 7741.4525 | 5759.4171 | 1982.0354 | 25.6% | 7741.4525 | 5759.4171 | 1982.0354 | 25.6% | Y | Y | Y | Y
21 SEER ASHP from base electric resistance heating | Turnover | Single Family | 13223.863 | 5759.4171 | 7464.4458 | 56.45% | 13223.863 | 5759.4171 | 7464.4458 | 56.45% | Y | Y | Y | Y
21 SEER ASHP from base electric resistance heating | Turnover | Multi-Family | 8815.9086 | 3839.6114 | 4976.2972 | 56.45% | 8815.9086 | 3839.6114 | 4976.2972 | 56.45% | Y | Y | Y | Y
21 SEER ASHP from base electric resistance heating | Turnover | Manufactured Home | 13223.863 | 5759.4171 | 7464.4458 | 56.45% | 13223.863 | 5759.4171 | 7464.4458 | 56.45% | Y | Y | Y | Y
21 SEER ASHP from base electric resistance heating | New | Single Family | 13223.863 | 5759.4171 | 7464.4458 | 56.45% | 13223.863 | 5759.4171 | 7464.4458 | 56.45% | Y | Y | Y | Y
21 SEER ASHP from base electric resistance heating | New | Multi-Family | 8815.9086 | 3839.6114 | 4976.2972 | 56.45% | 8815.9086 | 3839.6114 | 4976.2972 | 56.45% | Y | Y | Y | Y
21 SEER ASHP from base electric resistance heating | New | Manufactured Home | 13223.863 | 5759.4171 | 7464.4458 | 56.45% | 13223.863 | 5759.4171 | 7464.4458 | 56.45% | Y | Y | Y | Y
21 SEER Central AC | Turnover | Single Family | 3838.5257 | 2559.0171 | 1279.5086 | 33.33% | 3838.5257 | 2559.0171 | 1279.5086 | 33.33% | Y | Y | Y | Y
21 SEER Central AC | Turnover | Multi-Family | 2559.0171 | 1706.0114 | 853.0057 | 33.33% | 2559.0171 | 1706.0114 | 853.0057 | 33.33% | Y | Y | Y | Y
21 SEER Central AC | Turnover | Manufactured Home | 3838.5257 | 2559.0171 | 1279.5086 | 33.33% | 3838.5257 | 2559.0171 | 1279.5086 | 33.33% | Y | Y | Y | Y
21 SEER Central AC | New | Single Family | 3838.5257 | 2559.0171 | 1279.5086 | 33.33% | 3838.5257 | 2559.0171 | 1279.5086 | 33.33% | Y | Y | Y | Y
21 SEER Central AC | New | Multi-Family | 2559.0171 | 1706.0114 | 853.0057 | 33.33% | 2559.0171 | 1706.0114 | 853.0057 | 33.33% | Y | Y | Y | Y
21 SEER Central AC | New | Manufactured Home | 3838.5257 | 2559.0171 | 1279.5086 | 33.33% | 3838.5257 | 2559.0171 | 1279.5086 | 33.33% | Y | Y | Y | Y
Energy Star Room AC | Turnover | Single Family | 1643.4055 | 1492.76 | 150.6455 | 9.167% | 1643.4055 | 1492.76 | 150.6455 | 9.167% | Y | Y | Y | Y
Energy Star Room AC | Turnover | Multi-Family | 1643.4055 | 1492.76 | 150.6455 | 9.167% | 1643.4055 | 1492.76 | 150.6455 | 9.167% | Y | Y | Y | Y
Energy Star Room AC | Turnover | Manufactured Home | 1643.4055 | 1492.76 | 150.6455 | 9.167% | 1643.4055 | 1492.76 | 150.6455 | 9.167% | Y | Y | Y | Y
Energy Star Room AC | New | Single Family | 1643.4055 | 1492.76 | 150.6455 | 9.167% | 1643.4055 | 1492.76 | 150.6455 | 9.167% | Y | Y | Y | Y
Energy Star Room AC | New | Multi-Family | 1643.4055 | 1492.76 | 150.6455 | 9.167% | 1643.4055 | 1492.76 | 150.6455 | 9.167% | Y | Y | Y | Y
Energy Star Room AC | New | Manufactured Home | 1643.4055 | 1492.76 | 150.6455 | 9.167% | 1643.4055 | 1492.76 | 150.6455 | 9.167% | Y | Y | Y | Y
Ground Source Heat Pump | Turnover | Single Family | 10321.9367 | 8253.8098 | 2068.1269 | 20.04% | 10321.9367 | 8253.8098 | 2068.1269 | 20.04% | Y | Y | Y | Y
Ground Source Heat Pump | Turnover | Multi-Family | 10321.9367 | 8253.8098 | 2068.1269 | 20.04% | 10321.9367 | 8253.8098 | 2068.1269 | 20.04% | Y | Y | Y | Y
Ground Source Heat Pump | Turnover | Manufactured Home | 10321.9367 | 8253.8098 | 2068.1269 | 20.04% | 10321.9367 | 8253.8098 | 2068.1269 | 20.04% | Y | Y | Y | Y
Ground Source Heat Pump | New | Single Family | 10321.9367 | 8253.8098 | 2068.1269 | 20.04% | 10321.9367 | 8253.8098 | 2068.1269 | 20.04% | Y | Y | Y | Y
Ground Source Heat Pump | New | Multi-Family | 10321.9367 | 8253.8098 | 2068.1269 | 20.04% | 10321.9367 | 8253.8098 | 2068.1269 | 20.04% | Y | Y | Y | Y
Ground Source Heat Pump | New | Manufactured Home | 10321.9367 | 8253.8098 | 2068.1269 | 20.04% | 10321.9367 | 8253.8098 | 2068.1269 | 20.04% | Y | Y | Y | Y
Variable Refrigerant Flow (VRF) HVAC Systems | Turnover | Single Family | 6617.19 | 4908.5998 | 1708.5902 | 25.82% | 6617.19 | 4908.5998 | 1708.5902 | 25.82% | Y | Y | Y | Y
Variable Refrigerant Flow (VRF) HVAC Systems | Turnover | Multi-Family | 4303 | 3163.9398 | 1139.0602 | 26.47% | 4303 | 3163.9398 | 1139.0602 | 26.47% | Y | Y | Y | Y
Variable Refrigerant Flow (VRF) HVAC Systems | Turnover | Manufactured Home | 6473 | 4764.4098 | 1708.5902 | 26.4% | 6473 | 4764.4098 | 1708.5902 | 26.4% | Y | Y | Y | Y
Variable Refrigerant Flow (VRF) HVAC Systems | New | Single Family | 6617.19 | 4908.5998 | 1708.5902 | 25.82% | 6617.19 | 4908.5998 | 1708.5902 | 25.82% | Y | Y | Y | Y
Variable Refrigerant Flow (VRF) HVAC Systems | New | Multi-Family | 4303 | 3163.9398 | 1139.0602 | 26.47% | 4303 | 3163.9398 | 1139.0602 | 26.47% | Y | Y | Y | Y
Variable Refrigerant Flow (VRF) HVAC Systems | New | Manufactured Home | 6473 | 4764.4098 | 1708.5902 | 26.4% | 6473 | 4764.4098 | 1708.5902 | 26.4% | Y | Y | Y | Y
CFL - 15W Flood (Exterior) | Turnover | Single Family | 61.685 | 14.235 | 47.45 | 76.92% | 61.685 | 14.235 | 47.45 | 76.92% | Y | Y | Y | Y
CFL - 15W Flood (Exterior) | Turnover | Multi-Family | 61.685 | 14.235 | 47.45 | 76.92% | 61.685 | 14.235 | 47.45 | 76.92% | Y | Y | Y | Y
CFL - 15W Flood (Exterior) | Turnover | Manufactured Home | 61.685 | 14.235 | 47.45 | 76.92% | 61.685 | 14.235 | 47.45 | 76.92% | Y | Y | Y | Y
CFL - 15W Flood (Exterior) | New | Single Family | 61.685 | 14.235 | 47.45 | 76.92% | 61.685 | 14.235 | 47.45 | 76.92% | Y | Y | Y | Y
CFL - 15W Flood (Exterior) | New | Multi-Family | 61.685 | 14.235 | 47.45 | 76.92% | 61.685 | 14.235 | 47.45 | 76.92% | Y | Y | Y | Y
CFL - 15W Flood (Exterior) | New | Manufactured Home | 61.685 | 14.235 | 47.45 | 76.92% | 61.685 | 14.235 | 47.45 | 76.92% | Y | Y | Y | Y
CFL - 15W Flood | Turnover | Single Family | 20.6294 | 15.8688 | 4.7606 | 23.08% | 20.6294 | 15.8688 | 4.7606 | 23.08% | Y | Y | Y | Y
CFL - 15W Flood | Turnover | Multi-Family | 20.6294 | 15.8688 | 4.7606 | 23.08% | 20.6294 | 15.8688 | 4.7606 | 23.08% | Y | Y | Y | Y
CFL - 15W Flood | Turnover | Manufactured Home | 20.6294 | 15.8688 | 4.7606 | 23.08% | 20.6294 | 15.8688 | 4.7606 | 23.08% | Y | Y | Y | Y
CFL - 15W Flood | New | Single Family | 20.6294 | 15.8688 | 4.7606 | 23.08% | 20.6294 | 15.8688 | 4.7606 | 23.08% | Y | Y | Y | Y
CFL - 15W Flood | New | Multi-Family | 20.6294 | 15.8688 | 4.7606 | 23.08% | 20.6294 | 15.8688 | 4.7606 | 23.08% | Y | Y | Y | Y
CFL - 15W Flood | New | Manufactured Home | 20.6294 | 15.8688 | 4.7606 | 23.08% | 20.6294 | 15.8688 | 4.7606 | 23.08% | Y | Y | Y | Y
CFL-13W | Turnover | Single Family | 19.0425 | 13.7529 | 5.2896 | 27.78% | 19.0425 | 13.7529 | 5.2896 | 27.78% | Y | Y | Y | Y
CFL-13W | Turnover | Multi-Family | 19.0425 | 13.7529 | 5.2896 | 27.78% | 19.0425 | 13.7529 | 5.2896 | 27.78% | Y | Y | Y | Y
CFL-13W | Turnover | Manufactured Home | 19.0425 | 13.7529 | 5.2896 | 27.78% | 19.0425 | 13.7529 | 5.2896 | 27.78% | Y | Y | Y | Y
CFL-13W | New | Single Family | 19.0425 | 13.7529 | 5.2896 | 27.78% | 19.0425 | 13.7529 | 5.2896 | 27.78% | Y | Y | Y | Y
CFL-13W | New | Multi-Family | 19.0425 | 13.7529 | 5.2896 | 27.78% | 19.0425 | 13.7529 | 5.2896 | 27.78% | Y | Y | Y | Y
CFL-13W | New | Manufactured Home | 19.0425 | 13.7529 | 5.2896 | 27.78% | 19.0425 | 13.7529 | 5.2896 | 27.78% | Y | Y | Y | Y
CFL-23W | Turnover | Single Family | 31.7375 | 24.3321 | 7.4054 | 23.33% | 31.7375 | 24.3321 | 7.4054 | 23.33% | Y | Y | Y | Y
CFL-23W | Turnover | Multi-Family | 31.7375 | 24.3321 | 7.4054 | 23.33% | 31.7375 | 24.3321 | 7.4054 | 23.33% | Y | Y | Y | Y
CFL-23W | Turnover | Manufactured Home | 31.7375 | 24.3321 | 7.4054 | 23.33% | 31.7375 | 24.3321 | 7.4054 | 23.33% | Y | Y | Y | Y
CFL-23W | New | Single Family | 31.7375 | 24.3321 | 7.4054 | 23.33% | 31.7375 | 24.3321 | 7.4054 | 23.33% | Y | Y | Y | Y
CFL-23W | New | Multi-Family | 31.7375 | 24.3321 | 7.4054 | 23.33% | 31.7375 | 24.3321 | 7.4054 | 23.33% | Y | Y | Y | Y
CFL-23W | New | Manufactured Home | 31.7375 | 24.3321 | 7.4054 | 23.33% | 31.7375 | 24.3321 | 7.4054 | 23.33% | Y | Y | Y | Y
LED - 14W | Turnover | Single Family | 31.7375 | 14.8108 | 16.9267 | 53.33% | 31.7375 | 14.8108 | 16.9267 | 53.33% | Y | Y | Y | Y
LED - 14W | Turnover | Multi-Family | 31.7375 | 14.8108 | 16.9267 | 53.33% | 31.7375 | 14.8108 | 16.9267 | 53.33% | Y | Y | Y | Y
LED - 14W | Turnover | Manufactured Home | 31.7375 | 14.8108 | 16.9267 | 53.33% | 31.7375 | 14.8108 | 16.9267 | 53.33% | Y | Y | Y | Y
LED - 14W | New | Single Family | 31.7375 | 14.8108 | 16.9267 | 53.33% | 31.7375 | 14.8108 | 16.9267 | 53.33% | Y | Y | Y | Y
LED - 14W | New | Multi-Family | 31.7375 | 14.8108 | 16.9267 | 53.33% | 31.7375 | 14.8108 | 16.9267 | 53.33% | Y | Y | Y | Y
LED - 14W | New | Manufactured Home | 31.7375 | 14.8108 | 16.9267 | 53.33% | 31.7375 | 14.8108 | 16.9267 | 53.33% | Y | Y | Y | Y
LED - 9W Flood (Exterior) | Turnover | Single Family | 61.685 | 8.541 | 53.144 | 86.15% | 61.685 | 8.541 | 53.144 | 86.15% | Y | Y | Y | Y
LED - 9W Flood (Exterior) | Turnover | Multi-Family | 61.685 | 8.541 | 53.144 | 86.15% | 61.685 | 8.541 | 53.144 | 86.15% | Y | Y | Y | Y
LED - 9W Flood (Exterior) | Turnover | Manufactured Home | 61.685 | 8.541 | 53.144 | 86.15% | 61.685 | 8.541 | 53.144 | 86.15% | Y | Y | Y | Y
LED - 9W Flood (Exterior) | New | Single Family | 61.685 | 8.541 | 53.144 | 86.15% | 61.685 | 8.541 | 53.144 | 86.15% | Y | Y | Y | Y
LED - 9W Flood (Exterior) | New | Multi-Family | 61.685 | 8.541 | 53.144 | 86.15% | 61.685 | 8.541 | 53.144 | 86.15% | Y | Y | Y | Y
LED - 9W Flood (Exterior) | New | Manufactured Home | 61.685 | 8.541 | 53.144 | 86.15% | 61.685 | 8.541 | 53.144 | 86.15% | Y | Y | Y | Y
LED - 9W Flood | Turnover | Single Family | 20.6294 | 9.5213 | 11.1081 | 53.85% | 20.6294 | 9.5213 | 11.1081 | 53.85% | Y | Y | Y | Y
LED - 9W Flood | Turnover | Multi-Family | 20.6294 | 9.5213 | 11.1081 | 53.85% | 20.6294 | 9.5213 | 11.1081 | 53.85% | Y | Y | Y | Y
LED - 9W Flood | Turnover | Manufactured Home | 20.6294 | 9.5213 | 11.1081 | 53.85% | 20.6294 | 9.5213 | 11.1081 | 53.85% | Y | Y | Y | Y
LED - 9W Flood | New | Single Family | 20.6294 | 9.5213 | 11.1081 | 53.85% | 20.6294 | 9.5213 | 11.1081 | 53.85% | Y | Y | Y | Y
LED - 9W Flood | New | Multi-Family | 20.6294 | 9.5213 | 11.1081 | 53.85% | 20.6294 | 9.5213 | 11.1081 | 53.85% | Y | Y | Y | Y
LED - 9W Flood | New | Manufactured Home | 20.6294 | 9.5213 | 11.1081 | 53.85% | 20.6294 | 9.5213 | 11.1081 | 53.85% | Y | Y | Y | Y
LED - 9W | Turnover | Single Family | 19.0425 | 9.5213 | 9.5213 | 50% | 19.0425 | 9.5213 | 9.5213 | 50% | Y | Y | Y | Y
LED - 9W | Turnover | Multi-Family | 19.0425 | 9.5213 | 9.5213 | 50% | 19.0425 | 9.5213 | 9.5213 | 50% | Y | Y | Y | Y
LED - 9W | Turnover | Manufactured Home | 19.0425 | 9.5213 | 9.5213 | 50% | 19.0425 | 9.5213 | 9.5213 | 50% | Y | Y | Y | Y
LED - 9W | New | Single Family | 19.0425 | 9.5213 | 9.5213 | 50% | 19.0425 | 9.5213 | 9.5213 | 50% | Y | Y | Y | Y
LED - 9W | New | Multi-Family | 19.0425 | 9.5213 | 9.5213 | 50% | 19.0425 | 9.5213 | 9.5213 | 50% | Y | Y | Y | Y
LED - 9W | New | Manufactured Home | 19.0425 | 9.5213 | 9.5213 | 50% | 19.0425 | 9.5213 | 9.5213 | 50% | Y | Y | Y | Y
LED Specialty Lamps-5W Chandelier | Turnover | Single Family | 12.695 | 5.2896 | 7.4054 | 58.33% | 12.695 | 5.2896 | 7.4054 | 58.33% | Y | Y | Y | Y
LED Specialty Lamps-5W Chandelier | Turnover | Multi-Family | 12.695 | 5.2896 | 7.4054 | 58.33% | 12.695 | 5.2896 | 7.4054 | 58.33% | Y | Y | Y | Y
LED Specialty Lamps-5W Chandelier | Turnover | Manufactured Home | 12.695 | 5.2896 | 7.4054 | 58.33% | 12.695 | 5.2896 | 7.4054 | 58.33% | Y | Y | Y | Y
LED Specialty Lamps-5W Chandelier | New | Single Family | 12.695 | 5.2896 | 7.4054 | 58.33% | 12.695 | 5.2896 | 7.4054 | 58.33% | Y | Y | Y | Y
LED Specialty Lamps-5W Chandelier | New | Multi-Family | 12.695 | 5.2896 | 7.4054 | 58.33% | 12.695 | 5.2896 | 7.4054 | 58.33% | Y | Y | Y | Y
LED Specialty Lamps-5W Chandelier | New | Manufactured Home | 12.695 | 5.2896 | 7.4054 | 58.33% | 12.695 | 5.2896 | 7.4054 | 58.33% | Y | Y | Y | Y
Linear LED | Turnover | Single Family | 33.8533 | 19.0425 | 14.8108 | 43.75% | 33.8533 | 19.0425 | 14.8108 | 43.75% | Y | Y | Y | Y
Linear LED | Turnover | Multi-Family | 33.8533 | 19.0425 | 14.8108 | 43.75% | 33.8533 | 19.0425 | 14.8108 | 43.75% | Y | Y | Y | Y
Linear LED | Turnover | Manufactured Home | 33.8533 | 19.0425 | 14.8108 | 43.75% | 33.8533 | 19.0425 | 14.8108 | 43.75% | Y | Y | Y | Y
Linear LED | New | Single Family | 33.8533 | 19.0425 | 14.8108 | 43.75% | 33.8533 | 19.0425 | 14.8108 | 43.75% | Y | Y | Y | Y
Linear LED | New | Multi-Family | 33.8533 | 19.0425 | 14.8108 | 43.75% | 33.8533 | 19.0425 | 14.8108 | 43.75% | Y | Y | Y | Y
Linear LED | New | Manufactured Home | 33.8533 | 19.0425 | 14.8108 | 43.75% | 33.8533 | 19.0425 | 14.8108 | 43.75% | Y | Y | Y | Y
Low Wattage T8 Fixture | Turnover | Single Family | 33.8533 | 27.5058 | 6.3475 | 18.75% | 33.8533 | 27.5058 | 6.3475 | 18.75% | Y | Y | Y | Y
Low Wattage T8 Fixture | Turnover | Multi-Family | 33.8533 | 27.5058 | 6.3475 | 18.75% | 33.8533 | 27.5058 | 6.3475 | 18.75% | Y | Y | Y | Y
Low Wattage T8 Fixture | Turnover | Manufactured Home | 33.8533 | 27.5058 | 6.3475 | 18.75% | 33.8533 | 27.5058 | 6.3475 | 18.75% | Y | Y | Y | Y
Low Wattage T8 Fixture | New | Single Family | 33.8533 | 27.5058 | 6.3475 | 18.75% | 33.8533 | 27.5058 | 6.3475 | 18.75% | Y | Y | Y | Y
Low Wattage T8 Fixture | New | Multi-Family | 33.8533 | 27.5058 | 6.3475 | 18.75% | 33.8533 | 27.5058 | 6.3475 | 18.75% | Y | Y | Y | Y
Low Wattage T8 Fixture | New | Manufactured Home | 33.8533 | 27.5058 | 6.3475 | 18.75% | 33.8533 | 27.5058 | 6.3475 | 18.75% | Y | Y | Y | Y
Energy Star Bathroom Ventilating Fan | Turnover | Single Family | 9.4274 | 3.5211 | 5.9063 | 62.65% | 9.4274 | 3.5211 | 5.9063 | 62.65% | Y | Y | Y | Y
Energy Star Bathroom Ventilating Fan | Turnover | Multi-Family | 9.4274 | 3.5211 | 5.9063 | 62.65% | 9.4274 | 3.5211 | 5.9063 | 62.65% | Y | Y | Y | Y
Energy Star Bathroom Ventilating Fan | Turnover | Manufactured Home | 9.4274 | 3.5211 | 5.9063 | 62.65% | 9.4274 | 3.5211 | 5.9063 | 62.65% | Y | Y | Y | Y
Energy Star Bathroom Ventilating Fan | New | Single Family | 9.4274 | 3.5211 | 5.9063 | 62.65% | 9.4274 | 3.5211 | 5.9063 | 62.65% | Y | Y | Y | Y
Energy Star Bathroom Ventilating Fan | New | Multi-Family | 9.4274 | 3.5211 | 5.9063 | 62.65% | 9.4274 | 3.5211 | 5.9063 | 62.65% | Y | Y | Y | Y
Energy Star Bathroom Ventilating Fan | New | Manufactured Home | 9.4274 | 3.5211 | 5.9063 | 62.65% | 9.4274 | 3.5211 | 5.9063 | 62.65% | Y | Y | Y | Y
Energy Star Ceiling Fan | Turnover | Single Family | 31.2723 | 9.7904 | 21.4818 | 68.69% | 31.2723 | 9.7904 | 21.4818 | 68.69% | Y | Y | Y | Y
Energy Star Ceiling Fan | Turnover | Multi-Family | 31.2723 | 9.7904 | 21.4818 | 68.69% | 31.2723 | 9.7904 | 21.4818 | 68.69% | Y | Y | Y | Y
Energy Star Ceiling Fan | Turnover | Manufactured Home | 31.2723 | 9.7904 | 21.4818 | 68.69% | 31.2723 | 9.7904 | 21.4818 | 68.69% | Y | Y | Y | Y
Energy Star Ceiling Fan | New | Single Family | 31.2723 | 9.7904 | 21.4818 | 68.69% | 31.2723 | 9.7904 | 21.4818 | 68.69% | Y | Y | Y | Y
Energy Star Ceiling Fan | New | Multi-Family | 31.2723 | 9.7904 | 21.4818 | 68.69% | 31.2723 | 9.7904 | 21.4818 | 68.69% | Y | Y | Y | Y
Energy Star Ceiling Fan | New | Manufactured Home | 31.2723 | 9.7904 | 21.4818 | 68.69% | 31.2723 | 9.7904 | 21.4818 | 68.69% | Y | Y | Y | Y
Energy Star Dehumidifier | Turnover | Single Family | 857.7067 | 643.28 | 214.4267 | 25% | 857.7067 | 643.28 | 214.4267 | 25% | Y | Y | Y | Y
Energy Star Dehumidifier | Turnover | Multi-Family | 857.7067 | 643.28 | 214.4267 | 25% | 857.7067 | 643.28 | 214.4267 | 25% | Y | Y | Y | Y
Energy Star Dehumidifier | Turnover | Manufactured Home | 857.7067 | 643.28 | 214.4267 | 25% | 857.7067 | 643.28 | 214.4267 | 25% | Y | Y | Y | Y
Energy Star Dehumidifier | New | Single Family | 857.7067 | 643.28 | 214.4267 | 25% | 857.7067 | 643.28 | 214.4267 | 25% | Y | Y | Y | Y
Energy Star Dehumidifier | New | Multi-Family | 857.7067 | 643.28 | 214.4267 | 25% | 857.7067 | 643.28 | 214.4267 | 25% | Y | Y | Y | Y
Energy Star Dehumidifier | New | Manufactured Home | 857.7067 | 643.28 | 214.4267 | 25% | 857.7067 | 643.28 | 214.4267 | 25% | Y | Y | Y | Y
Heat Pump Pool Heater | Turnover | Single Family | 11764.7059 | 2352.9412 | 9411.7647 | 80% | 11764.7059 | 2352.9412 | 9411.7647 | 80% | Y | Y | Y | Y
Heat Pump Pool Heater | Turnover | Multi-Family | 11764.7059 | 2352.9412 | 9411.7647 | 80% | 11764.7059 | 2352.9412 | 9411.7647 | 80% | Y | Y | Y | Y
Heat Pump Pool Heater | Turnover | Manufactured Home | 11764.7059 | 2352.9412 | 9411.7647 | 80% | 11764.7059 | 2352.9412 | 9411.7647 | 80% | Y | Y | Y | Y
Heat Pump Pool Heater | New | Single Family | 11764.7059 | 2352.9412 | 9411.7647 | 80% | 11764.7059 | 2352.9412 | 9411.7647 | 80% | Y | Y | Y | Y
Heat Pump Pool Heater | New | Multi-Family | 11764.7059 | 2352.9412 | 9411.7647 | 80% | 11764.7059 | 2352.9412 | 9411.7647 | 80% | Y | Y | Y | Y
Heat Pump Pool Heater | New | Manufactured Home | 11764.7059 | 2352.9412 | 9411.7647 | 80% | 11764.7059 | 2352.9412 | 9411.7647 | 80% | Y | Y | Y | Y
Solar Pool Heater | Turnover | Single Family | 11764.7059 | 1633.9869 | 10130.719 | 86.11% | 11764.7059 | 1633.9869 | 10130.719 | 86.11% | Y | Y | Y | Y
Solar Pool Heater | Turnover | Multi-Family | 11764.7059 | 1633.9869 | 10130.719 | 86.11% | 11764.7059 | 1633.9869 | 10130.719 | 86.11% | Y | Y | Y | Y
Solar Pool Heater | Turnover | Manufactured Home | 11764.7059 | 1633.9869 | 10130.719 | 86.11% | 11764.7059 | 1633.9869 | 10130.719 | 86.11% | Y | Y | Y | Y
Solar Pool Heater | New | Single Family | 11764.7059 | 1633.9869 | 10130.719 | 86.11% | 11764.7059 | 1633.9869 | 10130.719 | 86.11% | Y | Y | Y | Y
Solar Pool Heater | New | Multi-Family | 11764.7059 | 1633.9869 | 10130.719 | 86.11% | 11764.7059 | 1633.9869 | 10130.719 | 86.11% | Y | Y | Y | Y
Solar Pool Heater | New | Manufactured Home | 11764.7059 | 1633.9869 | 10130.719 | 86.11% | 11764.7059 | 1633.9869 | 10130.719 | 86.11% | Y | Y | Y | Y
Solar Powered Pool Pumps | Turnover | Single Family | 2926 | 555.94 | 2370.06 | 81% | 2926 | 555.94 | 2370.06 | 81% | Y | Y | Y | Y
Solar Powered Pool Pumps | Turnover | Multi-Family | 2926 | 555.94 | 2370.06 | 81% | 2926 | 555.94 | 2370.06 | 81% | Y | Y | Y | Y
Solar Powered Pool Pumps | Turnover | Manufactured Home | 2926 | 555.94 | 2370.06 | 81% | 2926 | 555.94 | 2370.06 | 81% | Y | Y | Y | Y
Solar Powered Pool Pumps | New | Single Family | 2926 | 555.94 | 2370.06 | 81% | 2926 | 555.94 | 2370.06 | 81% | Y | Y | Y | Y
Solar Powered Pool Pumps | New | Multi-Family | 2926 | 555.94 | 2370.06 | 81% | 2926 | 555.94 | 2370.06 | 81% | Y | Y | Y | Y
Solar Powered Pool Pumps | New | Manufactured Home | 2926 | 555.94 | 2370.06 | 81% | 2926 | 555.94 | 2370.06 | 81% | Y | Y | Y | Y
Two Speed Pool Pump | Turnover | Single Family | 2926 | 1118.1673 | 1807.8327 | 61.79% | 2926 | 1118.1673 | 1807.8327 | 61.79% | Y | Y | Y | Y
Two Speed Pool Pump | Turnover | Multi-Family | 2926 | 1118.1673 | 1807.8327 | 61.79% | 2926 | 1118.1673 | 1807.8327 | 61.79% | Y | Y | Y | Y
Two Speed Pool Pump | Turnover | Manufactured Home | 2926 | 1118.1673 | 1807.8327 | 61.79% | 2926 | 1118.1673 | 1807.8327 | 61.79% | Y | Y | Y | Y
Two Speed Pool Pump | New | Single Family | 2926 | 1118.1673 | 1807.8327 | 61.79% | 2926 | 1118.1673 | 1807.8327 | 61.79% | Y | Y | Y | Y
Two Speed Pool Pump | New | Multi-Family | 2926 | 1118.1673 | 1807.8327 | 61.79% | 2926 | 1118.1673 | 1807.8327 | 61.79% | Y | Y | Y | Y
Two Speed Pool Pump | New | Manufactured Home | 2926 | 1118.1673 | 1807.8327 | 61.79% | 2926 | 1118.1673 | 1807.8327 | 61.79% | Y | Y | Y | Y
Variable Speed Pool Pump | Turnover | Single Family | 2926 | 1042.72 | 1883.28 | 64.36% | 2926 | 1042.72 | 1883.28 | 64.36% | Y | Y | Y | Y
Variable Speed Pool Pump | Turnover | Multi-Family | 2926 | 1042.72 | 1883.28 | 64.36% | 2926 | 1042.72 | 1883.28 | 64.36% | Y | Y | Y | Y
Variable Speed Pool Pump | Turnover | Manufactured Home | 2926 | 1042.72 | 1883.28 | 64.36% | 2926 | 1042.72 | 1883.28 | 64.36% | Y | Y | Y | Y
Variable Speed Pool Pump | New | Single Family | 2926 | 1042.72 | 1883.28 | 64.36% | 2926 | 1042.72 | 1883.28 | 64.36% | Y | Y | Y | Y
Variable Speed Pool Pump | New | Multi-Family | 2926 | 1042.72 | 1883.28 | 64.36% | 2926 | 1042.72 | 1883.28 | 64.36% | Y | Y | Y | Y
Variable Speed Pool Pump | New | Manufactured Home | 2926 | 1042.72 | 1883.28 | 64.36% | 2926 | 1042.72 | 1883.28 | 64.36% | Y | Y | Y | Y
Removal of 2nd Refrigerator-Freezer | Existing | Single Family | 1052.5805 | 0 | 1052.5805 | 100% | 1052.5805 | 0 | 1052.5805 | 100% | Y | Y | Y | Y
Removal of 2nd Refrigerator-Freezer | Existing | Multi-Family | 1052.5805 | 0 | 1052.5805 | 100% | 1052.5805 | 0 | 1052.5805 | 100% | Y | Y | Y | Y
Removal of 2nd Refrigerator-Freezer | Existing | Manufactured Home | 1052.5805 | 0 | 1052.5805 | 100% | 1052.5805 | 0 | 1052.5805 | 100% | Y | Y | Y | Y
Removal of 2nd Refrigerator-Freezer | New | Single Family | 1052.5805 | 0 | 1052.5805 | 100% | 1052.5805 | 0 | 1052.5805 | 100% | Y | Y | Y | Y
Removal of 2nd Refrigerator-Freezer | New | Multi-Family | 1052.5805 | 0 | 1052.5805 | 100% | 1052.5805 | 0 | 1052.5805 | 100% | Y | Y | Y | Y
Removal of 2nd Refrigerator-Freezer | New | Manufactured Home | 1052.5805 | 0 | 1052.5805 | 100% | 1052.5805 | 0 | 1052.5805 | 100% | Y | Y | Y | Y
Drain Water Heat Recovery | Existing | Single Family | 1931 | 1693.487 | 237.513 | 12.3% | 1931 | 1694.0136 | 236.9864 | 12.27% | Y | N | N | Y
Drain Water Heat Recovery | Existing | Multi-Family | 1654 | 1450.558 | 203.442 | 12.3% | 1654 | 1451.0091 | 202.9909 | 12.27% | Y | N | N | Y
Drain Water Heat Recovery | Existing | Manufactured Home | 2449 | 2147.773 | 301.227 | 12.3% | 2449 | 2148.4409 | 300.5591 | 12.27% | Y | N | N | Y
Drain Water Heat Recovery | New | Single Family | 1931 | 1693.487 | 237.513 | 12.3% | 1931 | 1694.0136 | 236.9864 | 12.27% | Y | N | N | Y
Drain Water Heat Recovery | New | Multi-Family | 1654 | 1450.558 | 203.442 | 12.3% | 1654 | 1451.0091 | 202.9909 | 12.27% | Y | N | N | Y
Drain Water Heat Recovery | New | Manufactured Home | 2449 | 2147.773 | 301.227 | 12.3% | 2449 | 2148.4409 | 300.5591 | 12.27% | Y | N | N | Y
Faucet Aerator | Existing | Single Family | 1931 | 1861.3923 | 69.6077 | 3.605% | 1931 | 1861.1407 | 69.8593 | 3.618% | Y | N | N | Y
Faucet Aerator | Existing | Multi-Family | 1654 | 1599.2838 | 54.7162 | 3.308% | 1654 | 1599.086 | 54.914 | 3.32% | Y | N | N | Y
Faucet Aerator | Existing | Manufactured Home | 2449 | 2394.72 | 54.28 | 2.216% | 2449 | 2394.5238 | 54.4762 | 2.224% | Y | N | N | Y
Faucet Aerator | New | Single Family | 1931 | 1901.9968 | 29.0032 | 1.502% | 1931 | 1901.892 | 29.108 | 1.507% | Y | N | N | Y
Faucet Aerator | New | Multi-Family | 1654 | 1631.2016 | 22.7984 | 1.378% | 1654 | 1631.1192 | 22.8808 | 1.383% | Y | N | N | Y
Faucet Aerator | New | Manufactured Home | 2449 | 2426.3833 | 22.6167 | 0.9235% | 2449 | 2426.3016 | 22.6984 | 0.9268% | Y | Y | Y | Y
Heat Trap | Existing | Single Family | 1931 | 1798.753 | 132.247 | 6.849% | 1931 | 1798.753 | 132.247 | 6.849% | Y | Y | Y | Y
Heat Trap | Existing | Multi-Family | 1654 | 1550.0451 | 103.9549 | 6.285% | 1654 | 1550.0451 | 103.9549 | 6.285% | Y | Y | Y | Y
Heat Trap | Existing | Manufactured Home | 2449 | 2345.8738 | 103.1262 | 4.211% | 2449 | 2345.8738 | 103.1262 | 4.211% | Y | Y | Y | Y
Heat Trap | New | Single Family | 1931 | 1798.753 | 132.247 | 6.849% | 1931 | 1798.753 | 132.247 | 6.849% | Y | Y | Y | Y
Heat Trap | New | Multi-Family | 1654 | 1550.0451 | 103.9549 | 6.285% | 1654 | 1550.0451 | 103.9549 | 6.285% | Y | Y | Y | Y
Heat Trap | New | Manufactured Home | 2449 | 2345.8738 | 103.1262 | 4.211% | 2449 | 2345.8738 | 103.1262 | 4.211% | Y | Y | Y | Y
Hot Water Pipe Insulation | Existing | Single Family | 1931.57 | 1783.6872 | 147.8828 | 7.656% | 1931.57 | 1783.6872 | 147.8828 | 7.656% | Y | Y | Y | Y
Hot Water Pipe Insulation | Existing | Multi-Family | 1655 | 1528.2917 | 126.7083 | 7.656% | 1655 | 1528.2917 | 126.7083 | 7.656% | Y | Y | Y | Y
Hot Water Pipe Insulation | Existing | Manufactured Home | 2449 | 2261.5023 | 187.4977 | 7.656% | 2449 | 2261.5023 | 187.4977 | 7.656% | Y | Y | Y | Y
Hot Water Pipe Insulation | New | Single Family | 1931.57 | 1783.6872 | 147.8828 | 7.656% | 1931.57 | 1783.6872 | 147.8828 | 7.656% | Y | Y | Y | Y
Hot Water Pipe Insulation | New | Multi-Family | 1655 | 1528.2917 | 126.7083 | 7.656% | 1655 | 1528.2917 | 126.7083 | 7.656% | Y | Y | Y | Y
Hot Water Pipe Insulation | New | Manufactured Home | 2449 | 2261.5023 | 187.4977 | 7.656% | 2449 | 2261.5023 | 187.4977 | 7.656% | Y | Y | Y | Y
Low Flow Showerhead | Existing | Single Family | 1931 | 1635.9975 | 295.0025 | 15.28% | 1931 | 1635.9975 | 295.0025 | 15.28% | Y | Y | Y | Y
Low Flow Showerhead | Existing | Multi-Family | 1654 | 1422.1086 | 231.8914 | 14.02% | 1654 | 1422.1086 | 231.8914 | 14.02% | Y | Y | Y | Y
Low Flow Showerhead | Existing | Manufactured Home | 2449 | 2218.9572 | 230.0428 | 9.393% | 2449 | 2218.9572 | 230.0428 | 9.393% | Y | Y | Y | Y
Low Flow Showerhead | New | Single Family | 1931 | 1635.9975 | 295.0025 | 15.28% | 1931 | 1635.9975 | 295.0025 | 15.28% | Y | Y | Y | Y
Low Flow Showerhead | New | Multi-Family | 1654 | 1422.1086 | 231.8914 | 14.02% | 1654 | 1422.1086 | 231.8914 | 14.02% | Y | Y | Y | Y
Low Flow Showerhead | New | Manufactured Home | 2449 | 2218.9572 | 230.0428 | 9.393% | 2449 | 2218.9572 | 230.0428 | 9.393% | Y | Y | Y | Y
Thermostatic Shower Restriction Valve | Existing | Single Family | 1931 | 1838.3587 | 92.6413 | 4.798% | 1931 | 1838.3587 | 92.6413 | 4.798% | Y | Y | Y | Y
Thermostatic Shower Restriction Valve | Existing | Multi-Family | 1654 | 1581.1778 | 72.8222 | 4.403% | 1654 | 1581.1778 | 72.8222 | 4.403% | Y | Y | Y | Y
Thermostatic Shower Restriction Valve | Existing | Manufactured Home | 2449 | 2376.7584 | 72.2416 | 2.95% | 2449 | 2376.7584 | 72.2416 | 2.95% | Y | Y | Y | Y
Thermostatic Shower Restriction Valve | New | Single Family | 1931 | 1838.3587 | 92.6413 | 4.798% | 1931 | 1838.3587 | 92.6413 | 4.798% | Y | Y | Y | Y
Thermostatic Shower Restriction Valve | New | Multi-Family | 1654 | 1581.1778 | 72.8222 | 4.403% | 1654 | 1581.1778 | 72.8222 | 4.403% | Y | Y | Y | Y
Thermostatic Shower Restriction Valve | New | Manufactured Home | 2449 | 2376.7584 | 72.2416 | 2.95% | 2449 | 2376.7584 | 72.2416 | 2.95% | Y | Y | Y | Y
Water Heater Blanket | Existing | Single Family | 1931 | 1667.0541 | 263.9459 | 13.67% | 1931 | 1667.0541 | 263.9459 | 13.67% | Y | Y | Y | Y
Water Heater Blanket | Existing | Multi-Family | 1654 | 1390.0541 | 263.9459 | 15.96% | 1654 | 1390.0541 | 263.9459 | 15.96% | Y | Y | Y | Y
Water Heater Blanket | Existing | Manufactured Home | 2449 | 2185.0541 | 263.9459 | 10.78% | 2449 | 2185.0541 | 263.9459 | 10.78% | Y | Y | Y | Y
Water Heater Blanket | New | Single Family | 1931 | 1678.5057 | 252.4943 | 13.08% | 1931 | 1678.5057 | 252.4943 | 13.08% | Y | Y | Y | Y
Water Heater Blanket | New | Multi-Family | 1654 | 1401.5057 | 252.4943 | 15.27% | 1654 | 1401.5057 | 252.4943 | 15.27% | Y | Y | Y | Y
Water Heater Blanket | New | Manufactured Home | 2449 | 2196.5057 | 252.4943 | 10.31% | 2449 | 2196.5057 | 252.4943 | 10.31% | Y | Y | Y | Y
Water Heater Thermostat Setback | Existing | Single Family | 1931 | 1894.4174 | 36.5826 | 1.894% | 1931 | 1894.4174 | 36.5826 | 1.894% | Y | Y | Y | Y
Water Heater Thermostat Setback | Existing | Multi-Family | 1654 | 1617.4174 | 36.5826 | 2.212% | 1654 | 1617.4174 | 36.5826 | 2.212% | Y | Y | Y | Y
Water Heater Thermostat Setback | Existing | Manufactured Home | 2449 | 2412.4174 | 36.5826 | 1.494% | 2449 | 2412.4174 | 36.5826 | 1.494% | Y | Y | Y | Y
Water Heater Thermostat Setback | New | Single Family | 1931 | 1894.4174 | 36.5826 | 1.894% | 1931 | 1894.4174 | 36.5826 | 1.894% | Y | Y | Y | Y
Water Heater Thermostat Setback | New | Multi-Family | 1654 | 1617.4174 | 36.5826 | 2.212% | 1654 | 1617.4174 | 36.5826 | 2.212% | Y | Y | Y | Y
Water Heater Thermostat Setback | New | Manufactured Home | 2449 | 2412.4174 | 36.5826 | 1.494% | 2449 | 2412.4174 | 36.5826 | 1.494% | Y | Y | Y | Y
Water Heater Timeclock | Existing | Single Family | 1931 | 1834.45 | 96.55 | 5% | 1931 | 1834.45 | 96.55 | 5% | Y | Y | Y | Y
Water Heater Timeclock | Existing | Multi-Family | 1654 | 1571.3 | 82.7 | 5% | 1654 | 1571.3 | 82.7 | 5% | Y | Y | Y | Y
Water Heater Timeclock | Existing | Manufactured Home | 2449 | 2326.55 | 122.45 | 5% | 2449 | 2326.55 | 122.45 | 5% | Y | Y | Y | Y
Water Heater Timeclock | New | Single Family | 1931 | 1834.45 | 96.55 | 5% | 1931 | 1834.45 | 96.55 | 5% | Y | Y | Y | Y
Water Heater Timeclock | New | Multi-Family | 1654 | 1571.3 | 82.7 | 5% | 1654 | 1571.3 | 82.7 | 5% | Y | Y | Y | Y
Water Heater Timeclock | New | Manufactured Home | 2449 | 2326.55 | 122.45 | 5% | 2449 | 2326.55 | 122.45 | 5% | Y | Y | Y | Y
Smart Power Strip | Existing | Single Family | 2274.2 | 2220.399 | 53.801 | 2.366% | 2274.2 | 2220.399 | 53.801 | 2.366% | Y | Y | Y | Y
Smart Power Strip | Existing | Multi-Family | 1176 | 1122.199 | 53.801 | 4.575% | 1176 | 1122.199 | 53.801 | 4.575% | Y | Y | Y | Y
Smart Power Strip | Existing | Manufactured Home | 1878 | 1824.199 | 53.801 | 2.865% | 1878 | 1824.199 | 53.801 | 2.865% | Y | Y | Y | Y
Smart Power Strip | New | Single Family | 2274.2 | 2220.399 | 53.801 | 2.366% | 2274.2 | 2220.399 | 53.801 | 2.366% | Y | Y | Y | Y
Smart Power Strip | New | Multi-Family | 1176 | 1122.199 | 53.801 | 4.575% | 1176 | 1122.199 | 53.801 | 4.575% | Y | Y | Y | Y
Smart Power Strip | New | Manufactured Home | 1878 | 1824.199 | 53.801 | 2.865% | 1878 | 1824.199 | 53.801 | 2.865% | Y | Y | Y | Y
Air Sealing-Infiltration Control | Existing | Single Family | 6617.19 | 6021.6429 | 595.5471 | 9% | 6617.19 | 6021.6429 | 595.5471 | 9% | Y | Y | Y | Y
Air Sealing-Infiltration Control | Existing | Multi-Family | 4303 | 3915.73 | 387.27 | 9% | 4303 | 3915.73 | 387.27 | 9% | Y | Y | Y | Y
Air Sealing-Infiltration Control | Existing | Manufactured Home | 6473 | 5890.43 | 582.57 | 9% | 6473 | 5890.43 | 582.57 | 9% | Y | Y | Y | Y
Air Sealing-Infiltration Control | New | Single Family | 0 | 0 | 0 | 0% | 0 | 0 | 0 | 0% | Y | Y | Y | Y
Air Sealing-Infiltration Control | New | Multi-Family | 0 | 0 | 0 | 0% | 0 | 0 | 0 | 0% | Y | Y | Y | Y
Air Sealing-Infiltration Control | New | Manufactured Home | 0 | 0 | 0 | 0% | 0 | 0 | 0 | 0% | Y | Y | Y | Y
Ceiling Insulation(R12 to R38) | Existing | Single Family | 7965 | 7122 | 843 | 10.58% | 7965 | 7122 | 843 | 10.58% | Y | Y | Y | Y
Ceiling Insulation(R12 to R38) | Existing | Multi-Family | 3458 | 2936 | 522 | 15.1% | 3458 | 2936 | 522 | 15.1% | Y | Y | Y | Y
Ceiling Insulation(R12 to R38) | Existing | Manufactured Home | 4718.05 | 4200.85 | 517.2 | 10.96% | 4718.05 | 4200.85 | 517.2 | 10.96% | Y | Y | Y | Y
Ceiling Insulation(R12 to R38) | New | Single Family | 7965 | 7122 | 843 | 10.58% | 7965 | 7122 | 843 | 10.58% | Y | Y | Y | Y
Ceiling Insulation(R12 to R38) | New | Multi-Family | 3458 | 2936 | 522 | 15.1% | 3458 | 2936 | 522 | 15.1% | Y | Y | Y | Y
Ceiling Insulation(R12 to R38) | New | Manufactured Home | 4718.05 | 4200.85 | 517.2 | 10.96% | 4718.05 | 4200.85 | 517.2 | 10.96% | Y | Y | Y | Y
Ceiling Insulation(R19 to R38) | Existing | Single Family | 7600 | 7174 | 426 | 5.605% | 7600 | 7174 | 426 | 5.605% | Y | Y | Y | Y
Ceiling Insulation(R19 to R38) | Existing | Multi-Family | 3235 | 2970 | 265 | 8.192% | 3235 | 2970 | 265 | 8.192% | Y | Y | Y | Y
Ceiling Insulation(R19 to R38) | Existing | Manufactured Home | 4478.91 | 4224.5 | 254.41 | 5.68% | 4478.91 | 4224.5 | 254.41 | 5.68% | Y | Y | Y | Y
Ceiling Insulation(R19 to R38) | New | Single Family | 7600 | 7174 | 426 | 5.605% | 7600 | 7174 | 426 | 5.605% | Y | Y | Y | Y
Ceiling Insulation(R19 to R38) | New | Multi-Family | 3235 | 2970 | 265 | 8.192% | 3235 | 2970 | 265 | 8.192% | Y | Y | Y | Y
Ceiling Insulation(R19 to R38) | New | Manufactured Home | 4478.91 | 4224.5 | 254.41 | 5.68% | 4478.91 | 4224.5 | 254.41 | 5.68% | Y | Y | Y | Y
Ceiling Insulation(R2 to R38) | Existing | Single Family | 10211 | 6975 | 3236 | 31.69% | 10211 | 6975 | 3236 | 31.69% | Y | Y | Y | Y
Ceiling Insulation(R2 to R38) | Existing | Multi-Family | 4781 | 2832 | 1949 | 40.77% | 4781 | 2832 | 1949 | 40.77% | Y | Y | Y | Y
Ceiling Insulation(R2 to R38) | Existing | Manufactured Home | 6136.97 | 4129.36 | 2007.61 | 32.71% | 6136.97 | 4129.36 | 2007.61 | 32.71% | Y | Y | Y | Y
Ceiling Insulation(R2 to R38) | New | Single Family | 10211 | 6975 | 3236 | 31.69% | 10211 | 6975 | 3236 | 31.69% | Y | Y | Y | Y
Ceiling Insulation(R2 to R38) | New | Multi-Family | 4781 | 2832 | 1949 | 40.77% | 4781 | 2832 | 1949 | 40.77% | Y | Y | Y | Y
Ceiling Insulation(R2 to R38) | New | Manufactured Home | 6136.97 | 4129.36 | 2007.61 | 32.71% | 6136.97 | 4129.36 | 2007.61 | 32.71% | Y | Y | Y | Y
Ceiling Insulation(R30 to R38) | Existing | Single Family | 7344 | 7221 | 123 | 1.675% | 7344 | 7221 | 123 | 1.675% | Y | Y | Y | Y
Ceiling Insulation(R30 to R38) | Existing | Multi-Family | 3060 | 2985 | 75 | 2.451% | 3060 | 2985 | 75 | 2.451% | Y | Y | Y | Y
Ceiling Insulation(R30 to R38) | Existing | Manufactured Home | 4320.44 | 4248.74 | 71.7 | 1.66% | 4320.44 | 4248.74 | 71.7 | 1.66% | Y | Y | Y | Y
Ceiling Insulation(R30 to R38) | New | Single Family | 7344 | 7221 | 123 | 1.675% | 7344 | 7221 | 123 | 1.675% | Y | Y | Y | Y
Ceiling Insulation(R30 to R38) | New | Multi-Family | 3060 | 2985 | 75 | 2.451% | 3060 | 2985 | 75 | 2.451% | Y | Y | Y | Y
Ceiling Insulation(R30 to R38) | New | Manufactured Home | 4320.44 | 4248.74 | 71.7 | 1.66% | 4320.44 | 4248.74 | 71.7 | 1.66% | Y | Y | Y | Y
Central AC Tune Up | Existing | Single Family | 3747.04 | 3559.688 | 187.352 | 5% | 3747.04 | 3559.688 | 187.352 | 5% | Y | Y | Y | Y
Central AC Tune Up | Existing | Multi-Family | 1815 | 1724.25 | 90.75 | 5% | 1815 | 1724.25 | 90.75 | 5% | Y | Y | Y | Y
Central AC Tune Up | Existing | Manufactured Home | 2493 | 2368.35 | 124.65 | 5% | 2493 | 2368.35 | 124.65 | 5% | Y | Y | Y | Y
Central AC Tune Up | New | Single Family | 0 | 0 | 0 | 0% | 0 | 0 | 0 | 0% | Y | Y | Y | Y
Central AC Tune Up | New | Multi-Family | 0 | 0 | 0 | 0% | 0 | 0 | 0 | 0% | Y | Y | Y | Y
Central AC Tune Up | New | Manufactured Home | 0 | 0 | 0 | 0% | 0 | 0 | 0 | 0% | Y | Y | Y | Y
Duct Insulation | Existing | Single Family | 6617.19 | 6540.5537 | 135.3381 | 2.045% | 6617.19 | 6540.5537 | 135.3381 | 2.045% | Y | Y | Y | Y
Duct Insulation | Existing | Multi-Family | 4303 | 4265.8787 | 88.0071 | 2.045% | 4303 | 4265.8787 | 88.0071 | 2.045% | Y | Y | Y | Y
Duct Insulation | Existing | Manufactured Home | 6473 | 6422.0119 | 132.389 | 2.045% | 6473 | 6422.0119 | 132.389 | 2.045% | Y | Y | Y | Y
Duct Insulation | New | Single Family | 0 | 0 | 0 | 0% | 0 | 0 | 0 | 0% | Y | Y | Y | Y
Duct Insulation | New | Multi-Family | 0 | 0 | 0 | 0% | 0 | 0 | 0 | 0% | Y | Y | Y | Y
Duct Insulation | New | Manufactured Home | 0 | 0 | 0 | 0% | 0 | 0 | 0 | 0% | Y | Y | Y | Y
Duct Repair | Existing | Single Family | 6617.19 | 5823.1272 | 794.0628 | 12% | 6617.19 | 5823.1272 | 794.0628 | 12% | Y | Y | Y | Y
Duct Repair | Existing | Multi-Family | 4303 | 3786.64 | 516.36 | 12% | 4303 | 3786.64 | 516.36 | 12% | Y | Y | Y | Y
Duct Repair | Existing | Manufactured Home | 6473 | 5696.24 | 776.76 | 12% | 6473 | 5696.24 | 776.76 | 12% | Y | Y | Y | Y
Duct Repair | New | Single Family | 0 | 0 | 0 | 0% | 0 | 0 | 0 | 0% | Y | Y | Y | Y
Duct Repair | New | Multi-Family | 0 | 0 | 0 | 0% | 0 | 0 | 0 | 0% | Y | Y | Y | Y
Duct Repair | New | Manufactured Home | 0 | 0 | 0 | 0% | 0 | 0 | 0 | 0% | Y | Y | Y | Y
Energy Star Certified Roof Products | Existing | Single Family | 6617.19 | 5790.0413 | 827.1488 | 12.5% | 6617.19 | 5790.0413 | 827.1488 | 12.5% | Y | Y | Y | Y
Energy Star Certified Roof Products | Existing | Multi-Family | 4303 | 3765.125 | 537.875 | 12.5% | 4303 | 3765.125 | 537.875 | 12.5% | Y | Y | Y | Y
Energy Star Certified Roof Products | Existing | Manufactured Home | 6473 | 5663.875 | 809.125 | 12.5% | 6473 | 5663.875 | 809.125 | 12.5% | Y | Y | Y | Y
Energy Star Certified Roof Products | New | Single Family | 6617.19 | 5790.0413 | 827.1488 | 12.5% | 6617.19 | 5790.0413 | 827.1488 | 12.5% | Y | Y | Y | Y
Energy Star Certified Roof Products | New | Multi-Family | 4303 | 3765.125 | 537.875 | 12.5% | 4303 | 3765.125 | 537.875 | 12.5% | Y | Y | Y | Y
Energy Star Certified Roof Products | New | Manufactured Home | 6473 | 5663.875 | 809.125 | 12.5% | 6473 | 5663.875 | 809.125 | 12.5% | Y | Y | Y | Y
Energy Star Door | Existing | Single Family | 6617.19 | 6440.939 | 176.251 | 2.664% | 6617.19 | 6440.939 | 176.251 | 2.664% | Y | Y | Y | Y
Energy Star Door | Existing | Multi-Family | 4303 | 4126.749 | 176.251 | 4.096% | 4303 | 4126.749 | 176.251 | 4.096% | Y | Y | Y | Y
Energy Star Door | Existing | Manufactured Home | 6473 | 6296.749 | 176.251 | 2.723% | 6473 | 6296.749 | 176.251 | 2.723% | Y | Y | Y | Y
Energy Star Door | New | Single Family | 6617.19 | 6492.1087 | 125.0813 | 1.89% | 6617.19 | 6492.1087 | 125.0813 | 1.89% | Y | Y | Y | Y
Energy Star Door | New | Multi-Family | 4303 | 4177.9187 | 125.0813 | 2.907% | 4303 | 4177.9187 | 125.0813 | 2.907% | Y | Y | Y | Y
Energy Star Door | New | Manufactured Home | 6473 | 6347.9187 | 125.0813 | 1.932% | 6473 | 6347.9187 | 125.0813 | 1.932% | Y | Y | Y | Y
Energy Star Windows | Existing | Single Family | 6617.19 | 6046.5392 | 570.6508 | 8.624% | 6617.19 | 6046.5392 | 570.6508 | 8.624% | Y | Y | Y | Y
Energy Star Windows | Existing | Multi-Family | 4303 | 3732.3492 | 570.6508 | 13.26% | 4303 | 3732.3492 | 570.6508 | 13.26% | Y | Y | Y | Y
Energy Star Windows | Existing | Manufactured Home | 6473 | 5902.3492 | 570.6508 | 8.816% | 6473 | 5902.3492 | 570.6508 | 8.816% | Y | Y | Y | Y
Energy Star Windows | New | Single Family | 6617.19 | 6421.9674 | 195.2226 | 2.95% | 6617.19 | 6421.9674 | 195.2226 | 2.95% | Y | Y | Y | Y
Energy Star Windows | New | Multi-Family | 4303 | 4107.7774 | 195.2226 | 4.537% | 4303 | 4107.7774 | 195.2226 | 4.537% | Y | Y | Y | Y
Energy Star Windows | New | Manufactured Home | 6473 | 6277.7774 | 195.2226 | 3.016% | 6473 | 6277.7774 | 195.2226 | 3.016% | Y | Y | Y | Y
Floor Insulation | Existing | Single Family | 13883 | 13810 | 73 | 0.5258% | 13883 | 13810 | 73 | 0.5258% | Y | Y | Y | Y
Floor Insulation | Existing | Multi-Family | 8350 | 8320 | 30 | 0.3593% | 8350 | 8320 | 30 | 0.3593% | Y | Y | Y | Y
Floor Insulation | Existing | Manufactured Home | 10090 | 10031 | 59 | 0.5847% | 10090 | 10031 | 59 | 0.5847% | Y | Y | Y | Y
Floor Insulation | New | Single Family | 13883 | 13883 | 0 | 0% | 13883 | 13883 | 0 | 0% | Y | Y | Y | Y
Floor Insulation | New | Multi-Family | 8350 | 8350 | 0 | 0% | 8350 | 8350 | 0 | 0% | Y | Y | Y | Y
Floor Insulation | New | Manufactured Home | 10090 | 10090 | 0 | 0% | 10090 | 10090 | 0 | 0% | Y | Y | Y | Y
Green Roof | Existing | Single Family | 6617.19 | 5647.5222 | 969.6678 | 14.65% | 6617.19 | 5647.5222 | 969.6678 | 14.65% | Y | Y | Y | Y
Green Roof | Existing | Multi-Family | 4303 | 3672.4483 | 630.5517 | 14.65% | 4303 | 3672.4483 | 630.5517 | 14.65% | Y | Y | Y | Y
Green Roof | Existing | Manufactured Home | 6473 | 5524.4615 | 948.5385 | 14.65% | 6473 | 5524.4615 | 948.5385 | 14.65% | Y | Y | Y | Y
Green Roof | New | Single Family | 6617.19 | 5647.5222 | 969.6678 | 14.65% | 6617.19 | 5647.5222 | 969.6678 | 14.65% | Y | Y | Y | Y
Green Roof | New | Multi-Family | 4303 | 3672.4483 | 630.5517 | 14.65% | 4303 | 3672.4483 | 630.5517 | 14.65% | Y | Y | Y | Y
Green Roof | New | Manufactured Home | 6473 | 5524.4615 | 948.5385 | 14.65% | 6473 | 5524.4615 | 948.5385 | 14.65% | Y | Y | Y | Y
Heat Pump Tune Up | Existing | Single Family | 6617.19 | 6286.3305 | 330.8595 | 5% | 6617.19 | 6286.3305 | 330.8595 | 5% | Y | Y | Y | Y
Heat Pump Tune Up | Existing | Multi-Family | 4303 | 4087.85 | 215.15 | 5% | 4303 | 4087.85 | 215.15 | 5% | Y | Y | Y | Y
Heat Pump Tune Up | Existing | Manufactured Home | 6473 | 6149.35 | 323.65 | 5% | 6473 | 6149.35 | 323.65 | 5% | Y | Y | Y | Y
Heat Pump Tune Up | New | Single Family | 0 | 0 | 0 | 0% | 0 | 0 | 0 | 0% | Y | Y | Y | Y
Heat Pump Tune Up | New | Multi-Family | 0 | 0 | 0 | 0% | 0 | 0 | 0 | 0% | Y | Y | Y | Y
Heat Pump Tune Up | New | Manufactured Home | 0 | 0 | 0 | 0% | 0 | 0 | 0 | 0% | Y | Y | Y | Y
Home Energy Management System | Existing | Single Family | 6617.19 | 5919.8783 | 697.3117 | 10.54% | 6617.19 | 5919.8783 | 697.3117 | 10.54% | Y | Y | Y | Y
Home Energy Management System | Existing | Multi-Family | 4303 | 3800.572 | 502.428 | 11.68% | 4303 | 3800.572 | 502.428 | 11.68% | Y | Y | Y | Y
Home Energy Management System | Existing | Manufactured Home | 6473 | 5698.4984 | 774.5016 | 11.97% | 6473 | 5698.4984 | 774.5016 | 11.97% | Y | Y | Y | Y
Home Energy Management System | New | Single Family | 6617.19 | 5919.8783 | 697.3117 | 10.54% | 6617.19 | 5919.8783 | 697.3117 | 10.54% | Y | Y | Y | Y
Home Energy Management System | New | Multi-Family | 4303 | 3800.572 | 502.428 | 11.68% | 4303 | 3800.572 | 502.428 | 11.68% | Y | Y | Y | Y
Home Energy Management System | New | Manufactured Home | 6473 | 5698.4984 | 774.5016 | 11.97% | 6473 | 5698.4984 | 774.5016 | 11.97% | Y | Y | Y | Y
HVAC ECM Motor | Existing | Single Family | 6617.19 | 6569.1722 | 48.0178 | 0.7257% | 6617.19 | 6569.1722 | 48.0178 | 0.7257% | Y | Y | Y | Y
HVAC ECM Motor | Existing | Multi-Family | 4303 | 4254.9822 | 48.0178 | 1.116% | 4303 | 4254.9822 | 48.0178 | 1.116% | Y | Y | Y | Y
HVAC ECM Motor | Existing | Manufactured Home | 6473 | 6424.9822 | 48.0178 | 0.7418% | 6473 | 6424.9822 | 48.0178 | 0.7418% | Y | Y | Y | Y
HVAC ECM Motor | New | Single Family | 6617.19 | 6569.1722 | 48.0178 | 0.7257% | 6617.19 | 6569.1722 | 48.0178 | 0.7257% | Y | Y | Y | Y
HVAC ECM Motor | New | Multi-Family | 4303 | 4254.9822 | 48.0178 | 1.116% | 4303 | 4254.9822 | 48.0178 | 1.116% | Y | Y | Y | Y
HVAC ECM Motor | New | Manufactured Home | 6473 | 6424.9822 | 48.0178 | 0.7418% | 6473 | 6424.9822 | 48.0178 | 0.7418% | Y | Y | Y | Y
Programmable Thermostat | Existing | Single Family | 6617.19 | 6503.3743 | 113.8157 | 1.72% | 6617.19 | 6503.3743 | 113.8157 | 1.72% | Y | Y | Y | Y
Programmable Thermostat | Existing | Multi-Family | 4303 | 4228.9884 | 74.0116 | 1.72% | 4303 | 4228.9884 | 74.0116 | 1.72% | Y | Y | Y | Y
Programmable Thermostat | Existing | Manufactured Home | 6473 | 6361.6644 | 111.3356 | 1.72% | 6473 | 6361.6644 | 111.3356 | 1.72% | Y | Y | Y | Y
Programmable Thermostat | New | Single Family | 6617.19 | 6503.3743 | 113.8157 | 1.72% | 6617.19 | 6503.3743 | 113.8157 | 1.72% | Y | Y | Y | Y
Programmable Thermostat | New | Multi-Family | 4303 | 4228.9884 | 74.0116 | 1.72% | 4303 | 4228.9884 | 74.0116 | 1.72% | Y | Y | Y | Y
Programmable Thermostat | New | Manufactured Home | 6473 | 6361.6644 | 111.3356 | 1.72% | 6473 | 6361.6644 | 111.3356 | 1.72% | Y | Y | Y | Y
Radiant Barrier | Existing | Single Family | 6617.19 | 5955.471 | 661.719 | 10% | 6617.19 | 5955.471 | 661.719 | 10% | Y | Y | Y | Y
Radiant Barrier | Existing | Multi-Family | 4303 | 3872.7 | 430.3 | 10% | 4303 | 3872.7 | 430.3 | 10% | Y | Y | Y | Y
Radiant Barrier | Existing | Manufactured Home | 6473 | 5825.7 | 647.3 | 10% | 6473 | 5825.7 | 647.3 | 10% | Y | Y | Y | Y
Radiant Barrier | New | Single Family | 6617.19 | 5955.471 | 661.719 | 10% | 6617.19 | 5955.471 | 661.719 | 10% | Y | Y | Y | Y
Radiant Barrier | New | Multi-Family | 4303 | 3872.7 | 430.3 | 10% | 4303 | 3872.7 | 430.3 | 10% | Y | Y | Y | Y
Radiant Barrier | New | Manufactured Home | 6473 | 5825.7 | 647.3 | 10% | 6473 | 5825.7 | 647.3 | 10% | Y | Y | Y | Y
Sealed crawlspace | Existing | Single Family | 13883 | 13720.94 | 162.06 | 1.167% | 13883 | 13721.2707 | 161.7293 | 1.165% | Y | N | N | Y
Sealed crawlspace | Existing | Multi-Family | 8350 | 8283.4 | 66.6 | 0.7976% | 8350 | 8283.5359 | 66.4641 | 0.796% | Y | N | N | Y
Sealed crawlspace | Existing | Manufactured Home | 10090 | 9959.02 | 130.98 | 1.298% | 10090 | 9959.2873 | 130.7127 | 1.295% | Y | N | N | Y
Sealed crawlspace | New | Single Family | 13883 | 13883 | 0 | 0% | 13883 | 13883 | 0 | 0% | Y | Y | Y | Y
Sealed crawlspace | New | Multi-Family | 8350 | 8350 | 0 | 0% | 8350 | 8350 | 0 | 0% | Y | Y | Y | Y
Sealed crawlspace | New | Manufactured Home | 10090 | 10090 | 0 | 0% | 10090 | 10090 | 0 | 0% | Y | Y | Y | Y
Smart Thermostat | Existing | Single Family | 6617.19 | 6352.5024 | 264.6876 | 4% | 6617.19 | 6352.5024 | 264.6876 | 4% | Y | Y | Y | Y
Smart Thermostat | Existing | Multi-Family | 4303 | 4130.88 | 172.12 | 4% | 4303 | 4130.88 | 172.12 | 4% | Y | Y | Y | Y
Smart Thermostat | Existing | Manufactured Home | 6473 | 6214.08 | 258.92 | 4% | 6473 | 6214.08 | 258.92 | 4% | Y | Y | Y | Y
Smart Thermostat | New | Single Family | 6617.19 | 6352.5024 | 264.6876 | 4% | 6617.19 | 6352.5024 | 264.6876 | 4% | Y | Y | Y | Y
Smart Thermostat | New | Multi-Family | 4303 | 4130.88 | 172.12 | 4% | 4303 | 4130.88 | 172.12 | 4% | Y | Y | Y | Y
Smart Thermostat | New | Manufactured Home | 6473 | 6214.08 | 258.92 | 4% | 6473 | 6214.08 | 258.92 | 4% | Y | Y | Y | Y
Spray Foam Insulation(Base R12) | Existing | Single Family | 7965 | 6715 | 1250 | 15.69% | 7965 | 6715 | 1250 | 15.69% | Y | Y | Y | Y
Spray Foam Insulation(Base R12) | Existing | Multi-Family | 3458 | 2624 | 834 | 24.12% | 3458 | 2624 | 834 | 24.12% | Y | Y | Y | Y
Spray Foam Insulation(Base R12) | Existing | Manufactured Home | 4718.05 | 3682.5 | 1035.55 | 21.95% | 4718.05 | 3682.5 | 1035.55 | 21.95% | Y | Y | Y | Y
Spray Foam Insulation(Base R12) | New | Single Family | 7965 | 6715 | 1250 | 15.69% | 7965 | 6715 | 1250 | 15.69% | Y | Y | Y | Y
Spray Foam Insulation(Base R12) | New | Multi-Family | 3458 | 2624 | 834 | 24.12% | 3458 | 2624 | 834 | 24.12% | Y | Y | Y | Y
Spray Foam Insulation(Base R12) | New | Manufactured Home | 4718.05 | 3682.5 | 1035.55 | 21.95% | 4718.05 | 3682.5 | 1035.55 | 21.95% | Y | Y | Y | Y
Spray Foam Insulation(Base R19) | Existing | Single Family | 7600 | 6720 | 880 | 11.58% | 7600 | 6720 | 880 | 11.58% | Y | Y | Y | Y
Spray Foam Insulation(Base R19) | Existing | Multi-Family | 3235 | 2632 | 603 | 18.64% | 3235 | 2632 | 603 | 18.64% | Y | Y | Y | Y
Spray Foam Insulation(Base R19) | Existing | Manufactured Home | 4478.91 | 3682.5 | 796.41 | 17.78% | 4478.91 | 3682.5 | 796.41 | 17.78% | Y | Y | Y | Y
Spray Foam Insulation(Base R19) | New | Single Family | 7600 | 6720 | 880 | 11.58% | 7600 | 6720 | 880 | 11.58% | Y | Y | Y | Y
Spray Foam Insulation(Base R19) | New | Multi-Family | 3235 | 2632 | 603 | 18.64% | 3235 | 2632 | 603 | 18.64% | Y | Y | Y | Y
Spray Foam Insulation(Base R19) | New | Manufactured Home | 4478.91 | 3682.5 | 796.41 | 17.78% | 4478.91 | 3682.5 | 796.41 | 17.78% | Y | Y | Y | Y
Spray Foam Insulation(Base R2) | Existing | Single Family | 10211 | 6726 | 3485 | 34.13% | 10211 | 6726 | 3485 | 34.13% | Y | Y | Y | Y
Spray Foam Insulation(Base R2) | Existing | Multi-Family | 4781 | 2625 | 2156 | 45.1% | 4781 | 2625 | 2156 | 45.1% | Y | Y | Y | Y
Spray Foam Insulation(Base R2) | Existing | Manufactured Home | 6136.97 | 3692.86 | 2444.11 | 39.83% | 6136.97 | 3692.86 | 2444.11 | 39.83% | Y | Y | Y | Y
Spray Foam Insulation(Base R2) | New | Single Family | 10211 | 6726 | 3485 | 34.13% | 10211 | 6726 | 3485 | 34.13% | Y | Y | Y | Y
Spray Foam Insulation(Base R2) | New | Multi-Family | 4781 | 2625 | 2156 | 45.1% | 4781 | 2625 | 2156 | 45.1% | Y | Y | Y | Y
Spray Foam Insulation(Base R2) | New | Manufactured Home | 6136.97 | 3692.86 | 2444.11 | 39.83% | 6136.97 | 3692.86 | 2444.11 | 39.83% | Y | Y | Y | Y
Spray Foam Insulation(Base R30) | Existing | Single Family | 7344 | 6726 | 618 | 8.415% | 7344 | 6726 | 618 | 8.415% | Y | Y | Y | Y
Spray Foam Insulation(Base R30) | Existing | Multi-Family | 3060 | 2631 | 429 | 14.02% | 3060 | 2631 | 429 | 14.02% | Y | Y | Y | Y
Spray Foam Insulation(Base R30) | Existing | Manufactured Home | 4320.44 | 3685.02 | 635.42 | 14.71% | 4320.44 | 3685.02 | 635.42 | 14.71% | Y | Y | Y | Y
Spray Foam Insulation(Base R30) | New | Single Family | 7344 | 6726 | 618 | 8.415% | 7344 | 6726 | 618 | 8.415% | Y | Y | Y | Y
Spray Foam Insulation(Base R30) | New | Multi-Family | 3060 | 2631 | 429 | 14.02% | 3060 | 2631 | 429 | 14.02% | Y | Y | Y | Y
Spray Foam Insulation(Base R30) | New | Manufactured Home | 4320.44 | 3685.02 | 635.42 | 14.71% | 4320.44 | 3685.02 | 635.42 | 14.71% | Y | Y | Y | Y
Storm Door | Existing | Single Family | 6617.19 | 6465.5763 | 151.6137 | 2.291% | 6617.19 | 6465.5763 | 151.6137 | 2.291% | Y | Y | Y | Y
Storm Door | Existing | Multi-Family | 4303 | 4151.3863 | 151.6137 | 3.523% | 4303 | 4151.3863 | 151.6137 | 3.523% | Y | Y | Y | Y
Storm Door | Existing | Manufactured Home | 6473 | 6321.3863 | 151.6137 | 2.342% | 6473 | 6321.3863 | 151.6137 | 2.342% | Y | Y | Y | Y
Storm Door | New | Single Family | 6617.19 | 6516.7459 | 100.4441 | 1.518% | 6617.19 | 6516.7459 | 100.4441 | 1.518% | Y | Y | Y | Y
Storm Door | New | Multi-Family | 4303 | 4202.5559 | 100.4441 | 2.334% | 4303 | 4202.5559 | 100.4441 | 2.334% | Y | Y | Y | Y
Storm Door | New | Manufactured Home | 6473 | 6372.5559 | 100.4441 | 1.552% | 6473 | 6372.5559 | 100.4441 | 1.552% | Y | Y | Y | Y
Wall Insulation | Existing | Single Family | 7632 | 6519 | 1113 | 14.58% | 7632 | 6519 | 1113 | 14.58% | Y | Y | Y | Y
Wall Insulation | Existing | Multi-Family | 3430 | 3039 | 391 | 11.4% | 3430 | 3039 | 391 | 11.4% | Y | Y | Y | Y
Wall Insulation | Existing | Manufactured Home | 5436 | 4577 | 859 | 15.8% | 5436 | 4577 | 859 | 15.8% | Y | Y | Y | Y
Wall Insulation | New | Single Family | 7632 | 7632 | 0 | 0% | 7632 | 7632 | 0 | 0% | Y | Y | Y | Y
Wall Insulation | New | Multi-Family | 3430 | 3430 | 0 | 0% | 3430 | 3430 | 0 | 0% | Y | Y | Y | Y
Wall Insulation | New | Manufactured Home | 5436 | 5436 | 0 | 0% | 5436 | 5436 | 0 | 0% | Y | Y | Y | Y
Window Sun Protection | Existing | Single Family | 3747.04 | 3655.1778 | 91.8622 | 2.452% | 3747.04 | 3655.1778 | 91.8622 | 2.452% | Y | Y | Y | Y
Window Sun Protection | Existing | Multi-Family | 1815 | 1738.4482 | 76.5518 | 4.218% | 1815 | 1738.4482 | 76.5518 | 4.218% | Y | Y | Y | Y
Window Sun Protection | Existing | Manufactured Home | 2493 | 2431.7586 | 61.2414 | 2.457% | 2493 | 2431.7586 | 61.2414 | 2.457% | Y | Y | Y | Y
Window Sun Protection | New | Single Family | 3747.04 | 3655.1778 | 91.8622 | 2.452% | 3747.04 | 3655.1778 | 91.8622 | 2.452% | Y | Y | Y | Y
Window Sun Protection | New | Multi-Family | 1815 | 1738.4482 | 76.5518 | 4.218% | 1815 | 1738.4482 | 76.5518 | 4.218% | Y | Y | Y | Y
Window Sun Protection | New | Manufactured Home | 2493 | 2431.7586 | 61.2414 | 2.457% | 2493 | 2431.7586 | 61.2414 | 2.457% | Y | Y | Y | Y
Exterior Lighting Controls | Existing | Single Family | 113.88 | 56.94 | 56.94 | 50% | 113.88 | 56.94 | 56.94 | 50% | Y | Y | Y | Y
Exterior Lighting Controls | Existing | Multi-Family | 113.88 | 56.94 | 56.94 | 50% | 113.88 | 56.94 | 56.94 | 50% | Y | Y | Y | Y
Exterior Lighting Controls | Existing | Manufactured Home | 113.88 | 56.94 | 56.94 | 50% | 113.88 | 56.94 | 56.94 | 50% | Y | Y | Y | Y
Exterior Lighting Controls | New | Single Family | 113.88 | 56.94 | 56.94 | 50% | 113.88 | 56.94 | 56.94 | 50% | Y | Y | Y | Y
Exterior Lighting Controls | New | Multi-Family | 113.88 | 56.94 | 56.94 | 50% | 113.88 | 56.94 | 56.94 | 50% | Y | Y | Y | Y
Exterior Lighting Controls | New | Manufactured Home | 113.88 | 56.94 | 56.94 | 50% | 113.88 | 56.94 | 56.94 | 50% | Y | Y | Y | Y
Interior Lighting Controls | Existing | Single Family | 126.9501 | 90.6786 | 36.2714 | 28.57% | 126.9501 | 90.6786 | 36.2714 | 28.57% | Y | Y | Y | Y
Interior Lighting Controls | Existing | Multi-Family | 126.9501 | 90.6786 | 36.2714 | 28.57% | 126.9501 | 90.6786 | 36.2714 | 28.57% | Y | Y | Y | Y
Interior Lighting Controls | Existing | Manufactured Home | 126.9501 | 90.6786 | 36.2714 | 28.57% | 126.9501 | 90.6786 | 36.2714 | 28.57% | Y | Y | Y | Y
Interior Lighting Controls | New | Single Family | 126.9501 | 90.6786 | 36.2714 | 28.57% | 126.9501 | 90.6786 | 36.2714 | 28.57% | Y | Y | Y | Y
Interior Lighting Controls | New | Multi-Family | 126.9501 | 90.6786 | 36.2714 | 28.57% | 126.9501 | 90.6786 | 36.2714 | 28.57% | Y | Y | Y | Y
Interior Lighting Controls | New | Manufactured Home | 126.9501 | 90.6786 | 36.2714 | 28.57% | 126.9501 | 90.6786 | 36.2714 | 28.57% | Y | Y | Y | Y
Solar Attic Fan | Existing | Single Family | 3747.04 | 3522.2176 | 224.8224 | 6% | 3747.04 | 3522.2176 | 224.8224 | 6% | Y | Y | Y | Y
Solar Attic Fan | Existing | Multi-Family | 1815 | 1706.1 | 108.9 | 6% | 1815 | 1706.1 | 108.9 | 6% | Y | Y | Y | Y
Solar Attic Fan | Existing | Manufactured Home | 2493 | 2343.42 | 149.58 | 6% | 2493 | 2343.42 | 149.58 | 6% | Y | Y | Y | Y
Solar Attic Fan | New | Single Family | 3747.04 | 3522.2176 | 224.8224 | 6% | 3747.04 | 3522.2176 | 224.8224 | 6% | Y | Y | Y | Y
Solar Attic Fan | New | Multi-Family | 1815 | 1706.1 | 108.9 | 6% | 1815 | 1706.1 | 108.9 | 6% | Y | Y | Y | Y
Solar Attic Fan | New | Manufactured Home | 2493 | 2343.42 | 149.58 | 6% | 2493 | 2343.42 | 149.58 | 6% | Y | Y | Y | Y