## Staff ROG113
RESPONSE TO STAFF ROG 10-113
DOCKET NO. 20190018
| Achievable Potential Measures Savings & Costs | [12 empty] | Achievable Potential Measures Savings & Costs | [12 empty] | Achievable Potential Measures Savings & Costs | [12 empty] | Achievable Potential Measures Savings & Costs
| [Passing Measures or Failing Measures] – [TRC or RIM] – NPV | [12 empty] | [Passing Measures or Failing Measures] – [TRC or RIM] – NPV | [12 empty] | [Passing Measures or Failing Measures] – [TRC or RIM] – NPV | [12 empty] | [Passing Measures or Failing Measures] – [TRC or RIM] – NPV
| Customer Class | Measure Name | *Segment | *Vintage | Avoided Generation | Avoided T&D | Avoided O&M | Avoided Fuel | Admin Costs | Incentives | Lost Revenues | Utility Equipment | Customer Equipment | Customer Class | Measure Name | *Segment | *Vintage | Avoided Generation | Avoided T&D | Avoided O&M | Avoided Fuel | Admin Costs | Incentives | Lost Revenues | Utility Equipment | Customer Equipment | Customer Class | Measure Name | *Segment | *Vintage | Avoided Generation | Avoided T&D | Avoided O&M | Avoided Fuel | Admin Costs | Incentives | Lost Revenues | Utility Equipment | Customer Equipment | Customer Class | Measure Name | *Segment | *Vintage | Avoided Generation | Avoided T&D | Avoided O&M | Avoided Fuel | Admin Costs | Incentives | Lost Revenues | Utility Equipment | Customer Equipment
| Residential | 14 SEER ASHP from base electric resistance heating | Single Family | Turnover | 5004849.8124 | 8179483.0931 | N/A | 3199321.1838 | 466003.2438 | 2166459.7171 | 13751191.1285 | N/A | 4684449.2438 | Commercial | Efficient Battery Charger | Assembly | Turnover | 0 | 0 | N/A | 0 | 0 | 0 | 0 | N/A | 0 | Residential | High Efficiency Induction Cooktop | Single Family | Turnover | 404326.9149 | 1193581.3363 | N/A | 706309.8146 | 133793.2926 | 500975.1497 | 2800788.2608 | N/A | 1158255.1782 | Residential | CFL-13W | Single Family | Turnover | 0 | 0 | N/A | 0 | 0 | 0 | 0 | N/A | 0
| Residential | 14 SEER ASHP from base electric resistance heating | Multi-Family | Turnover | 398613.1541 | 651458.0211 | N/A | 254811.1443 | 37115.0044 | 172548.5026 | 1095218.8125 | N/A | 407753.803 | Commercial | Efficient Battery Charger | College and University | Turnover | 0 | 0 | N/A | 0 | 0 | 0 | 0 | N/A | 0 | Residential | High Efficiency Induction Cooktop | Multi-Family | Turnover | 129238.4255 | 381514.4799 | N/A | 225763.7694 | 42765.4797 | 160130.9168 | 895239.5988 | N/A | 370222.8818 | Residential | CFL-13W | Multi-Family | Turnover | 0 | 0 | N/A | 0 | 0 | 0 | 0 | N/A | 0
| Residential | 14 SEER ASHP from base electric resistance heating | Manufactured Home | Turnover | 191197.0261 | 312475.4789 | N/A | 122221.5888 | 17802.4192 | 82763.8532 | 525327.8214 | N/A | 288640.2763 | Commercial | Efficient Battery Charger | Grocery | Turnover | 0 | 0 | N/A | 0 | 0 | 0 | 0 | N/A | 0 | Residential | High Efficiency Induction Cooktop | Manufactured Home | Turnover | 32817.5596 | 96878.1082 | N/A | 57328.2746 | 10859.4536 | 40662.1009 | 227328.5112 | N/A | 94010.8287 | Residential | CFL-13W | Manufactured Home | Turnover | 0 | 0 | N/A | 0 | 0 | 0 | 0 | N/A | 0
| Residential | 14 SEER ASHP from base electric resistance heating | Single Family | New | 1185041.7173 | 1936727.1856 | N/A | 757531.0373 | 110339.6316 | 512971.4656 | 3255988.8429 | N/A | 1109177.6945 | Commercial | Efficient Battery Charger | Healthcare | Turnover | 0 | 0 | N/A | 0 | 0 | 0 | 0 | N/A | 0 | Residential | High Efficiency Induction Cooktop | Single Family | New | 85104.1429 | 251229.1734 | N/A | 148666.5596 | 28161.2801 | 105447.0013 | 589519.707 | N/A | 243793.6001 | Residential | CFL-13W | Single Family | New | 0 | 0 | N/A | 0 | 0 | 0 | 0 | N/A | 0
| Residential | 14 SEER ASHP from base electric resistance heating | Multi-Family | New | 94387.209 | 154258.0915 | N/A | 60336.4753 | 8788.4247 | 40857.5869 | 259335.7643 | N/A | 96551.6141 | Commercial | Efficient Battery Charger | Hospitals | Turnover | 0 | 0 | N/A | 0 | 0 | 0 | 0 | N/A | 0 | Residential | High Efficiency Induction Cooktop | Multi-Family | New | 27202.5557 | 80302.5018 | N/A | 47519.5476 | 9001.4277 | 33704.9153 | 188433.1613 | N/A | 77925.8068 | Residential | CFL-13W | Multi-Family | New | 0 | 0 | N/A | 0 | 0 | 0 | 0 | N/A | 0
| Residential | 14 SEER ASHP from base electric resistance heating | Manufactured Home | New | 45273.3521 | 73990.7553 | N/A | 28940.7274 | 4215.417 | 19597.5698 | 124391.848 | N/A | 68346.8416 | Commercial | Efficient Battery Charger | Institutional | Turnover | 0 | 0 | N/A | 0 | 0 | 0 | 0 | N/A | 0 | Residential | High Efficiency Induction Cooktop | Manufactured Home | New | 6907.5547 | 20391.243 | N/A | 12066.6557 | 2285.7358 | 8558.7012 | 47848.9 | N/A | 19787.728 | Residential | CFL-13W | Manufactured Home | New | 0 | 0 | N/A | 0 | 0 | 0 | 0 | N/A | 0
| Residential | 15 SEER Air Source Heat Pump | Single Family | Turnover | 4425657.6267 | 7232902.7025 | N/A | 3210426.1324 | 412074.4652 | 2297093.785 | 12159818.2114 | N/A | 9913767.2128 | Commercial | Efficient Battery Charger | Lodging/Hospitality | Turnover | 0 | 0 | N/A | 0 | 0 | 0 | 0 | N/A | 0 | Residential | 14 SEER ASHP from base electric resistance heating | Single Family | Turnover | 5125553.8678 | 8376751.1066 | N/A | 3276480.5504 | 477242.0389 | 2452901.5015 | 14082834.3541 | N/A | 4797426.0647 | Commercial | Premium T8 - Fixture Replacement | Hospitals | Turnover | 0 | 0 | N/A | 0 | 0 | 0 | 0 | N/A | 0
| Residential | 15 SEER Air Source Heat Pump | Single Family | New | 1047614.909 | 1712128.9864 | N/A | 759952.6588 | 97543.7754 | 543754.149 | 2878398.6299 | N/A | 2346727.0206 | Commercial | Efficient Battery Charger | Miscellaneous | Turnover | 0 | 0 | N/A | 0 | 0 | 0 | 0 | N/A | 0 | Residential | 14 SEER ASHP from base electric resistance heating | Multi-Family | Turnover | 421586.0944 | 689002.9592 | N/A | 269496.463 | 39254.0226 | 238412.1445 | 1158338.6472 | N/A | 431253.5387 | Commercial | Premium T8 - Fixture Replacement | Hospitals | New | 0 | 0 | N/A | 0 | 0 | 0 | 0 | N/A | 0
| Residential | 15 SEER Central AC | Single Family | Turnover | 0 | 0 | N/A | 0 | 0 | 0 | 0 | N/A | 0 | Commercial | Efficient Battery Charger | Offices | Turnover | 0 | 0 | N/A | 0 | 0 | 0 | 0 | N/A | 0 | Residential | 14 SEER ASHP from base electric resistance heating | Manufactured Home | Turnover | 228312.0725 | 373133.0224 | N/A | 145947.1667 | 21258.2136 | 240236.717 | 627304.1278 | N/A | 344670.9452 | Commercial | Solar Pool Heater | Assembly | Turnover | 0 | 0 | N/A | 0 | 0 | 0 | 0 | N/A | 0
| Residential | 15 SEER Central AC | Single Family | New | 0 | 0 | N/A | 0 | 0 | 0 | 0 | N/A | 0 | Commercial | Efficient Battery Charger | Restaurants | Turnover | 0 | 0 | N/A | 0 | 0 | 0 | 0 | N/A | 0 | Residential | 14 SEER ASHP from base electric resistance heating | Single Family | New | 1213674.7605 | 1983522.4943 | N/A | 775834.5439 | 113005.6638 | 580820.0868 | 3334660.2244 | N/A | 1135977.707 | Commercial | Solar Pool Heater | College and University | Turnover | 0 | 0 | N/A | 0 | 0 | 0 | 0 | N/A | 0
| Residential | 16 SEER Central AC | Single Family | Turnover | 2006361.2458 | 3276198.4481 | N/A | 1807748.0159 | 218658.6564 | 419297.0251 | 6452352.0283 | N/A | 4633132.7154 | Commercial | Efficient Battery Charger | Retail | Turnover | 0 | 0 | N/A | 0 | 0 | 0 | 0 | N/A | 0 | Residential | 14 SEER ASHP from base electric resistance heating | Multi-Family | New | 99826.9485 | 163148.3198 | N/A | 63813.7972 | 9294.9206 | 56453.3726 | 274281.8467 | N/A | 102116.093 | Commercial | Solar Pool Heater | Grocery | Turnover | 0 | 0 | N/A | 0 | 0 | 0 | 0 | N/A | 0
| Residential | 16 SEER Central AC | Single Family | New | 419466.7374 | 684949.5707 | N/A | 377942.987 | 45714.6156 | 87661.7586 | 1348982.9209 | N/A | 968641.6482 | Commercial | Efficient Battery Charger | Schools K-12 | Turnover | 0 | 0 | N/A | 0 | 0 | 0 | 0 | N/A | 0 | Residential | 14 SEER ASHP from base electric resistance heating | Manufactured Home | New | 54061.7867 | 88353.7942 | N/A | 34558.6833 | 5033.7111 | 56885.4113 | 148538.7154 | N/A | 81614.2875 | Commercial | Solar Pool Heater | Healthcare | Turnover | 0 | 0 | N/A | 0 | 0 | 0 | 0 | N/A | 0
| Residential | Air Sealing-Infiltration Control | Single Family | Existing | 2049135.2928 | 4802753.3914 | N/A | 1996457.4565 | 343544.1367 | 687387.2312 | 7817414.7729 | N/A | 6810369.9952 | Commercial | Efficient Battery Charger | Warehouse | Turnover | 0 | 0 | N/A | 0 | 0 | 0 | 0 | N/A | 0 | Residential | 15 SEER Air Source Heat Pump | Single Family | Turnover | 5622780.9963 | 9189375.0701 | N/A | 4078834.0558 | 523539.0235 | 10023437.535 | 15449002.2781 | N/A | 12595403.1215 | Commercial | Solar Pool Heater | Hospitals | Turnover | 0 | 0 | N/A | 0 | 0 | 0 | 0 | N/A | 0
| Residential | Air Sealing-Infiltration Control | Multi-Family | Existing | 1211845.3557 | 2840317.2853 | N/A | 1180692.0241 | 203169.78 | 406516.3616 | 4623168.5235 | N/A | 3674698.9199 | Commercial | Efficient Battery Charger | Assembly | New | 0 | 0 | N/A | 0 | 0 | 0 | 0 | N/A | 0 | Residential | 15 SEER Air Source Heat Pump | Single Family | New | 1330731.1951 | 2174829.1597 | N/A | 965328.673 | 123904.8277 | 2372224.8864 | 3656281.3452 | N/A | 2980926.3174 | Commercial | Solar Pool Heater | Institutional | Turnover | 0 | 0 | N/A | 0 | 0 | 0 | 0 | N/A | 0
| Residential | Air Sealing-Infiltration Control | Manufactured Home | Existing | 800817.4655 | 1876952.1035 | N/A | 780230.5713 | 134259.6293 | 268636.0936 | 3055104.4173 | N/A | 1702984.055 | Commercial | Efficient Battery Charger | College and University | New | 0 | 0 | N/A | 0 | 0 | 0 | 0 | N/A | 0 | Residential | 15 SEER Central AC | Single Family | Turnover | 1442622.9521 | 2355667.05 | N/A | 1299815.1678 | 157220.9377 | 2419584.9064 | 4639399.3857 | N/A | 3191956.8271 | Commercial | Solar Pool Heater | Lodging/Hospitality | Turnover | 0 | 0 | N/A | 0 | 0 | 0 | 0 | N/A | 0
| Residential | Ceiling Insulation(R12 to R38) | Single Family | Existing | 1976383.5102 | 2652833.0934 | N/A | 1228288.2074 | 125309.2235 | 1136746.5522 | 4595449.0353 | N/A | 2554318.8949 | Commercial | Efficient Battery Charger | Grocery | New | 0 | 0 | N/A | 0 | 0 | 0 | 0 | N/A | 0 | Residential | 15 SEER Central AC | Single Family | New | 301606.8738 | 492495.5433 | N/A | 271750.2787 | 32869.93 | 505858.7474 | 969951.811 | N/A | 667337.3098 | Commercial | Solar Pool Heater | Miscellaneous | Turnover | 0 | 0 | N/A | 0 | 0 | 0 | 0 | N/A | 0
| Residential | Ceiling Insulation(R12 to R38) | Multi-Family | Existing | 600638.1471 | 806216.3773 | N/A | 373286.2317 | 38082.4367 | 345466.0188 | 1396592.3008 | N/A | 1041295.8543 | Commercial | Efficient Battery Charger | Healthcare | New | 0 | 0 | N/A | 0 | 0 | 0 | 0 | N/A | 0 | Residential | 16 SEER Central AC | Single Family | Turnover | 0 | 0 | N/A | 0 | 0 | 0 | 0 | N/A | 0 | Commercial | Solar Pool Heater | Offices | Turnover | 0 | 0 | N/A | 0 | 0 | 0 | 0 | N/A | 0
| Residential | Ceiling Insulation(R12 to R38) | Manufactured Home | Existing | 274997.2131 | 369119.5073 | N/A | 170906.0171 | 17435.729 | 158168.7624 | 639418.2461 | N/A | 507619.4508 | Commercial | Efficient Battery Charger | Hospitals | New | 0 | 0 | N/A | 0 | 0 | 0 | 0 | N/A | 0 | Residential | 16 SEER Central AC | Single Family | New | 0 | 0 | N/A | 0 | 0 | 0 | 0 | N/A | 0 | Commercial | Solar Pool Heater | Restaurants | Turnover | 0 | 0 | N/A | 0 | 0 | 0 | 0 | N/A | 0
| Residential | Ceiling Insulation(R12 to R38) | Single Family | New | 0 | 0 | N/A | 0 | 0 | 0 | 0 | N/A | 0 | Commercial | Efficient Battery Charger | Institutional | New | 0 | 0 | N/A | 0 | 0 | 0 | 0 | N/A | 0 | Residential | LED - 9W Flood | Single Family | Turnover | 729877.4811 | 2152538.6211 | N/A | 6143180.1057 | 1163676.7273 | 996388.5067 | 24360056.1241 | N/A | 6713128.5433 | Commercial | Solar Pool Heater | Retail | Turnover | 0 | 0 | N/A | 0 | 0 | 0 | 0 | N/A | 0
| Residential | Ceiling Insulation(R12 to R38) | Multi-Family | New | 0 | 0 | N/A | 0 | 0 | 0 | 0 | N/A | 0 | Commercial | Efficient Battery Charger | Lodging/Hospitality | New | 0 | 0 | N/A | 0 | 0 | 0 | 0 | N/A | 0 | Residential | LED - 9W Flood | Multi-Family | Turnover | 333565.1745 | 983743.0792 | N/A | 2807527.2863 | 531818.0662 | 455364.7902 | 11132918.3073 | N/A | 3068002.4413 | Commercial | Solar Pool Heater | Schools K-12 | Turnover | 0 | 0 | N/A | 0 | 0 | 0 | 0 | N/A | 0
| Residential | Ceiling Insulation(R12 to R38) | Manufactured Home | New | 0 | 0 | N/A | 0 | 0 | 0 | 0 | N/A | 0 | Commercial | Efficient Battery Charger | Miscellaneous | New | 0 | 0 | N/A | 0 | 0 | 0 | 0 | N/A | 0 | Residential | LED - 9W Flood | Manufactured Home | Turnover | 95829.8457 | 282619.2741 | N/A | 806573.7288 | 152785.8635 | 130821.6232 | 3198372.9865 | N/A | 881405.5632 | Commercial | Solar Pool Heater | Warehouse | Turnover | 0 | 0 | N/A | 0 | 0 | 0 | 0 | N/A | 0
| Residential | Ceiling Insulation(R19 to R38) | Single Family | Existing | 385376.0962 | 517277.3685 | N/A | 239504.586 | 24434.1137 | 221654.8288 | 896069.1082 | N/A | 844614.0793 | Commercial | Efficient Battery Charger | Offices | New | 0 | 0 | N/A | 0 | 0 | 0 | 0 | N/A | 0 | Residential | LED - 9W Flood | Single Family | New | 109080.4708 | 321697.7265 | N/A | 918100.6342 | 173911.9353 | 148910.6463 | 3640619.7755 | N/A | 1003279.6479 | Commercial | Solar Pool Heater | Assembly | New | 0 | 0 | N/A | 0 | 0 | 0 | 0 | N/A | 0
| Residential | Ceiling Insulation(R19 to R38) | Single Family | New | 0 | 0 | N/A | 0 | 0 | 0 | 0 | N/A | 0 | Commercial | Efficient Battery Charger | Restaurants | New | 0 | 0 | N/A | 0 | 0 | 0 | 0 | N/A | 0 | Residential | LED - 9W Flood | Multi-Family | New | 49851.4439 | 147020.7823 | N/A | 419586.0348 | 79480.4149 | 68054.4434 | 1663818.9311 | N/A | 458514.1471 | Commercial | Solar Pool Heater | College and University | New | 0 | 0 | N/A | 0 | 0 | 0 | 0 | N/A | 0
| Residential | Ceiling Insulation(R2 to R38) | Single Family | Existing | 309062.5354 | 414844.2433 | N/A | 192077.0263 | 19595.5826 | 29056.0378 | 718626.2801 | N/A | 125322.3366 | Commercial | Efficient Battery Charger | Retail | New | 0 | 0 | N/A | 0 | 0 | 0 | 0 | N/A | 0 | Residential | LED - 9W Flood | Manufactured Home | New | 14321.8074 | 42237.5594 | N/A | 120542.7546 | 22833.9062 | 19551.342 | 477998.0754 | N/A | 131726.4011 | Commercial | Solar Pool Heater | Grocery | New | 0 | 0 | N/A | 0 | 0 | 0 | 0 | N/A | 0
| Residential | Ceiling Insulation(R2 to R38) | Multi-Family | Existing | 995918.5976 | 1336788.0274 | N/A | 618946.2028 | 63144.519 | 246725.8177 | 2315690.8236 | N/A | 556932.9324 | Commercial | Efficient Battery Charger | Schools K-12 | New | 0 | 0 | N/A | 0 | 0 | 0 | 0 | N/A | 0 | Residential | LED Specialty Lamps-5W Chandelier | Single Family | Turnover | 21031.0854 | 62024.4147 | N/A | 177012.9218 | 33530.8121 | 17313.7878 | 701923.8628 | N/A | 182039.0343 | Commercial | Solar Pool Heater | Healthcare | New | 0 | 0 | N/A | 0 | 0 | 0 | 0 | N/A | 0
| Residential | Ceiling Insulation(R2 to R38) | Manufactured Home | Existing | 498599.2555 | 669253.006 | N/A | 309870.8234 | 31612.8349 | 130258.7837 | 1159333.4268 | N/A | 285561.6737 | Commercial | Efficient Battery Charger | Warehouse | New | 0 | 0 | N/A | 0 | 0 | 0 | 0 | N/A | 0 | Residential | LED Specialty Lamps-5W Chandelier | Multi-Family | Turnover | 9612.1548 | 28347.9556 | N/A | 80902.8906 | 15325.0937 | 7913.1821 | 320810.8703 | N/A | 83200.0507 | Commercial | Solar Pool Heater | Hospitals | New | 0 | 0 | N/A | 0 | 0 | 0 | 0 | N/A | 0
| Residential | Ceiling Insulation(R2 to R38) | Single Family | New | 0 | 0 | N/A | 0 | 0 | 0 | 0 | N/A | 0 | Residential | Room AC control | Multi Family | New | 0 | 0 | N/A | 0 | 0 | 0 | 0 | N/A | 0 | Residential | LED Specialty Lamps-5W Chandelier | Manufactured Home | Turnover | 2749.177 | 8107.8125 | N/A | 23139.0749 | 4383.1375 | 2263.253 | 91755.2722 | N/A | 23796.0868 | Commercial | Solar Pool Heater | Institutional | New | 0 | 0 | N/A | 0 | 0 | 0 | 0 | N/A | 0
| Residential | Ceiling Insulation(R2 to R38) | Multi-Family | New | 0 | 0 | N/A | 0 | 0 | 0 | 0 | N/A | 0 | Residential | Smart thermostats - Utility Installation | Single Family | New | 0 | 0 | N/A | 0 | 0 | 0 | 0 | N/A | 0 | Residential | LED Specialty Lamps-5W Chandelier | Single Family | New | 4086.035 | 12050.4445 | N/A | 34391.0442 | 6514.5506 | 3363.8179 | 136373.6294 | N/A | 35367.545 | Commercial | Solar Pool Heater | Lodging/Hospitality | New | 0 | 0 | N/A | 0 | 0 | 0 | 0 | N/A | 0
| Residential | Ceiling Insulation(R2 to R38) | Manufactured Home | New | 0 | 0 | N/A | 0 | 0 | 0 | 0 | N/A | 0 | Residential | Smart thermostats - Utility Installation | Multi Family | New | 0 | 0 | N/A | 0 | 0 | 0 | 0 | N/A | 0 | Residential | LED Specialty Lamps-5W Chandelier | Multi-Family | New | 1867.5023 | 5507.5967 | N/A | 15718.2586 | 2977.4435 | 1537.4165 | 62328.9006 | N/A | 16164.5635 | Commercial | Solar Pool Heater | Miscellaneous | New | 0 | 0 | N/A | 0 | 0 | 0 | 0 | N/A | 0
| Residential | Duct Repair | Single Family | Existing | 2300540.2235 | 5391995.0523 | N/A | 2241399.4329 | 385692.9837 | 771721.6037 | 8776520.1213 | N/A | 2725985.2495 | Residential | Smart thermostats - Utility Installation | Mobile Home/Other | New | 0 | 0 | N/A | 0 | 0 | 0 | 0 | N/A | 0 | Residential | LED Specialty Lamps-5W Chandelier | Manufactured Home | New | 534.1252 | 1575.2304 | N/A | 4495.5868 | 851.5801 | 439.7172 | 17826.719 | N/A | 4623.2346 | Commercial | Solar Pool Heater | Offices | New | 0 | 0 | N/A | 0 | 0 | 0 | 0 | N/A | 0
| Residential | Duct Repair | Multi-Family | Existing | 2382965.2175 | 5585182.3547 | N/A | 2321705.4988 | 399511.7996 | 799371.2609 | 9090970.0104 | N/A | 4342238.0881 | Residential | CPP + Tech | Single Family | New | 0 | 0 | N/A | 0 | 0 | 0 | 0 | N/A | 0 | Residential | Two Speed Pool Pump | Single Family | Turnover | 387376.9739 | 1142443.655 | N/A | 1787262.0834 | 338553.527 | 708075.1487 | 7087176.9851 | N/A | 2371271.1697 | Commercial | Solar Pool Heater | Restaurants | New | 0 | 0 | N/A | 0 | 0 | 0 | 0 | N/A | 0
| Residential | Duct Repair | Manufactured Home | Existing | 1608019.043 | 3768867.2579 | N/A | 1566681.1361 | 269589.5756 | 539413.7525 | 6134564.109 | N/A | 1947838.0971 | Residential | CPP + Tech | Multi Family | New | 0 | 0 | N/A | 0 | 0 | 0 | 0 | N/A | 0 | Residential | Two Speed Pool Pump | Multi-Family | Turnover | 0 | 0 | N/A | 0 | 0 | 0 | 0 | N/A | 0 | Commercial | Solar Pool Heater | Retail | New | 0 | 0 | N/A | 0 | 0 | 0 | 0 | N/A | 0
| Residential | Energy Star Windows | Single Family | Existing | 4760978.504 | 6390501.27 | N/A | 2958865.8891 | 301861.7168 | 2418330.6397 | 11070135.9123 | N/A | 3901272.527 | Residential | CPP + Tech | Mobile Home/Other | New | 0 | 0 | N/A | 0 | 0 | 0 | 0 | N/A | 0 | Residential | Two Speed Pool Pump | Manufactured Home | Turnover | 0 | 0 | N/A | 0 | 0 | 0 | 0 | N/A | 0 | Commercial | Solar Pool Heater | Schools K-12 | New | 0 | 0 | N/A | 0 | 0 | 0 | 0 | N/A | 0
| Residential | Energy Star Windows | Multi-Family | Existing | 2359944.9031 | 3167674.6467 | N/A | 1466664.9866 | 149628.279 | 1198729.8541 | 5487298.6301 | N/A | 1933801.6771 | Small C&I | CPP + Tech | 0-15,000 kWh | New | 0 | 0 | N/A | 0 | 0 | 0 | 0 | N/A | 0 | Residential | Two Speed Pool Pump | Single Family | New | 68325.5612 | 201504.2431 | N/A | 315237.3351 | 59714.0803 | 124890.3141 | 1250036.4702 | N/A | 418244.8737 | Commercial | Solar Pool Heater | Warehouse | New | 0 | 0 | N/A | 0 | 0 | 0 | 0 | N/A | 0
| Residential | Energy Star Windows | Manufactured Home | Existing | 1072521.0038 | 1439608.8601 | N/A | 666553.2749 | 68001.3639 | 544785.1535 | 2493805.2695 | N/A | 878852.2619 | Small C&I | CPP + Tech | 15,001-25,000 kWh | New | 0 | 0 | N/A | 0 | 0 | 0 | 0 | N/A | 0 | Residential | Two Speed Pool Pump | Multi-Family | New | 0 | 0 | N/A | 0 | 0 | 0 | 0 | N/A | 0 | Commercial | Dedicated Outdoor Air System on VRF unit | Retail | Existing | 0 | 0 | N/A | 0 | 0 | 0 | 0 | N/A | 0
| Residential | Home Energy Management System | Single Family | Existing | 182159.3037 | 426944.0953 | N/A | 177476.4709 | 30539.5944 | 61105.7649 | 694934.5107 | N/A | 430150.0421 | Small C&I | CPP + Tech | 25,001-50,000 kWh | New | 0 | 0 | N/A | 0 | 0 | 0 | 0 | N/A | 0 | Residential | Two Speed Pool Pump | Manufactured Home | New | 0 | 0 | N/A | 0 | 0 | 0 | 0 | N/A | 0 | Commercial | Dedicated Outdoor Air System on VRF unit | Retail | New | 0 | 0 | N/A | 0 | 0 | 0 | 0 | N/A | 0
| Residential | Home Energy Management System | Multi-Family | Existing | 123482.8773 | 289418.5707 | N/A | 120308.4598 | 20702.3024 | 41422.6203 | 471084.9851 | N/A | 404695.6164 | Small C&I | CPP + Tech | 50,001 kWh + | New | 0 | 0 | N/A | 0 | 0 | 0 | 0 | N/A | 0 | Residential | Variable Speed Pool Pump | Single Family | Turnover | 0 | 0 | N/A | 0 | 0 | 0 | 0 | N/A | 0 | Commercial | Facility Energy Management System | Assembly | Existing | 0 | 0 | N/A | 0 | 0 | 0 | 0 | N/A | 0
| Residential | Home Energy Management System | Manufactured Home | Existing | 188267.1031 | 441259.526 | N/A | 183427.255 | 31563.5867 | 63154.6405 | 718235.6569 | N/A | 400265.0911 | Small C&I | Smart thermostats - Utility Installation | 0-15,000 kWh | New | 0 | 0 | N/A | 0 | 0 | 0 | 0 | N/A | 0 | Residential | Variable Speed Pool Pump | Multi-Family | Turnover | 0 | 0 | N/A | 0 | 0 | 0 | 0 | N/A | 0 | Commercial | Facility Energy Management System | Assembly | New | 0 | 0 | N/A | 0 | 0 | 0 | 0 | N/A | 0
| Residential | Home Energy Management System | Single Family | New | 24314.846 | 56989.0185 | N/A | 23689.7758 | 4076.4623 | 8156.472 | 92760.7059 | N/A | 57416.9522 | Small C&I | Smart thermostats - Utility Installation | 15,001-25,000 kWh | New | 0 | 0 | N/A | 0 | 0 | 0 | 0 | N/A | 0 | Residential | Variable Speed Pool Pump | Manufactured Home | Turnover | 0 | 0 | N/A | 0 | 0 | 0 | 0 | N/A | 0 | Commercial | HVAC tune-up_RTU | Retail | Existing | 0 | 0 | N/A | 0 | 0 | 0 | 0 | N/A | 0
| Residential | Home Energy Management System | Multi-Family | New | 16514.5462 | 38706.7134 | N/A | 16090.001 | 2768.7169 | 5539.8432 | 63002.7005 | N/A | 54123.8153 | Small C&I | Smart thermostats - Utility Installation | 25,001-50,000 kWh | New | 0 | 0 | N/A | 0 | 0 | 0 | 0 | N/A | 0 | Residential | Variable Speed Pool Pump | Single Family | New | 0 | 0 | N/A | 0 | 0 | 0 | 0 | N/A | 0 | Commercial | HVAC tune-up_RTU | Retail | New | 0 | 0 | N/A | 0 | 0 | 0 | 0 | N/A | 0
| Residential | Home Energy Management System | Manufactured Home | New | 25115.924 | 58866.5811 | N/A | 24470.2601 | 4210.7656 | 8425.1955 | 95816.8041 | N/A | 53397.6857 | Small C&I | Smart thermostats - Utility Installation | 50,001 kWh + | New | 0 | 0 | N/A | 0 | 0 | 0 | 0 | N/A | 0 | Residential | Variable Speed Pool Pump | Multi-Family | New | 0 | 0 | N/A | 0 | 0 | 0 | 0 | N/A | 0 | Commercial | Smart Thermostat | Healthcare | Existing | 0 | 0 | N/A | 0 | 0 | 0 | 0 | N/A | 0
| Residential | Spray Foam Insulation(Base R2) | Single Family | Existing | 5906083.6774 | 7927537.4189 | N/A | 3670528.9714 | 374465.1561 | 3396972.4108 | 13732712.5008 | N/A | 11412939.7265 | [13 empty] | Residential | Variable Speed Pool Pump | Manufactured Home | New | 0 | 0 | N/A | 0 | 0 | 0 | 0 | N/A | 0 | Commercial | Smart Thermostat | Healthcare | New | 0 | 0 | N/A | 0 | 0 | 0 | 0 | N/A | 0
| Residential | Spray Foam Insulation(Base R2) | Single Family | New | 0 | 0 | N/A | 0 | 0 | 0 | 0 | N/A | 0 | [13 empty] | Residential | Thermostatic Shower Restriction Valve | Single Family | Existing | 13418.5805 | 39573.7825 | N/A | 53796.9156 | 10190.5231 | 17172.0726 | 213325.3233 | N/A | 67234.5769 | Commercial | Water Cooled Refrigeration Heat Recovery | Miscellaneous | Existing | 0 | 0 | N/A | 0 | 0 | 0 | 0 | N/A | 0
| Residential | Wall Insulation | Single Family | Existing | 490956.7738 | 658994.7599 | N/A | 305121.1531 | 31128.2764 | 282381.1355 | 1141563.2749 | N/A | 1076628.4441 | [13 empty] | Residential | Thermostatic Shower Restriction Valve | Multi-Family | Existing | 68708.1888 | 202632.6799 | N/A | 275460.4809 | 52179.3184 | 181622.2163 | 1092306.0464 | N/A | 437961.1047 | Commercial | Water Cooled Refrigeration Heat Recovery | Miscellaneous | New | 0 | 0 | N/A | 0 | 0 | 0 | 0 | N/A | 0
| Residential | Wall Insulation | Manufactured Home | Existing | 117798.8542 | 158117.4388 | N/A | 73209.9528 | 7468.8353 | 67753.7738 | 273903.6367 | N/A | 223797.9629 | [13 empty] | Residential | Thermostatic Shower Restriction Valve | Manufactured Home | Existing | 11715.2486 | 34550.3537 | N/A | 46968.0264 | 8896.9554 | 31568.0112 | 186246.1687 | N/A | 75275.6662 | Industrial | Process Heat Improved Controls | Chemicals and Plastics |  | 0 | 0 | N/A | 0 | 0 | 0 | 0 | N/A | 0
| Commercial | High Efficiency Chiller (Water cooled-centrifugal, 200 tons) | Assembly | Turnover | 58276.5472 | 78125.5363 | N/A | 46593.3243 | 4469.1633 | 21720.0244 | 156806.2201 | N/A | 71749.4493 | [13 empty] | Residential | Thermostatic Shower Restriction Valve | Single Family | New | 10327.1457 | 30456.5911 | N/A | 41402.9328 | 7842.7831 | 13215.8909 | 164178.4465 | N/A | 51744.7635 | Residential | Smart thermostats - Utility Installation | Multi Family | New | 0 | 0 | N/A | 0 | 0 | 0 | 0 | N/A | 0
| Commercial | High Efficiency Chiller (Water cooled-centrifugal, 200 tons) | College and University | Turnover | 3440.269 | 4612.0244 | N/A | 2750.5674 | 263.8304 | 1282.2092 | 9256.8212 | N/A | 3817.9017 | [13 empty] | Residential | Thermostatic Shower Restriction Valve | Multi-Family | New | 4067.6296 | 11996.1637 | N/A | 16307.6805 | 3089.0952 | 10752.3122 | 64666.1837 | N/A | 25927.9653 | Residential | Room AC control | Multi Family | New | 0 | 0 | N/A | 0 | 0 | 0 | 0 | N/A | 0
| Commercial | High Efficiency Chiller (Water cooled-centrifugal, 200 tons) | Grocery | Turnover | 0 | 0 | N/A | 0 | 0 | 0 | 0 | N/A | 0 | [13 empty] | Residential | Thermostatic Shower Restriction Valve | Manufactured Home | New | 693.5575 | 2045.4245 | N/A | 2780.5663 | 526.711 | 1868.866 | 11026.0078 | N/A | 4456.4143 | Residential | CPP + Tech | Multi Family | New | 0 | 0 | N/A | 0 | 0 | 0 | 0 | N/A | 0
| Commercial | High Efficiency Chiller (Water cooled-centrifugal, 200 tons) | Healthcare | Turnover | 0 | 0 | N/A | 0 | 0 | 0 | 0 | N/A | 0 | [13 empty] | Residential | Air Sealing-Infiltration Control | Single Family | Existing | 2741633.7625 | 6425827.9562 | N/A | 2671153.6263 | 459643.7373 | 6853841.7135 | 10459284.1437 | N/A | 9111911.9265 | Small C&I | Smart thermostats - Utility Installation | 0-15,000 kWh | New | 0 | 0 | N/A | 0 | 0 | 0 | 0 | N/A | 0
| Commercial | High Efficiency Chiller (Water cooled-centrifugal, 200 tons) | Hospitals | Turnover | 147045.7257 | 197129.4923 | N/A | 117566.1481 | 11276.7725 | 33536.2692 | 395659.7552 | N/A | 87832.483 | [13 empty] | Residential | Air Sealing-Infiltration Control | Multi-Family | Existing | 1598283.1736 | 3746048.3743 | N/A | 1557195.5501 | 267957.3257 | 3530119.3951 | 6097421.9399 | N/A | 4846500.7717 | Small C&I | Smart thermostats - Utility Installation | 15,001-25,000 kWh | New | 0 | 0 | N/A | 0 | 0 | 0 | 0 | N/A | 0
| Commercial | High Efficiency Chiller (Water cooled-centrifugal, 200 tons) | Institutional | Turnover | 33758.9051 | 45257.1865 | N/A | 26990.9542 | 2588.9327 | 12582.1497 | 90835.9633 | N/A | 76945.6369 | [13 empty] | Residential | Air Sealing-Infiltration Control | Manufactured Home | Existing | 984399.3798 | 2307230.5066 | N/A | 959093.0813 | 165037.729 | 1282608.371 | 3755466.1621 | N/A | 2093381.4756 | Small C&I | CPP + Tech | 0-15,000 kWh | New | 0 | 0 | N/A | 0 | 0 | 0 | 0 | N/A | 0
| Commercial | High Efficiency Chiller (Water cooled-centrifugal, 200 tons) | Lodging/Hospitality | Turnover | 26873.6621 | 36026.8301 | N/A | 21486.0577 | 2060.9111 | 10015.9777 | 72309.6611 | N/A | 20029.7052 | [13 empty] | Residential | Ceiling Insulation(R12 to R38) | Single Family | Existing | 2249448.552 | 3019359.1121 | N/A | 1397993.4134 | 142622.4465 | 2206579.2001 | 5230374.6336 | N/A | 2907233.7984 | Small C&I | CPP + Tech | 15,001-25,000 kWh | New | 0 | 0 | N/A | 0 | 0 | 0 | 0 | N/A | 0
| Commercial | High Efficiency Chiller (Water cooled-centrifugal, 200 tons) | Miscellaneous | Turnover | 32657.8504 | 43781.1126 | N/A | 26110.6378 | 2504.4941 | 12171.7799 | 87873.3267 | N/A | 71988.8245 | [13 empty] | Residential | Ceiling Insulation(R12 to R38) | Multi-Family | Existing | 735778.3895 | 987610.5781 | N/A | 457273.5577 | 46650.7731 | 1046402.5667 | 1710817.8007 | N/A | 1275581.6299
| Commercial | High Efficiency Chiller (Water cooled-centrifugal, 200 tons) | Offices | Turnover | 107466.4437 | 144069.509 | N/A | 85921.6803 | 8241.4815 | 40053.3987 | 289162.7527 | N/A | 117560.2636 | [13 empty] | Residential | Ceiling Insulation(R12 to R38) | Manufactured Home | Existing | 341290.5149 | 458102.7759 | N/A | 212106.1588 | 21638.9426 | 523686.1438 | 793562.16 | N/A | 629990.7616
| Commercial | High Efficiency Chiller (Water cooled-centrifugal, 200 tons) | Restaurants | Turnover | 7137.8373 | 9568.9844 | N/A | 5706.851 | 547.3928 | 2660.3155 | 19205.9644 | N/A | 5423.0179 | [13 empty] | Residential | Ceiling Insulation(R12 to R38) | Single Family | New | 0 | 0 | N/A | 0 | 0 | 0 | 0 | N/A | 0
| Commercial | High Efficiency Chiller (Water cooled-centrifugal, 200 tons) | Retail | Turnover | 0 | 0 | N/A | 0 | 0 | 0 | 0 | N/A | 0 | [13 empty] | Residential | Ceiling Insulation(R12 to R38) | Multi-Family | New | 0 | 0 | N/A | 0 | 0 | 0 | 0 | N/A | 0
| Commercial | High Efficiency Chiller (Water cooled-centrifugal, 200 tons) | Schools K-12 | Turnover | 28498.6948 | 38205.3488 | N/A | 22785.3054 | 2185.5331 | 10621.6373 | 76682.1786 | N/A | 31780.3727 | [13 empty] | Residential | Ceiling Insulation(R12 to R38) | Manufactured Home | New | 0 | 0 | N/A | 0 | 0 | 0 | 0 | N/A | 0
| Commercial | High Efficiency Chiller (Water cooled-centrifugal, 200 tons) | Assembly | New | 19175.8365 | 25707.1255 | N/A | 15331.4843 | 1470.5735 | 7146.9512 | 51596.9217 | N/A | 23609.0808 | [13 empty] | Residential | Ceiling Insulation(R19 to R38) | Single Family | Existing | 495197.1117 | 664686.4228 | N/A | 307756.4498 | 31397.1277 | 931061.411 | 1151422.8273 | N/A | 1085304.6068
| Commercial | High Efficiency Chiller (Water cooled-centrifugal, 200 tons) | College and University | New | 1132.2015 | 1517.8293 | N/A | 905.2189 | 86.8273 | 421.9784 | 3046.4441 | N/A | 1256.4815 | [13 empty] | Residential | Ceiling Insulation(R19 to R38) | Single Family | New | 0 | 0 | N/A | 0 | 0 | 0 | 0 | N/A | 0
| Commercial | High Efficiency Chiller (Water cooled-centrifugal, 200 tons) | Grocery | New | 0 | 0 | N/A | 0 | 0 | 0 | 0 | N/A | 0 | [13 empty] | Residential | Ceiling Insulation(R2 to R38) | Single Family | Existing | 3091677.2622 | 4149854.3742 | N/A | 1921424.0063 | 196022.5205 | 290659.2714 | 7188708.6784 | N/A | 1253649.9067
| Commercial | High Efficiency Chiller (Water cooled-centrifugal, 200 tons) | Healthcare | New | 0 | 0 | N/A | 0 | 0 | 0 | 0 | N/A | 0 | [13 empty] | Residential | Ceiling Insulation(R2 to R38) | Multi-Family | Existing | 995918.5976 | 1336788.0274 | N/A | 618946.2028 | 63144.519 | 246725.8177 | 2315690.8236 | N/A | 556932.9324
| Commercial | High Efficiency Chiller (Water cooled-centrifugal, 200 tons) | Hospitals | New | 48385.3442 | 64865.39 | N/A | 38685.0996 | 3710.618 | 11035.0976 | 130191.703 | N/A | 28901.2476 | [13 empty] | Residential | Ceiling Insulation(R2 to R38) | Manufactured Home | Existing | 498599.2555 | 669253.006 | N/A | 309870.8234 | 31612.8349 | 130258.7837 | 1159333.4268 | N/A | 285561.6737
| Commercial | High Efficiency Chiller (Water cooled-centrifugal, 200 tons) | Institutional | New | 11114.0902 | 14899.5488 | N/A | 8885.9487 | 852.3272 | 4142.2892 | 29904.9714 | N/A | 25332.0049 | [13 empty] | Residential | Ceiling Insulation(R2 to R38) | Single Family | New | 0 | 0 | N/A | 0 | 0 | 0 | 0 | N/A | 0
| Commercial | High Efficiency Chiller (Water cooled-centrifugal, 200 tons) | Lodging/Hospitality | New | 8767.8667 | 11754.2016 | N/A | 7010.0937 | 672.3979 | 3267.8374 | 23591.9267 | N/A | 6534.9406 | [13 empty] | Residential | Ceiling Insulation(R2 to R38) | Multi-Family | New | 0 | 0 | N/A | 0 | 0 | 0 | 0 | N/A | 0
| Commercial | High Efficiency Chiller (Water cooled-centrifugal, 200 tons) | Miscellaneous | New | 10750.0944 | 14411.5761 | N/A | 8594.9264 | 824.4127 | 4006.6257 | 28925.5584 | N/A | 23696.8034 | [13 empty] | Residential | Ceiling Insulation(R2 to R38) | Manufactured Home | New | 0 | 0 | N/A | 0 | 0 | 0 | 0 | N/A | 0
| Commercial | High Efficiency Chiller (Water cooled-centrifugal, 200 tons) | Offices | New | 35370.7878 | 47418.0764 | N/A | 28279.6882 | 2712.5462 | 13182.9082 | 95173.0979 | N/A | 38693.0003 | [13 empty] | Residential | Duct Repair | Single Family | Existing | 2324862.5696 | 5449001.6496 | N/A | 2265096.516 | 389770.7034 | 839997.3525 | 8869309.44 | N/A | 2754805.5919
| Commercial | High Efficiency Chiller (Water cooled-centrifugal, 200 tons) | Restaurants | New | 2350.1216 | 3150.5729 | N/A | 1878.9716 | 180.2282 | 875.9046 | 6323.5332 | N/A | 1785.52 | [13 empty] | Residential | Duct Repair | Multi-Family | Existing | 2814536.4942 | 6596697.0264 | N/A | 2742182.222 | 471866.1152 | 2810532.5481 | 10737406.7713 | N/A | 5128647.0636
| Commercial | High Efficiency Chiller (Water cooled-centrifugal, 200 tons) | Retail | New | 0 | 0 | N/A | 0 | 0 | 0 | 0 | N/A | 0 | [13 empty] | Residential | Duct Repair | Manufactured Home | Existing | 1641211.2286 | 3846662.9421 | N/A | 1599020.0386 | 275154.3525 | 636306.8406 | 6261191.708 | N/A | 1988044.7128
| Commercial | High Efficiency Chiller (Water cooled-centrifugal, 200 tons) | Schools K-12 | New | 9378.995 | 12573.4803 | N/A | 7498.7037 | 719.2647 | 3495.6086 | 25236.3057 | N/A | 10459.0038 | [13 empty] | Residential | Energy Star Windows | Single Family | Existing | 4761559.3093 | 6391280.8654 | N/A | 2959226.8495 | 301898.5418 | 2418625.6588 | 11071486.3897 | N/A | 3901748.4544
| Commercial | High Efficiency Chiller (Water cooled-positive displacement, 100 tons) | Assembly | Turnover | 33495.3388 | 44903.8495 | N/A | 26780.2273 | 2568.7201 | 12483.917 | 90126.7786 | N/A | 70890.3465 | [13 empty] | Residential | Energy Star Windows | Multi-Family | Existing | 2359952.0311 | 3167684.2143 | N/A | 1466669.4165 | 149628.731 | 1198733.4747 | 5487315.2039 | N/A | 1933807.5179
| Commercial | High Efficiency Chiller (Water cooled-positive displacement, 100 tons) | College and University | Turnover | 1968.758 | 2639.3169 | N/A | 1574.0634 | 150.9819 | 733.7681 | 5297.3884 | N/A | 3755.8017 | [13 empty] | Residential | Energy Star Windows | Manufactured Home | Existing | 1072526.9981 | 1439616.906 | N/A | 666557.0002 | 68001.7439 | 544788.1983 | 2493819.2073 | N/A | 878857.1737
| Commercial | High Efficiency Chiller (Water cooled-positive displacement, 100 tons) | Healthcare | Turnover | 0 | 0 | N/A | 0 | 0 | 0 | 0 | N/A | 0 | [13 empty] | Residential | Home Energy Management System | Single Family | Existing | 229311.2983 | 537458.7123 | N/A | 223416.3127 | 38444.7783 | 352628.6616 | 874818.5332 | N/A | 541494.5194
| Commercial | High Efficiency Chiller (Water cooled-positive displacement, 100 tons) | Hospitals | Turnover | 88775.2463 | 119012.0907 | N/A | 70977.6752 | 6808.0745 | 33087.0755 | 238869.8621 | N/A | 91153.344 | [13 empty] | Residential | Home Energy Management System | Multi-Family | Existing | 164795.7737 | 386247.5375 | N/A | 160559.3112 | 27628.5426 | 404362.6612 | 628692.9517 | N/A | 540092.1058
| Commercial | High Efficiency Chiller (Water cooled-positive displacement, 100 tons) | Lodging/Hospitality | Turnover | 14990.5506 | 20096.3313 | N/A | 11985.2602 | 1149.6086 | 5587.0696 | 40335.4639 | N/A | 19206.2798 | [13 empty] | Residential | Home Energy Management System | Manufactured Home | Existing | 231453.6879 | 542480.0346 | N/A | 225503.6272 | 38803.9568 | 301451.5104 | 882991.7114 | N/A | 492081.8876
| Commercial | High Efficiency Chiller (Water cooled-positive displacement, 100 tons) | Offices | Turnover | 61378.2603 | 82283.6927 | N/A | 49073.2091 | 4707.0302 | 22876.0518 | 165152.08 | N/A | 115419.7723 | [13 empty] | Residential | Home Energy Management System | Single Family | New | 30707.514 | 71972.1228 | N/A | 29918.1052 | 5148.2137 | 47221.1777 | 117148.6209 | N/A | 72512.5655
| Commercial | High Efficiency Chiller (Water cooled-positive displacement, 100 tons) | Restaurants | Turnover | 3987.1455 | 5345.1671 | N/A | 3187.8066 | 305.7697 | 1486.0334 | 10728.316 | N/A | 5207.3221 | [13 empty] | Residential | Home Energy Management System | Multi-Family | New | 22047.7026 | 51675.2986 | N/A | 21480.9146 | 3696.3684 | 54098.8854 | 84111.5939 | N/A | 72257.8609
| Commercial | High Efficiency Chiller (Water cooled-positive displacement, 100 tons) | Retail | Turnover | 0 | 0 | N/A | 0 | 0 | 0 | 0 | N/A | 0 | [13 empty] | Residential | Home Energy Management System | Manufactured Home | New | 30872.1237 | 72357.9343 | N/A | 30078.4833 | 5175.8111 | 40208.6846 | 117776.6041 | N/A | 65635.6486
| Commercial | High Efficiency Chiller (Water cooled-positive displacement, 100 tons) | Schools K-12 | Turnover | 16313.2665 | 21869.5643 | N/A | 13042.7994 | 1251.0462 | 6080.0539 | 43894.5302 | N/A | 31271.8023 | [13 empty] | Residential | Spray Foam Insulation(Base R2) | Single Family | Existing | 0 | 0 | N/A | 0 | 0 | 0 | 0 | N/A | 0
| Commercial | High Efficiency Chiller (Water cooled-positive displacement, 100 tons) | Assembly | New | 11017.7664 | 14770.4171 | N/A | 8808.9358 | 844.9402 | 4106.3887 | 29645.7904 | N/A | 23318.2677 | [13 empty] | Residential | Spray Foam Insulation(Base R2) | Single Family | New | 0 | 0 | N/A | 0 | 0 | 0 | 0 | N/A | 0
| Commercial | High Efficiency Chiller (Water cooled-positive displacement, 100 tons) | College and University | New | 647.7233 | 868.3379 | N/A | 517.8684 | 49.6732 | 241.4104 | 1742.846 | N/A | 1235.6625 | [13 empty] | Residential | Wall Insulation | Single Family | Existing | 630817.8149 | 846725.5301 | N/A | 392042.3739 | 39995.927 | 1186846.2673 | 1466765.4855 | N/A | 1383332.3805
| Commercial | High Efficiency Chiller (Water cooled-positive displacement, 100 tons) | Healthcare | New | 0 | 0 | N/A | 0 | 0 | 0 | 0 | N/A | 0 | [13 empty] | Residential | Wall Insulation | Manufactured Home | Existing | 147032.9908 | 197357.4368 | N/A | 91378.4636 | 9322.3758 | 233540.2954 | 341878.2903 | N/A | 279337.8936
| Commercial | High Efficiency Chiller (Water cooled-positive displacement, 100 tons) | Hospitals | New | 29201.2874 | 39147.2444 | N/A | 23347.043 | 2239.4141 | 10883.4978 | 78572.6628 | N/A | 29983.527 | [13 empty] | Commercial | Efficient Exhaust Hood | Assembly | Turnover | 0 | 0 | N/A | 0 | 0 | 0 | 0 | N/A | 0
| Commercial | High Efficiency Chiller (Water cooled-positive displacement, 100 tons) | Lodging/Hospitality | New | 4889.2861 | 6554.5767 | N/A | 3909.087 | 374.9539 | 1822.2667 | 13155.7293 | N/A | 6264.2794 | [13 empty] | Commercial | Efficient Exhaust Hood | College and University | Turnover | 40.0433 | 65.387 | N/A | 67.3236 | 8.1246 | 12.2225 | 230.7099 | N/A | 51.3413
| Commercial | High Efficiency Chiller (Water cooled-positive displacement, 100 tons) | Offices | New | 20194.6103 | 27072.8935 | N/A | 16146.0153 | 1548.7021 | 7526.6544 | 54338.1627 | N/A | 37975.2914 | [13 empty] | Commercial | Efficient Exhaust Hood | Grocery | Turnover | 0 | 0 | N/A | 0 | 0 | 0 | 0 | N/A | 0
| Commercial | High Efficiency Chiller (Water cooled-positive displacement, 100 tons) | Restaurants | New | 1312.3576 | 1759.3465 | N/A | 1049.2575 | 100.6432 | 489.1237 | 3531.1947 | N/A | 1713.9753 | [13 empty] | Commercial | Efficient Exhaust Hood | Healthcare | Turnover | 2389.8781 | 3902.4453 | N/A | 4018.025 | 484.8925 | 729.4694 | 13769.2976 | N/A | 3064.1644
| Commercial | High Efficiency Chiller (Water cooled-positive displacement, 100 tons) | Retail | New | 0 | 0 | N/A | 0 | 0 | 0 | 0 | N/A | 0 | [13 empty] | Commercial | Efficient Exhaust Hood | Hospitals | Turnover | 8168.4207 | 13338.2596 | N/A | 13733.3021 | 1657.3253 | 2493.2706 | 47062.4067 | N/A | 10473.0796
| Commercial | High Efficiency Chiller (Water cooled-positive displacement, 100 tons) | Schools K-12 | New | 5367.0807 | 7195.1082 | N/A | 4291.0938 | 411.5954 | 2000.3437 | 14441.3436 | N/A | 10288.4537 | [13 empty] | Commercial | Efficient Exhaust Hood | Institutional | Turnover | 0 | 0 | N/A | 0 | 0 | 0 | 0 | N/A | 0
| Commercial | High Efficiency DX 135k- less than 240k BTU | Healthcare | Turnover | 363503.6581 | 593567.1471 | N/A | 344649.7851 | 38992.1648 | 155483.4688 | 1107244.9567 | N/A | 862860.3452 | [13 empty] | Commercial | Efficient Exhaust Hood | Lodging/Hospitality | Turnover | 31332.6854 | 51163.3163 | N/A | 52678.6329 | 6357.2207 | 9563.7658 | 180523.462 | N/A | 40172.9686
| Commercial | High Efficiency DX 135k- less than 240k BTU | Hospitals | Turnover | 137636.3839 | 224747.2176 | N/A | 130497.5867 | 14763.9245 | 58871.9864 | 419245.2773 | N/A | 344903.0059 | [13 empty] | Commercial | Efficient Exhaust Hood | Miscellaneous | Turnover | 0 | 0 | N/A | 0 | 0 | 0 | 0 | N/A | 0
| Commercial | High Efficiency DX 135k- less than 240k BTU | Healthcare | New | 89656.9397 | 146401.316 | N/A | 85006.6961 | 9617.2847 | 38349.4682 | 273098.1989 | N/A | 212821.5665 | [13 empty] | Commercial | Efficient Exhaust Hood | Offices | Turnover | 0 | 0 | N/A | 0 | 0 | 0 | 0 | N/A | 0
| Commercial | High Efficiency DX 135k- less than 240k BTU | Hospitals | New | 33962.181 | 55457.0345 | N/A | 32200.6619 | 3643.0416 | 14526.8351 | 103450.0006 | N/A | 85105.8273 | [13 empty] | Commercial | Efficient Exhaust Hood | Restaurants | Turnover | 154542.5357 | 252353.367 | N/A | 259827.3791 | 31355.7871 | 47171.4635 | 890397.7834 | N/A | 198145.5584
| Commercial | High Efficiency PTAC | Grocery | Turnover | 0 | 0 | N/A | 0 | 0 | 0 | 0 | N/A | 0 | [13 empty] | Commercial | Efficient Exhaust Hood | Retail | Turnover | 0 | 0 | N/A | 0 | 0 | 0 | 0 | N/A | 0
| Commercial | High Efficiency PTAC | Institutional | Turnover | 3133.2441 | 5116.2917 | N/A | 2469.1553 | 279.3494 | 908.1501 | 7932.5736 | N/A | 2253.1816 | [13 empty] | Commercial | Efficient Exhaust Hood | Schools K-12 | Turnover | 746.9605 | 1219.7159 | N/A | 1255.8405 | 151.554 | 227.9969 | 4303.6173 | N/A | 957.7098
| Commercial | High Efficiency PTAC | Miscellaneous | Turnover | 0 | 0 | N/A | 0 | 0 | 0 | 0 | N/A | 0 | [13 empty] | Commercial | Efficient Exhaust Hood | Warehouse | Turnover | 0 | 0 | N/A | 0 | 0 | 0 | 0 | N/A | 0
| Commercial | High Efficiency PTAC | Warehouse | Turnover | 0 | 0 | N/A | 0 | 0 | 0 | 0 | N/A | 0 | [13 empty] | Commercial | Efficient Exhaust Hood | Assembly | New | 0 | 0 | N/A | 0 | 0 | 0 | 0 | N/A | 0
| Commercial | High Efficiency PTAC | Grocery | New | 0 | 0 | N/A | 0 | 0 | 0 | 0 | N/A | 0 | [13 empty] | Commercial | Efficient Exhaust Hood | College and University | New | 6.0396 | 9.8621 | N/A | 10.1542 | 1.2254 | 1.8435 | 34.7971 | N/A | 7.7436
| Commercial | High Efficiency PTAC | Institutional | New | 799.4319 | 1305.3969 | N/A | 629.9929 | 71.2746 | 231.7101 | 2023.9574 | N/A | 574.8883 | [13 empty] | Commercial | Efficient Exhaust Hood | Grocery | New | 0 | 0 | N/A | 0 | 0 | 0 | 0 | N/A | 0
| Commercial | High Efficiency PTAC | Miscellaneous | New | 0 | 0 | N/A | 0 | 0 | 0 | 0 | N/A | 0 | [13 empty] | Commercial | Efficient Exhaust Hood | Healthcare | New | 360.4942 | 588.653 | N/A | 606.0873 | 73.1422 | 110.0347 | 2076.9897 | N/A | 462.205
| Commercial | High Efficiency PTAC | Warehouse | New | 0 | 0 | N/A | 0 | 0 | 0 | 0 | N/A | 0 | [13 empty] | Commercial | Efficient Exhaust Hood | Hospitals | New | 1232.1417 | 2011.971 | N/A | 2071.5601 | 249.9944 | 376.0902 | 7098.992 | N/A | 1579.7813
| Commercial | High Efficiency PTHP | Grocery | Turnover | 0 | 0 | N/A | 0 | 0 | 0 | 0 | N/A | 0 | [13 empty] | Commercial | Efficient Exhaust Hood | Institutional | New | 0 | 0 | N/A | 0 | 0 | 0 | 0 | N/A | 0
| Commercial | High Efficiency PTHP | Institutional | Turnover | 0 | 0 | N/A | 0 | 0 | 0 | 0 | N/A | 0 | [13 empty] | Commercial | Efficient Exhaust Hood | Lodging/Hospitality | New | 4725.231 | 7715.856 | N/A | 7944.3784 | 958.7221 | 1442.2959 | 27224.4478 | N/A | 6058.4196
| Commercial | High Efficiency PTHP | Miscellaneous | Turnover | 16232.8063 | 26506.6398 | N/A | 11996.1304 | 1447.6847 | 4162.9876 | 41109.3239 | N/A | 11133.4036 | [13 empty] | Commercial | Efficient Exhaust Hood | Miscellaneous | New | 0 | 0 | N/A | 0 | 0 | 0 | 0 | N/A | 0
| Commercial | High Efficiency PTHP | Warehouse | Turnover | 0 | 0 | N/A | 0 | 0 | 0 | 0 | N/A | 0 | [13 empty] | Commercial | Efficient Exhaust Hood | Offices | New | 0 | 0 | N/A | 0 | 0 | 0 | 0 | N/A | 0
| Commercial | High Efficiency PTHP | Grocery | New | 0 | 0 | N/A | 0 | 0 | 0 | 0 | N/A | 0 | [13 empty] | Commercial | Efficient Exhaust Hood | Restaurants | New | 23302.3416 | 38050.5234 | N/A | 39177.4751 | 4727.9104 | 7112.6409 | 134256.5866 | N/A | 29876.9233
| Commercial | High Efficiency PTHP | Institutional | New | 0 | 0 | N/A | 0 | 0 | 0 | 0 | N/A | 0 | [13 empty] | Commercial | Efficient Exhaust Hood | Retail | New | 0 | 0 | N/A | 0 | 0 | 0 | 0 | N/A | 0
| Commercial | High Efficiency PTHP | Miscellaneous | New | 4141.1408 | 6762.0918 | N/A | 3060.3251 | 369.3179 | 1062.0171 | 10487.3731 | N/A | 2840.2354 | [13 empty] | Commercial | Efficient Exhaust Hood | Schools K-12 | New | 112.6612 | 183.9651 | N/A | 189.4137 | 22.8583 | 34.3879 | 649.0984 | N/A | 144.4478
| Commercial | High Efficiency PTHP | Warehouse | New | 0 | 0 | N/A | 0 | 0 | 0 | 0 | N/A | 0 | [13 empty] | Commercial | Efficient Exhaust Hood | Warehouse | New | 0 | 0 | N/A | 0 | 0 | 0 | 0 | N/A | 0
| Commercial | Ceiling Insulation(R2 to R38) | Assembly | Existing | 0 | 0 | N/A | 0 | 0 | 0 | 0 | N/A | 0 | [13 empty] | Commercial | Energy Star Hot Food Holding Cabinet | Assembly | Turnover | 0 | 0 | N/A | 0 | 0 | 0 | 0 | N/A | 0
| Commercial | Ceiling Insulation(R2 to R38) | College and University | Existing | 0 | 0 | N/A | 0 | 0 | 0 | 0 | N/A | 0 | [13 empty] | Commercial | Energy Star Hot Food Holding Cabinet | College and University | Turnover | 81.5315 | 162.6342 | N/A | 189.6078 | 28.1899 | 203.0964 | 666.8234 | N/A | 338.8269
| Commercial | Ceiling Insulation(R2 to R38) | Grocery | Existing | 0 | 0 | N/A | 0 | 0 | 0 | 0 | N/A | 0 | [13 empty] | Commercial | Energy Star Hot Food Holding Cabinet | Grocery | Turnover | 0 | 0 | N/A | 0 | 0 | 0 | 0 | N/A | 0
| Commercial | Ceiling Insulation(R2 to R38) | Healthcare | Existing | 929725.5953 | 1247939.3873 | N/A | 702649.6629 | 67397.125 | 292489.7839 | 2364712.9571 | N/A | 616998.3003 | [13 empty] | Commercial | Energy Star Hot Food Holding Cabinet | Healthcare | Turnover | 4841.3181 | 9657.1677 | N/A | 11258.8535 | 1673.905 | 12059.8001 | 39595.7731 | N/A | 20119.438
| Commercial | Ceiling Insulation(R2 to R38) | Hospitals | Existing | 0 | 0 | N/A | 0 | 0 | 0 | 0 | N/A | 0 | [13 empty] | Commercial | Energy Star Hot Food Holding Cabinet | Hospitals | Turnover | 15342.8673 | 30605.0211 | N/A | 35681.005 | 5304.8574 | 38219.3256 | 125484.9777 | N/A | 63761.5339
| Commercial | Ceiling Insulation(R2 to R38) | Institutional | Existing | 0 | 0 | N/A | 0 | 0 | 0 | 0 | N/A | 0 | [13 empty] | Commercial | Energy Star Hot Food Holding Cabinet | Institutional | Turnover | 0 | 0 | N/A | 0 | 0 | 0 | 0 | N/A | 0
| Commercial | Ceiling Insulation(R2 to R38) | Lodging/Hospitality | Existing | 0 | 0 | N/A | 0 | 0 | 0 | 0 | N/A | 0 | [13 empty] | Commercial | Energy Star Hot Food Holding Cabinet | Lodging/Hospitality | Turnover | 49351.4013 | 98443.1821 | N/A | 114770.438 | 17063.4434 | 122935.1228 | 403631.1713 | N/A | 205093.415
| Commercial | Ceiling Insulation(R2 to R38) | Miscellaneous | Existing | 0 | 0 | N/A | 0 | 0 | 0 | 0 | N/A | 0 | [13 empty] | Commercial | Energy Star Hot Food Holding Cabinet | Miscellaneous | Turnover | 0 | 0 | N/A | 0 | 0 | 0 | 0 | N/A | 0
| Commercial | Ceiling Insulation(R2 to R38) | Offices | Existing | 660032.6896 | 885939.6735 | N/A | 498826.4809 | 47846.7044 | 207644.9436 | 1678761.8425 | N/A | 438020.6909 | [13 empty] | Commercial | Energy Star Hot Food Holding Cabinet | Offices | Turnover | 0 | 0 | N/A | 0 | 0 | 0 | 0 | N/A | 0
| Commercial | Ceiling Insulation(R2 to R38) | Restaurants | Existing | 0 | 0 | N/A | 0 | 0 | 0 | 0 | N/A | 0 | [13 empty] | Commercial | Energy Star Hot Food Holding Cabinet | Restaurants | Turnover | 243410.6435 | 485540.7883 | N/A | 566069.9679 | 84160.1985 | 606339.7705 | 1990786.8979 | N/A | 1011560.3366
| Commercial | Ceiling Insulation(R2 to R38) | Retail | Existing | 0 | 0 | N/A | 0 | 0 | 0 | 0 | N/A | 0 | [13 empty] | Commercial | Energy Star Hot Food Holding Cabinet | Retail | Turnover | 0 | 0 | N/A | 0 | 0 | 0 | 0 | N/A | 0
| Commercial | Ceiling Insulation(R2 to R38) | Schools K-12 | Existing | 0 | 0 | N/A | 0 | 0 | 0 | 0 | N/A | 0 | [13 empty] | Commercial | Energy Star Hot Food Holding Cabinet | Schools K-12 | Turnover | 1520.8734 | 3033.7459 | N/A | 3536.9067 | 525.848 | 3788.5196 | 12438.7936 | N/A | 6320.4104
| Commercial | Ceiling Insulation(R2 to R38) | Assembly | New | 0 | 0 | N/A | 0 | 0 | 0 | 0 | N/A | 0 | [13 empty] | Commercial | Energy Star Hot Food Holding Cabinet | Warehouse | Turnover | 0 | 0 | N/A | 0 | 0 | 0 | 0 | N/A | 0
| Commercial | Ceiling Insulation(R2 to R38) | College and University | New | 0 | 0 | N/A | 0 | 0 | 0 | 0 | N/A | 0 | [13 empty] | Commercial | Energy Star Hot Food Holding Cabinet | Assembly | New | 0 | 0 | N/A | 0 | 0 | 0 | 0 | N/A | 0
| Commercial | Ceiling Insulation(R2 to R38) | Grocery | New | 0 | 0 | N/A | 0 | 0 | 0 | 0 | N/A | 0 | [13 empty] | Commercial | Energy Star Hot Food Holding Cabinet | College and University | New | 12.3084 | 24.5521 | N/A | 28.6242 | 4.2557 | 30.6605 | 100.6671 | N/A | 51.151
| Commercial | Ceiling Insulation(R2 to R38) | Healthcare | New | 0 | 0 | N/A | 0 | 0 | 0 | 0 | N/A | 0 | [13 empty] | Commercial | Energy Star Hot Food Holding Cabinet | Grocery | New | 0 | 0 | N/A | 0 | 0 | 0 | 0 | N/A | 0
| Commercial | Ceiling Insulation(R2 to R38) | Hospitals | New | 0 | 0 | N/A | 0 | 0 | 0 | 0 | N/A | 0 | [13 empty] | Commercial | Energy Star Hot Food Holding Cabinet | Healthcare | New | 730.9512 | 1458.057 | N/A | 1699.8825 | 252.7293 | 1820.8109 | 5978.243 | N/A | 3037.67
| Commercial | Ceiling Insulation(R2 to R38) | Institutional | New | 0 | 0 | N/A | 0 | 0 | 0 | 0 | N/A | 0 | [13 empty] | Commercial | Energy Star Hot Food Holding Cabinet | Hospitals | New | 2316.6628 | 4621.1384 | N/A | 5387.5756 | 800.9954 | 5770.8437 | 18947.3306 | N/A | 9627.5338
| Commercial | Ceiling Insulation(R2 to R38) | Lodging/Hospitality | New | 0 | 0 | N/A | 0 | 0 | 0 | 0 | N/A | 0 | [13 empty] | Commercial | Energy Star Hot Food Holding Cabinet | Institutional | New | 0 | 0 | N/A | 0 | 0 | 0 | 0 | N/A | 0
| Commercial | Ceiling Insulation(R2 to R38) | Miscellaneous | New | 0 | 0 | N/A | 0 | 0 | 0 | 0 | N/A | 0 | [13 empty] | Commercial | Energy Star Hot Food Holding Cabinet | Lodging/Hospitality | New | 7451.4523 | 14863.7051 | N/A | 17328.9192 | 2576.3693 | 18561.6858 | 60943.3237 | N/A | 30966.5736
| Commercial | Ceiling Insulation(R2 to R38) | Offices | New | 0 | 0 | N/A | 0 | 0 | 0 | 0 | N/A | 0 | [13 empty] | Commercial | Energy Star Hot Food Holding Cabinet | Miscellaneous | New | 0 | 0 | N/A | 0 | 0 | 0 | 0 | N/A | 0
| Commercial | Ceiling Insulation(R2 to R38) | Restaurants | New | 0 | 0 | N/A | 0 | 0 | 0 | 0 | N/A | 0 | [13 empty] | Commercial | Energy Star Hot Food Holding Cabinet | Offices | New | 0 | 0 | N/A | 0 | 0 | 0 | 0 | N/A | 0
| Commercial | Ceiling Insulation(R2 to R38) | Retail | New | 0 | 0 | N/A | 0 | 0 | 0 | 0 | N/A | 0 | [13 empty] | Commercial | Energy Star Hot Food Holding Cabinet | Restaurants | New | 36745.6739 | 73298.0415 | N/A | 85454.8598 | 12704.9629 | 91534.0559 | 300532.4871 | N/A | 152706.8237
| Commercial | Ceiling Insulation(R2 to R38) | Schools K-12 | New | 0 | 0 | N/A | 0 | 0 | 0 | 0 | N/A | 0 | [13 empty] | Commercial | Energy Star Hot Food Holding Cabinet | Retail | New | 0 | 0 | N/A | 0 | 0 | 0 | 0 | N/A | 0
| Commercial | Duct Sealing Repair | Assembly | Existing | 0 | 0 | N/A | 0 | 0 | 0 | 0 | N/A | 0 | [13 empty] | Commercial | Energy Star Hot Food Holding Cabinet | Schools K-12 | New | 229.5988 | 457.9898 | N/A | 533.9495 | 79.3847 | 571.9343 | 1877.8238 | N/A | 954.1614
| Commercial | Duct Sealing Repair | College and University | Existing | 0 | 0 | N/A | 0 | 0 | 0 | 0 | N/A | 0 | [13 empty] | Commercial | Energy Star Hot Food Holding Cabinet | Warehouse | New | 0 | 0 | N/A | 0 | 0 | 0 | 0 | N/A | 0
| Commercial | Duct Sealing Repair | Retail | Existing | 3879223.8531 | 6339859.7581 | N/A | 2212125.6025 | 266957.7765 | 77646.931 | 7580693.5365 | N/A | 1363014.3994 | [13 empty] | Commercial | Heat Pump Water Heater | Assembly | Turnover | 1286.7313 | 3798.4571 | N/A | 4636.5096 | 825.7528 | 557.7842 | 16694.68 | N/A | 4533.6779
| Commercial | Duct Sealing Repair | Schools K-12 | Existing | 0 | 0 | N/A | 0 | 0 | 0 | 0 | N/A | 0 | [13 empty] | Commercial | Heat Pump Water Heater | Assembly | New | 158.5409 | 468.0161 | N/A | 571.2744 | 101.7428 | 68.7258 | 2056.9876 | N/A | 558.6042
| Commercial | Duct Sealing Repair | Warehouse | Existing | 0 | 0 | N/A | 0 | 0 | 0 | 0 | N/A | 0 | [13 empty] | Commercial | Solar Water Heater | Hospitals | Turnover | 1027.7445 | 1678.2096 | N/A | 5054.1351 | 609.9295 | 4200.8728 | 17319.9248 | N/A | 7137.6051
| Commercial | Duct Sealing Repair | Assembly | New | 0 | 0 | N/A | 0 | 0 | 0 | 0 | N/A | 0 | [13 empty] | Commercial | Solar Water Heater | Institutional | Turnover | 17699.069 | 28900.9083 | N/A | 87038.6458 | 10503.7631 | 52711.5415 | 298271.1735 | N/A | 103285.8144
| Commercial | Duct Sealing Repair | College and University | New | 0 | 0 | N/A | 0 | 0 | 0 | 0 | N/A | 0 | [13 empty] | Commercial | Solar Water Heater | Lodging/Hospitality | Turnover | 13570.3438 | 22159.09 | N/A | 66734.8293 | 8053.5127 | 40415.3315 | 228692.3891 | N/A | 79191.9627
| Commercial | Duct Sealing Repair | Retail | New | 0 | 0 | N/A | 0 | 0 | 0 | 0 | N/A | 0 | [13 empty] | Commercial | Solar Water Heater | Miscellaneous | Turnover | 331.3634 | 541.0852 | N/A | 1629.5446 | 196.6523 | 1115.7848 | 5584.2572 | N/A | 2062.6404
| Commercial | Duct Sealing Repair | Schools K-12 | New | 0 | 0 | N/A | 0 | 0 | 0 | 0 | N/A | 0 | [13 empty] | Commercial | Solar Water Heater | Offices | Turnover | 5986.4611 | 9775.3257 | N/A | 29439.5977 | 3552.7501 | 23139.0535 | 100886.029 | N/A | 40245.0899
| Commercial | Duct Sealing Repair | Warehouse | New | 0 | 0 | N/A | 0 | 0 | 0 | 0 | N/A | 0 | [13 empty] | Commercial | Solar Water Heater | Hospitals | New | 126.6257 | 206.7678 | N/A | 622.7067 | 75.1478 | 517.5785 | 2133.9423 | N/A | 879.4055
| Commercial | Low U-Value Windows | Assembly | Existing | 54607.0419 | 73206.1976 | N/A | 46244.1746 | 4435.6734 | 13990.557 | 155631.1838 | N/A | 118999.4752 | [13 empty] | Commercial | Solar Water Heater | Institutional | New | 2177.3044 | 3555.3325 | N/A | 10707.3218 | 1292.1521 | 6484.4694 | 36692.7288 | N/A | 12706.0163
| Commercial | Low U-Value Windows | College and University | Existing | 2576.9717 | 3454.6881 | N/A | 2182.318 | 209.3247 | 660.2311 | 7344.4219 | N/A | 5615.7277 | [13 empty] | Commercial | Solar Water Heater | Lodging/Hospitality | New | 1665.3624 | 2719.3796 | N/A | 8189.7467 | 988.3329 | 4959.7988 | 28065.296 | N/A | 9718.4952
| Commercial | Low U-Value Windows | Grocery | Existing | 48365.7751 | 64839.1557 | N/A | 40958.7348 | 3928.7018 | 12391.5178 | 137843.446 | N/A | 105398.5284 | [13 empty] | Commercial | Solar Water Heater | Miscellaneous | New | 40.6837 | 66.4326 | N/A | 200.0701 | 24.1443 | 136.9924 | 685.6167 | N/A | 253.2442
| Commercial | Low U-Value Windows | Healthcare | Existing | 68564.1773 | 91917.1326 | N/A | 58063.8261 | 5569.397 | 17566.4345 | 195409.3043 | N/A | 149414.8159 | [13 empty] | Commercial | Solar Water Heater | Offices | New | 734.3086 | 1199.0566 | N/A | 3611.1066 | 435.7858 | 2838.2721 | 12374.8365 | N/A | 4936.525
| Commercial | Low U-Value Windows | Hospitals | Existing | 62235.1924 | 83432.4958 | N/A | 52704.1019 | 5055.3002 | 15944.9216 | 177371.5684 | N/A | 135622.7142 | [13 empty] | Commercial | High Efficiency Chiller (Air Cooled, 50 tons) | Assembly | Turnover | 90737.7613 | 121794.2442 | N/A | 107095.8595 | 10272.4778 | 96029.3276 | 360422.811 | N/A | 145489.991
| Commercial | Low U-Value Windows | Institutional | Existing | 31171.9794 | 41789.154 | N/A | 26398.1056 | 2532.0676 | 7986.394 | 88840.7773 | N/A | 67929.8687 | [13 empty] | Commercial | High Efficiency Chiller (Air Cooled, 50 tons) | College and University | Turnover | 5211.366 | 6995.0412 | N/A | 6150.865 | 589.9819 | 4691.2068 | 20700.2591 | N/A | 7531.8942
| Commercial | Low U-Value Windows | Lodging/Hospitality | Existing | 168732.0107 | 226202.1249 | N/A | 120366.2346 | 11545.3527 | 98671.7881 | 405083.2295 | N/A | 309736.7158 | [13 empty] | Commercial | High Efficiency Chiller (Air Cooled, 50 tons) | Grocery | Turnover | 0 | 0 | N/A | 0 | 0 | 0 | 0 | N/A | 0
| Commercial | Low U-Value Windows | Miscellaneous | Existing | 113822.2087 | 152590.0472 | N/A | 104073.4885 | 9982.5764 | 10251.9123 | 350251.2558 | N/A | 267810.8244 | [13 empty] | Commercial | High Efficiency Chiller (Air Cooled, 50 tons) | Healthcare | Turnover | 0 | 0 | N/A | 0 | 0 | 0 | 0 | N/A | 0
| Commercial | Low U-Value Windows | Offices | Existing | 117914.2575 | 158075.8477 | N/A | 99856.1233 | 9578.0529 | 30210.1355 | 336058.0401 | N/A | 256958.3386 | [13 empty] | Commercial | High Efficiency Chiller (Air Cooled, 50 tons) | Hospitals | Turnover | 190982.2977 | 256349.1129 | N/A | 225412.3645 | 21621.2234 | 44461.4651 | 758607.8344 | N/A | 148564.8837
| Commercial | Low U-Value Windows | Restaurants | Existing | 155947.193 | 209062.799 | N/A | 132064.4548 | 12667.4288 | 39954.3357 | 444452.6824 | N/A | 339839.579 | [13 empty] | Commercial | High Efficiency Chiller (Air Cooled, 50 tons) | Institutional | Turnover | 59303.0705 | 79600.5164 | N/A | 69994.1592 | 6713.7371 | 143706.825 | 235559.9155 | N/A | 176032.6083
| Commercial | Low U-Value Windows | Retail | Existing | 117541.5995 | 157576.2622 | N/A | 99540.5364 | 9547.7822 | 30114.6589 | 334995.957 | N/A | 256146.2434 | [13 empty] | Commercial | High Efficiency Chiller (Air Cooled, 50 tons) | Lodging/Hospitality | Turnover | 35310.4118 | 47395.9778 | N/A | 41676.1318 | 3997.5134 | 15026.9582 | 140257.7902 | N/A | 34274.4729
| Commercial | Low U-Value Windows | Schools K-12 | Existing | 22506.2932 | 30171.9356 | N/A | 19059.5373 | 1828.1629 | 5766.2083 | 64143.395 | N/A | 49045.6357 | [13 empty] | Commercial | High Efficiency Chiller (Air Cooled, 50 tons) | Miscellaneous | Turnover | 57159.6444 | 76723.4676 | N/A | 67464.3187 | 6471.0785 | 132934.5468 | 227045.9333 | N/A | 164091.9601
| Commercial | Low U-Value Windows | Warehouse | Existing | 11767.9984 | 15776.178 | N/A | 10760.085 | 1032.0916 | 1059.938 | 36212.2318 | N/A | 27688.7734 | [13 empty] | Commercial | High Efficiency Chiller (Air Cooled, 50 tons) | Offices | Turnover | 161917.6535 | 217336.6188 | N/A | 191107.98 | 18330.7971 | 142415.4352 | 643159.0883 | N/A | 230675.8733
| Commercial | Programmable Thermostat | Lodging/Hospitality | Existing | 0 | 0 | N/A | 0 | 0 | 0 | 0 | N/A | 0 | [13 empty] | Commercial | High Efficiency Chiller (Air Cooled, 50 tons) | Restaurants | Turnover | 9456.3062 | 12692.8816 | N/A | 11161.078 | 1070.5542 | 4201.9787 | 37561.7427 | N/A | 9356.5601
| Commercial | Programmable Thermostat | Lodging/Hospitality | New | 0 | 0 | N/A | 0 | 0 | 0 | 0 | N/A | 0 | [13 empty] | Commercial | High Efficiency Chiller (Air Cooled, 50 tons) | Retail | Turnover | 0 | 0 | N/A | 0 | 0 | 0 | 0 | N/A | 0
| Commercial | Smart Thermostat | Lodging/Hospitality | Existing | 5606875.9272 | 13141368.688 | N/A | 1002933.5425 | 162261.0976 | 825170.594 | 3563900.3836 | N/A | 1606436.9763 | [13 empty] | Commercial | High Efficiency Chiller (Air Cooled, 50 tons) | Schools K-12 | Turnover | 43230.7822 | 58027.2245 | N/A | 51024.3774 | 4894.1834 | 39218.9066 | 171718.5858 | N/A | 62783.7724
| Commercial | Smart Thermostat | Lodging/Hospitality | New | 700800.9742 | 1642533.9348 | N/A | 125356.2256 | 20280.9437 | 103137.7123 | 445450.353 | N/A | 200787.8563 | [13 empty] | Commercial | High Efficiency Chiller (Air Cooled, 50 tons) | Assembly | New | 29846.7636 | 40062.3066 | N/A | 35227.5035 | 3378.9705 | 31587.3414 | 118555.4314 | N/A | 47856.6509
| Commercial | Thermal Energy Storage | Assembly | Existing | 1978894.1238 | 2652905.3616 | N/A | -99012.879 | 29690.577 | 1884960.8665 | -118466.331 | N/A | 1839233.21 | [13 empty] | Commercial | High Efficiency Chiller (Air Cooled, 50 tons) | College and University | New | 1714.5445 | 2301.3754 | N/A | 2023.6406 | 194.1046 | 1543.4117 | 6810.4056 | N/A | 2478.0006
| Commercial | Thermal Energy Storage | College and University | Existing | 47326.5211 | 63445.9317 | N/A | -2367.9564 | 710.0692 | 45080.047 | -2696.4494 | N/A | 43986.4408 | [13 empty] | Commercial | High Efficiency Chiller (Air Cooled, 50 tons) | Grocery | New | 0 | 0 | N/A | 0 | 0 | 0 | 0 | N/A | 0
| Commercial | Thermal Energy Storage | Grocery | Existing | 0 | 0 | N/A | 0 | 0 | 0 | 0 | N/A | 0 | [13 empty] | Commercial | High Efficiency Chiller (Air Cooled, 50 tons) | Healthcare | New | 0 | 0 | N/A | 0 | 0 | 0 | 0 | N/A | 0
| Commercial | Thermal Energy Storage | Healthcare | Existing | 0 | 0 | N/A | 0 | 0 | 0 | 0 | N/A | 0 | [13 empty] | Commercial | High Efficiency Chiller (Air Cooled, 50 tons) | Hospitals | New | 62820.7658 | 84322.2005 | N/A | 74146.0206 | 7111.9775 | 14624.9329 | 249532.6829 | N/A | 48868.1929
| Commercial | Thermal Energy Storage | Hospitals | Existing | 3239275.942 | 4342573.1629 | N/A | -162075.39 | 48600.8679 | 3085515.4468 | -190327.8988 | N/A | 3010663.2877 | [13 empty] | Commercial | High Efficiency Chiller (Air Cooled, 50 tons) | Institutional | New | 5272.09 | 7076.549 | N/A | 6222.5362 | 596.8565 | 12775.6506 | 20941.4632 | N/A | 15649.4384
| Commercial | Thermal Energy Storage | Institutional | Existing | 810405.2777 | 1086429.274 | N/A | -40548.1823 | 12159.0135 | 771937.324 | -48576.2426 | N/A | 753210.7364 | [13 empty] | Commercial | High Efficiency Chiller (Air Cooled, 50 tons) | Lodging/Hospitality | New | 11516.7689 | 15458.5715 | N/A | 13592.9987 | 1303.8205 | 4901.1608 | 45746.183 | N/A | 11178.8893
| Commercial | Thermal Energy Storage | Lodging/Hospitality | Existing | 638053.9056 | 855375.0333 | N/A | -31924.6762 | 9573.1189 | 607767.0494 | -38242.1723 | N/A | 593023.1025 | [13 empty] | Commercial | High Efficiency Chiller (Air Cooled, 50 tons) | Miscellaneous | New | 4740.4708 | 6362.9745 | N/A | 5595.0774 | 536.6716 | 11024.7771 | 18829.7991 | N/A | 13608.7822
| Commercial | Thermal Energy Storage | Miscellaneous | Existing | 1356472.0425 | 1818486.3511 | N/A | -67870.3325 | 20351.9922 | 1292083.6369 | -81307.3384 | N/A | 1260738.712 | [13 empty] | Commercial | High Efficiency Chiller (Air Cooled, 50 tons) | Offices | New | 53245.0386 | 71469.0239 | N/A | 62843.9923 | 6027.9036 | 46831.9246 | 211496.5831 | N/A | 75855.5074
| Commercial | Thermal Energy Storage | Offices | Existing | 2203388.8054 | 2953862.9204 | N/A | -110245.3469 | 33058.8101 | 2098799.3354 | -131803.257 | N/A | 2047884.1271 | [13 empty] | Commercial | High Efficiency Chiller (Air Cooled, 50 tons) | Restaurants | New | 3102.6427 | 4164.573 | N/A | 3661.9836 | 351.2521 | 1378.682 | 12324.1217 | N/A | 3069.9158
| Commercial | Thermal Energy Storage | Restaurants | Existing | 0 | 0 | N/A | 0 | 0 | 0 | 0 | N/A | 0 | [13 empty] | Commercial | High Efficiency Chiller (Air Cooled, 50 tons) | Retail | New | 0 | 0 | N/A | 0 | 0 | 0 | 0 | N/A | 0
| Commercial | Thermal Energy Storage | Retail | Existing | 0 | 0 | N/A | 0 | 0 | 0 | 0 | N/A | 0 | [13 empty] | Commercial | High Efficiency Chiller (Air Cooled, 50 tons) | Schools K-12 | New | 14222.9699 | 19091.0139 | N/A | 16787.0704 | 1610.1912 | 12903.0589 | 56495.5836 | N/A | 20655.9229
| Commercial | Thermal Energy Storage | Schools K-12 | Existing | 534716.2911 | 716840.6327 | N/A | -26754.2355 | 8022.6805 | 509334.6184 | -31832.5963 | N/A | 496978.5643 | [13 empty] | Commercial | High Efficiency Chiller (Water cooled-centrifugal, 200 tons) | Assembly | Turnover | 68441.0243 | 91752.0337 | N/A | 54720.0373 | 5248.6657 | 58992.19 | 184156.0426 | N/A | 84263.8426
| Commercial | Thermal Energy Storage | Warehouse | Existing | 0 | 0 | N/A | 0 | 0 | 0 | 0 | N/A | 0 | [13 empty] | Commercial | High Efficiency Chiller (Water cooled-centrifugal, 200 tons) | College and University | Turnover | 3933.5781 | 5273.3546 | N/A | 3144.9783 | 301.6617 | 2912.8981 | 10584.1808 | N/A | 4365.3606
| Commercial | Thermal Energy Storage | Assembly | New | 0 | 0 | N/A | 0 | 0 | 0 | 0 | N/A | 0 | [13 empty] | Commercial | High Efficiency Chiller (Water cooled-centrifugal, 200 tons) | Grocery | Turnover | 0 | 0 | N/A | 0 | 0 | 0 | 0 | N/A | 0
| Commercial | Thermal Energy Storage | College and University | New | 0 | 0 | N/A | 0 | 0 | 0 | 0 | N/A | 0 | [13 empty] | Commercial | High Efficiency Chiller (Water cooled-centrifugal, 200 tons) | Healthcare | Turnover | 0 | 0 | N/A | 0 | 0 | 0 | 0 | N/A | 0
| Commercial | Thermal Energy Storage | Grocery | New | 0 | 0 | N/A | 0 | 0 | 0 | 0 | N/A | 0 | [13 empty] | Commercial | High Efficiency Chiller (Water cooled-centrifugal, 200 tons) | Hospitals | Turnover | 147045.7257 | 197129.4923 | N/A | 117566.1481 | 11276.7725 | 33536.2692 | 395659.7552 | N/A | 87832.483
| Commercial | Thermal Energy Storage | Healthcare | New | 0 | 0 | N/A | 0 | 0 | 0 | 0 | N/A | 0 | [13 empty] | Commercial | High Efficiency Chiller (Water cooled-centrifugal, 200 tons) | Institutional | Turnover | 44403.6207 | 59527.4917 | N/A | 35501.628 | 3405.2641 | 84811.9006 | 119477.9762 | N/A | 101207.8106
| Commercial | Thermal Energy Storage | Hospitals | New | 0 | 0 | N/A | 0 | 0 | 0 | 0 | N/A | 0 | [13 empty] | Commercial | High Efficiency Chiller (Water cooled-centrifugal, 200 tons) | Lodging/Hospitality | Turnover | 26922.8211 | 36092.7326 | N/A | 21525.3613 | 2064.6811 | 10125.1701 | 72441.9344 | N/A | 20066.3448
| Commercial | Thermal Energy Storage | Institutional | New | 0 | 0 | N/A | 0 | 0 | 0 | 0 | N/A | 0 | [13 empty] | Commercial | High Efficiency Chiller (Water cooled-centrifugal, 200 tons) | Miscellaneous | Turnover | 42760.1851 | 57324.302 | N/A | 34187.6666 | 3279.2308 | 78468.6727 | 115055.9412 | N/A | 94257.7488
| Commercial | Thermal Energy Storage | Lodging/Hospitality | New | 0 | 0 | N/A | 0 | 0 | 0 | 0 | N/A | 0 | [13 empty] | Commercial | High Efficiency Chiller (Water cooled-centrifugal, 200 tons) | Offices | Turnover | 122394.7294 | 164082.368 | N/A | 97857.1584 | 9386.3151 | 88696.7894 | 329330.6789 | N/A | 133890.6933
| Commercial | Thermal Energy Storage | Miscellaneous | New | 0 | 0 | N/A | 0 | 0 | 0 | 0 | N/A | 0 | [13 empty] | Commercial | High Efficiency Chiller (Water cooled-centrifugal, 200 tons) | Restaurants | Turnover | 7205.6609 | 9659.9087 | N/A | 5761.0773 | 552.5941 | 2813.8776 | 19388.4591 | N/A | 5474.5473
| Commercial | Thermal Energy Storage | Offices | New | 0 | 0 | N/A | 0 | 0 | 0 | 0 | N/A | 0 | [13 empty] | Commercial | High Efficiency Chiller (Water cooled-centrifugal, 200 tons) | Retail | Turnover | 0 | 0 | N/A | 0 | 0 | 0 | 0 | N/A | 0
| Commercial | Thermal Energy Storage | Restaurants | New | 0 | 0 | N/A | 0 | 0 | 0 | 0 | N/A | 0 | [13 empty] | Commercial | High Efficiency Chiller (Water cooled-centrifugal, 200 tons) | Schools K-12 | Turnover | 32627.8879 | 43740.9449 | N/A | 26086.6821 | 2502.1963 | 24337.2958 | 87792.7058 | N/A | 36385.0501
| Commercial | Thermal Energy Storage | Retail | New | 0 | 0 | N/A | 0 | 0 | 0 | 0 | N/A | 0 | [13 empty] | Commercial | High Efficiency Chiller (Water cooled-centrifugal, 200 tons) | Assembly | New | 22520.447 | 30190.9101 | N/A | 18005.5707 | 1727.0679 | 19411.3181 | 60596.352 | N/A | 27726.9287
| Commercial | Thermal Energy Storage | Schools K-12 | New | 0 | 0 | N/A | 0 | 0 | 0 | 0 | N/A | 0 | [13 empty] | Commercial | High Efficiency Chiller (Water cooled-centrifugal, 200 tons) | College and University | New | 1294.5508 | 1735.4748 | N/A | 1035.0206 | 99.2777 | 958.6424 | 3483.2816 | N/A | 1436.6516
| Commercial | Thermal Energy Storage | Warehouse | New | 0 | 0 | N/A | 0 | 0 | 0 | 0 | N/A | 0 | [13 empty] | Commercial | High Efficiency Chiller (Water cooled-centrifugal, 200 tons) | Grocery | New | 0 | 0 | N/A | 0 | 0 | 0 | 0 | N/A | 0
| Commercial | Wall Insulation | Assembly | Existing | 0 | 0 | N/A | 0 | 0 | 0 | 0 | N/A | 0 | [13 empty] | Commercial | High Efficiency Chiller (Water cooled-centrifugal, 200 tons) | Healthcare | New | 0 | 0 | N/A | 0 | 0 | 0 | 0 | N/A | 0
| Commercial | Wall Insulation | College and University | Existing | 0 | 0 | N/A | 0 | 0 | 0 | 0 | N/A | 0 | [13 empty] | Commercial | High Efficiency Chiller (Water cooled-centrifugal, 200 tons) | Hospitals | New | 48385.3442 | 64865.39 | N/A | 38685.0996 | 3710.618 | 11035.0976 | 130191.703 | N/A | 28901.2476
| Commercial | Wall Insulation | Grocery | Existing | 0 | 0 | N/A | 0 | 0 | 0 | 0 | N/A | 0 | [13 empty] | Commercial | High Efficiency Chiller (Water cooled-centrifugal, 200 tons) | Institutional | New | 10828.6507 | 14516.8886 | N/A | 8657.7338 | 830.4371 | 20682.9631 | 29136.9319 | N/A | 24681.4114
| Commercial | Wall Insulation | Healthcare | Existing | 38612.3638 | 51828.0769 | N/A | 29181.6904 | 2799.0649 | 18614.35 | 98208.7161 | N/A | 36566.619 | [13 empty] | Commercial | High Efficiency Chiller (Water cooled-centrifugal, 200 tons) | Lodging/Hospitality | New | 8783.9054 | 11775.7031 | N/A | 7022.917 | 673.6279 | 3303.4627 | 23635.0825 | N/A | 6546.8947
| Commercial | Wall Insulation | Hospitals | Existing | 0 | 0 | N/A | 0 | 0 | 0 | 0 | N/A | 0 | [13 empty] | Commercial | High Efficiency Chiller (Water cooled-centrifugal, 200 tons) | Miscellaneous | New | 11107.1482 | 14890.2423 | N/A | 8880.3984 | 851.7948 | 20382.5866 | 29886.2923 | N/A | 24483.8693
| Commercial | Wall Insulation | Institutional | Existing | 0 | 0 | N/A | 0 | 0 | 0 | 0 | N/A | 0 | [13 empty] | Commercial | High Efficiency Chiller (Water cooled-centrifugal, 200 tons) | Offices | New | 40262.3374 | 53975.6874 | N/A | 32190.5849 | 3087.6737 | 29177.2373 | 108334.9174 | N/A | 44043.9902
| Commercial | Wall Insulation | Lodging/Hospitality | Existing | 0 | 0 | N/A | 0 | 0 | 0 | 0 | N/A | 0 | [13 empty] | Commercial | High Efficiency Chiller (Water cooled-centrifugal, 200 tons) | Restaurants | New | 2372.4524 | 3180.5095 | N/A | 1896.8255 | 181.9407 | 926.4647 | 6383.6193 | N/A | 1802.486
| Commercial | Wall Insulation | Miscellaneous | Existing | 0 | 0 | N/A | 0 | 0 | 0 | 0 | N/A | 0 | [13 empty] | Commercial | High Efficiency Chiller (Water cooled-centrifugal, 200 tons) | Retail | New | 0 | 0 | N/A | 0 | 0 | 0 | 0 | N/A | 0
| Commercial | Wall Insulation | Offices | Existing | 262718.7048 | 352638.4787 | N/A | 198552.3581 | 19044.851 | 126652.1251 | 668212.5656 | N/A | 241720.8025 | [13 empty] | Commercial | High Efficiency Chiller (Water cooled-centrifugal, 200 tons) | Schools K-12 | New | 10737.9233 | 14395.2594 | N/A | 8585.1954 | 823.4793 | 8009.4677 | 28892.8093 | N/A | 11974.4152
| Commercial | Wall Insulation | Restaurants | Existing | 0 | 0 | N/A | 0 | 0 | 0 | 0 | N/A | 0 | [13 empty] | Commercial | High Efficiency Chiller (Water cooled-positive displacement, 100 tons) | Assembly | Turnover | 42692.634 | 57233.743 | N/A | 34133.6582 | 3274.0504 | 74591.5918 | 114874.1798 | N/A | 90355.7249
| Commercial | Wall Insulation | Retail | Existing | 181545.9383 | 243683.0052 | N/A | 132612.116 | 12719.9597 | 98825.3063 | 446295.7936 | N/A | 161444.1017 | [13 empty] | Commercial | High Efficiency Chiller (Water cooled-positive displacement, 100 tons) | College and University | Turnover | 2475.954 | 3319.2638 | N/A | 1979.5773 | 189.8781 | 3809.141 | 6662.1138 | N/A | 4723.38
| Commercial | Wall Insulation | Schools K-12 | Existing | 0 | 0 | N/A | 0 | 0 | 0 | 0 | N/A | 0 | [13 empty] | Commercial | High Efficiency Chiller (Water cooled-positive displacement, 100 tons) | Healthcare | Turnover | 0 | 0 | N/A | 0 | 0 | 0 | 0 | N/A | 0
| Commercial | Demand Controlled Ventilation | Assembly | Existing | 109430.0404 | 322728.6692 | N/A | 122846.6941 | 21878.742 | 74518.5285 | 442334.0925 | N/A | 179861.8663 | [13 empty] | Commercial | High Efficiency Chiller (Water cooled-positive displacement, 100 tons) | Hospitals | Turnover | 97227.6407 | 130343.3702 | N/A | 77735.5421 | 7456.2792 | 63931.1316 | 261612.9394 | N/A | 99832.1599
| Commercial | Demand Controlled Ventilation | Grocery | Existing | 84604.1683 | 249512.753 | N/A | 94977.0497 | 16915.216 | 70194.8915 | 341983.8635 | N/A | 306118.899 | [13 empty] | Commercial | High Efficiency Chiller (Water cooled-positive displacement, 100 tons) | Lodging/Hospitality | Turnover | 17443.2478 | 23384.4172 | N/A | 13946.2432 | 1337.7032 | 15907.8695 | 46935.0003 | N/A | 22348.7388
| Commercial | Demand Controlled Ventilation | Lodging/Hospitality | Existing | 770785.2121 | 2273182.8019 | N/A | 865287.218 | 154105.8628 | 35416.6782 | 3115639.6921 | N/A | 777416.6505 | [13 empty] | Commercial | High Efficiency Chiller (Water cooled-positive displacement, 100 tons) | Offices | Turnover | 76829.4778 | 102997.594 | N/A | 61426.7822 | 5891.9668 | 116106.2066 | 206727.0723 | N/A | 144475.2716
| Commercial | Demand Controlled Ventilation | Miscellaneous | Existing | 55990.5181 | 165126.005 | N/A | 62855.2272 | 11194.3859 | 8352.1185 | 226322.8171 | N/A | 62251.6514 | [13 empty] | Commercial | High Efficiency Chiller (Water cooled-positive displacement, 100 tons) | Restaurants | Turnover | 4660.2152 | 6247.4842 | N/A | 3725.94 | 357.3867 | 4365.5985 | 12539.3621 | N/A | 6086.3697
| Commercial | Demand Controlled Ventilation | Offices | Existing | 1192409.3015 | 3516627.2971 | N/A | 1338604.466 | 238402.6852 | 117497.2378 | 4819913.1103 | N/A | 1265375.6024 | [13 empty] | Commercial | High Efficiency Chiller (Water cooled-positive displacement, 100 tons) | Retail | Turnover | 0 | 0 | N/A | 0 | 0 | 0 | 0 | N/A | 0
| Commercial | Demand Controlled Ventilation | Restaurants | Existing | 190945.6862 | 563132.8199 | N/A | 214356.5536 | 38176.4586 | 158424.9571 | 771833.644 | N/A | 640825.6194 | [13 empty] | Commercial | High Efficiency Chiller (Water cooled-positive displacement, 100 tons) | Schools K-12 | Turnover | 20531.7388 | 27524.848 | N/A | 16415.5567 | 1574.5561 | 31777.1391 | 55245.2831 | N/A | 39358.425
| Commercial | Demand Controlled Ventilation | Retail | Existing | 1316030.1432 | 3881207.1658 | N/A | 1477381.8226 | 263118.6452 | 707157.3359 | 5319608.7392 | N/A | 1974039.8792 | [13 empty] | Commercial | High Efficiency Chiller (Water cooled-positive displacement, 100 tons) | Assembly | New | 2818.6419 | 3778.6712 | N/A | 2253.5635 | 216.1585 | 4924.6666 | 7584.1931 | N/A | 5965.4421
| Commercial | Demand Controlled Ventilation | Warehouse | Existing | 95547.4961 | 281786.5748 | N/A | 107262.0826 | 19103.1549 | 79274.417 | 386218.5814 | N/A | 386055.3751 | [13 empty] | Commercial | High Efficiency Chiller (Water cooled-positive displacement, 100 tons) | College and University | New | 765.5405 | 1026.2835 | N/A | 612.0657 | 58.7084 | 1177.7487 | 2059.8597 | N/A | 1460.4224
| Commercial | Demand Controlled Ventilation | Assembly | New | 14863.2108 | 43834.2546 | N/A | 16685.5126 | 2971.6553 | 10121.3944 | 60079.5252 | N/A | 24429.5335 | [13 empty] | Commercial | High Efficiency Chiller (Water cooled-positive displacement, 100 tons) | Healthcare | New | 0 | 0 | N/A | 0 | 0 | 0 | 0 | N/A | 0
| Commercial | Demand Controlled Ventilation | Grocery | New | 12128.8968 | 35770.2758 | N/A | 13615.9584 | 2424.974 | 10063.1755 | 49026.9815 | N/A | 43885.3619 | [13 empty] | Commercial | High Efficiency Chiller (Water cooled-positive displacement, 100 tons) | Hospitals | New | 31958.8971 | 42844.0958 | N/A | 25551.8099 | 2450.8921 | 21014.2758 | 85992.6348 | N/A | 32815.0071
| Commercial | Demand Controlled Ventilation | Lodging/Hospitality | New | 110979.4184 | 327298.061 | N/A | 124586.0335 | 22188.5147 | 5099.3744 | 448596.9316 | N/A | 111934.2281 | [13 empty] | Commercial | High Efficiency Chiller (Water cooled-positive displacement, 100 tons) | Lodging/Hospitality | New | 5678.8789 | 7613.1047 | N/A | 4540.383 | 435.5069 | 5179.0162 | 15280.3069 | N/A | 7275.926
| Commercial | Demand Controlled Ventilation | Miscellaneous | New | 8056.8256 | 23761.013 | N/A | 9044.6315 | 1610.8302 | 1201.8385 | 32567.0048 | N/A | 8957.7792 | [13 empty] | Commercial | High Efficiency Chiller (Water cooled-positive displacement, 100 tons) | Offices | New | 6607.6956 | 8858.2763 | N/A | 5282.9915 | 506.7368 | 9985.6785 | 17779.4982 | N/A | 12425.5512
| Commercial | Demand Controlled Ventilation | Offices | New | 128969.3123 | 380353.4604 | N/A | 144781.5756 | 25785.299 | 12708.3359 | 521315.0202 | N/A | 136861.2447 | [13 empty] | Commercial | High Efficiency Chiller (Water cooled-positive displacement, 100 tons) | Restaurants | New | 1528.0615 | 2048.5191 | N/A | 1221.7172 | 117.1853 | 1431.4581 | 4111.5947 | N/A | 1995.6904
| Commercial | Demand Controlled Ventilation | Restaurants | New | 27363.8459 | 80700.8526 | N/A | 30718.7861 | 5470.9522 | 22703.399 | 110609.1333 | N/A | 91834.7715 | [13 empty] | Commercial | High Efficiency Chiller (Water cooled-positive displacement, 100 tons) | Retail | New | 0 | 0 | N/A | 0 | 0 | 0 | 0 | N/A | 0
| Commercial | Demand Controlled Ventilation | Retail | New | 189123.7524 | 557759.6128 | N/A | 212311.2419 | 37812.1928 | 101624.0012 | 764469.0901 | N/A | 283684.8618 | [13 empty] | Commercial | High Efficiency Chiller (Water cooled-positive displacement, 100 tons) | Schools K-12 | New | 3744.5378 | 5019.9272 | N/A | 2993.8367 | 287.1644 | 5795.4516 | 10075.5251 | N/A | 7178.1115
| Commercial | Demand Controlled Ventilation | Warehouse | New | 13783.2206 | 40649.1712 | N/A | 15473.1103 | 2755.7289 | 11435.7448 | 55714.0285 | N/A | 55690.4851 | [13 empty] | Commercial | High Efficiency DX 135k- less than 240k BTU | Healthcare | Turnover | 465051.8094 | 759385.6886 | N/A | 440930.9303 | 49884.9912 | 863718.6265 | 1416564.2051 | N/A | 1103908.4637
| Residential | Central air conditioner - Load Shed | Single Family | Existing | 0 | N/A | N/A | N/A | 0 | 0 | 0 | 0 | N/A | [13 empty] | Commercial | High Efficiency DX 135k- less than 240k BTU | Hospitals | Turnover | 177602.0852 | 290007.4337 | N/A | 168390.3838 | 19050.9493 | 353325.1757 | 540982.2124 | N/A | 445053.0543
| Residential | Central air conditioner - Load Shed | Multi Family | Existing | 15870384.5289 | N/A | N/A | N/A | 1809560.0427 | 7552450.8757 | 0 | 8091726.6208 | N/A | [13 empty] | Commercial | High Efficiency DX 135k- less than 240k BTU | Healthcare | New | 18388.0524 | 30025.9532 | N/A | 17434.3178 | 1972.4422 | 34151.256 | 56010.6559 | N/A | 43648.3125
| Residential | Central air conditioner - Load Shed | Mobile Home/Other | Existing | 6251068.3471 | N/A | N/A | N/A | 373347.4472 | 1558217.5712 | 0 | 1669480.6507 | N/A | [13 empty] | Commercial | High Efficiency DX 135k- less than 240k BTU | Hospitals | New | 6829.1187 | 11151.306 | N/A | 6474.9123 | 732.5432 | 13585.9868 | 20801.7364 | N/A | 17113.0882
| Residential | Central Heating - Load Shed | Single Family | Existing | 0 | N/A | N/A | N/A | 0 | 0 | 0 | 0 | N/A | [13 empty] | Commercial | High Efficiency PTAC | Grocery | Turnover | 0 | 0 | N/A | 0 | 0 | 0 | 0 | N/A | 0
| Residential | Central Heating - Load Shed | Multi Family | Existing | 18624830.558 | N/A | N/A | N/A | 1809560.0427 | 7552450.8757 | 0 | 8091726.6208 | N/A | [13 empty] | Commercial | High Efficiency PTAC | Institutional | Turnover | 0 | 0 | N/A | 0 | 0 | 0 | 0 | N/A | 0
| Residential | Central Heating - Load Shed | Mobile Home/Other | Existing | 6415878.0795 | N/A | N/A | N/A | 373347.4472 | 1558217.5712 | 0 | 1669480.6507 | N/A | [13 empty] | Commercial | High Efficiency PTAC | Miscellaneous | Turnover | 0 | 0 | N/A | 0 | 0 | 0 | 0 | N/A | 0
| Residential | Central air conditioner - 50% cycling | Single Family | Existing | 0 | N/A | N/A | N/A | 0 | 0 | 0 | 0 | N/A | [13 empty] | Commercial | High Efficiency PTAC | Warehouse | Turnover | 0 | 0 | N/A | 0 | 0 | 0 | 0 | N/A | 0
| Residential | Central air conditioner - 50% cycling | Multi Family | Existing | 0 | N/A | N/A | N/A | 0 | 0 | 0 | 0 | N/A | [13 empty] | Commercial | High Efficiency PTAC | Grocery | New | 0 | 0 | N/A | 0 | 0 | 0 | 0 | N/A | 0
| Residential | Central air conditioner - 50% cycling | Mobile Home/Other | Existing | 0 | N/A | N/A | N/A | 0 | 0 | 0 | 0 | N/A | [13 empty] | Commercial | High Efficiency PTAC | Institutional | New | 0 | 0 | N/A | 0 | 0 | 0 | 0 | N/A | 0
| Residential | Central Heating - 50% cycling | Single Family | Existing | 0 | N/A | N/A | N/A | 0 | 0 | 0 | 0 | N/A | [13 empty] | Commercial | High Efficiency PTAC | Miscellaneous | New | 0 | 0 | N/A | 0 | 0 | 0 | 0 | N/A | 0
| Residential | Central Heating - 50% cycling | Multi Family | Existing | 0 | N/A | N/A | N/A | 0 | 0 | 0 | 0 | N/A | [13 empty] | Commercial | High Efficiency PTAC | Warehouse | New | 0 | 0 | N/A | 0 | 0 | 0 | 0 | N/A | 0
| Residential | Central Heating - 50% cycling | Mobile Home/Other | Existing | 0 | N/A | N/A | N/A | 0 | 0 | 0 | 0 | N/A | [13 empty] | Commercial | High Efficiency PTHP | Grocery | Turnover | 4277.3854 | 6984.5665 | N/A | 3161.0106 | 381.4686 | 1042.046 | 10832.4106 | N/A | 2878.7682
| Residential | Water heater switches | Single Family | Existing | 0 | N/A | N/A | N/A | 0 | 0 | 0 | 0 | N/A | [13 empty] | Commercial | High Efficiency PTHP | Institutional | Turnover | 4205.145 | 6866.6047 | N/A | 3107.6245 | 375.026 | 1150.0384 | 10649.4628 | N/A | 2955.7404
| Residential | Water heater switches | Multi Family | Existing | 0 | N/A | N/A | N/A | 0 | 0 | 0 | 0 | N/A | [13 empty] | Commercial | High Efficiency PTHP | Miscellaneous | Turnover | 16232.8063 | 26506.6398 | N/A | 11996.1304 | 1447.6847 | 4162.9876 | 41109.3239 | N/A | 11133.4036
| Residential | Water heater switches | Mobile Home/Other | Existing | 0 | N/A | N/A | N/A | 0 | 0 | 0 | 0 | N/A | [13 empty] | Commercial | High Efficiency PTHP | Warehouse | Turnover | 2279.0532 | 3721.4786 | N/A | 1684.2324 | 203.252 | 2555.9265 | 5771.6659 | N/A | 3534.5588
| Residential | Pool pump switches | Single Family | Existing | 10120124.843 | N/A | N/A | N/A | 1336104.7203 | 5576419.1442 | 0 | 5974598.1775 | N/A | [13 empty] | Commercial | High Efficiency PTHP | Grocery | New | 1128.0976 | 1842.0768 | N/A | 833.6701 | 100.6067 | 274.8243 | 2856.8891 | N/A | 759.2328
| Residential | Pool pump switches | Multi Family | Existing | 0 | N/A | N/A | N/A | 0 | 0 | 0 | 0 | N/A | [13 empty] | Commercial | High Efficiency PTHP | Institutional | New | 1082.2301 | 1767.1796 | N/A | 799.7738 | 96.5161 | 295.9723 | 2740.7306 | N/A | 760.6851
| Residential | Pool pump switches | Mobile Home/Other | Existing | 0 | N/A | N/A | N/A | 0 | 0 | 0 | 0 | N/A | [13 empty] | Commercial | High Efficiency PTHP | Miscellaneous | New | 4141.1408 | 6762.0918 | N/A | 3060.3251 | 369.3179 | 1062.0171 | 10487.3731 | N/A | 2840.2354
| Residential | Room AC control | Single Family | New | 837219.4589 | N/A | N/A | N/A | 379600.4882 | 76259.8481 | 0 | 797095.676 | N/A | [13 empty] | Commercial | High Efficiency PTHP | Warehouse | New | 600.3571 | 980.3265 | N/A | 443.6671 | 53.5414 | 673.2922 | 1520.3949 | N/A | 931.0873
| Residential | Room AC control | Mobile Home/Other | New | 3163986.5704 | N/A | N/A | N/A | 1496943.7649 | 237648.6793 | 0 | 3143324.2032 | N/A | [13 empty] | Commercial | Variable Refrigerant Flow (VRF) HVAC Systems | Healthcare | Turnover | 21677.4019 | 35427.6249 | N/A | 28045.9637 | 3384.5674 | 32942.5261 | 96110.2096 | N/A | 49238.784
| Residential | Smart thermostats - BYOT | Single Family | New | 0 | N/A | N/A | N/A | 0 | 0 | 0 | 0 | N/A | [13 empty] | Commercial | Variable Refrigerant Flow (VRF) HVAC Systems | Hospitals | Turnover | 4838.5513 | 7907.6995 | N/A | 6260.0599 | 755.4597 | 7875.4222 | 21452.4869 | N/A | 11512.8636
| Residential | Smart thermostats - BYOT | Multi Family | New | 0 | N/A | N/A | N/A | 0 | 0 | 0 | 0 | N/A | [13 empty] | Commercial | Variable Refrigerant Flow (VRF) HVAC Systems | Lodging/Hospitality | Turnover | 19382.3041 | 31649.4723 | N/A | 33577.8472 | 4052.1512 | 58484.2857 | 115067.3222 | N/A | 77994.8743
| Residential | Smart thermostats - BYOT | Mobile Home/Other | New | 0 | N/A | N/A | N/A | 0 | 0 | 0 | 0 | N/A | [13 empty] | Commercial | Variable Refrigerant Flow (VRF) HVAC Systems | Restaurants | Turnover | 26914.2628 | 43986.2865 | N/A | 34821.3519 | 4202.2165 | 55533.0935 | 119328.6659 | N/A | 75766.2271
| Small C&I | Central air conditioner - Load Shed | 0-15,000 kWh | New | 973844.181 | N/A | N/A | N/A | 727073.7179 | 2341734.9022 | 0 | 727378.6052 | N/A | [13 empty] | Commercial | Variable Refrigerant Flow (VRF) HVAC Systems | Retail | Turnover | 21654.937 | 35390.9103 | N/A | 28016.8988 | 3381.0598 | 63295.7376 | 96010.6079 | N/A | 79575.1072
| Small C&I | Central air conditioner - Load Shed | 15,001-25,000 kWh | New | 545892.0729 | N/A | N/A | N/A | 54548.955 | 270177.2109 | 0 | 54571.8292 | N/A | [13 empty] | Commercial | Variable Refrigerant Flow (VRF) HVAC Systems | Healthcare | New | 5543.9313 | 9060.51 | N/A | 7172.6721 | 865.5931 | 8424.9534 | 24579.9012 | N/A | 12592.673
| Small C&I | Central air conditioner - Load Shed | 25,001-50,000 kWh | New | 256195.9156 | N/A | N/A | N/A | 20317.7272 | 91975.4252 | 0 | 20326.2472 | N/A | [13 empty] | Commercial | Variable Refrigerant Flow (VRF) HVAC Systems | Hospitals | New | 1250.7959 | 2044.1901 | N/A | 1618.2649 | 195.2911 | 2035.8462 | 5545.6028 | N/A | 2976.1476
| Small C&I | Central air conditioner - Load Shed | 50,001 kWh + | New | 1116767.516 | N/A | N/A | N/A | 22782.7556 | 173606.5531 | 0 | 22792.3092 | N/A | [13 empty] | Commercial | Variable Refrigerant Flow (VRF) HVAC Systems | Lodging/Hospitality | New | 5056.8506 | 8257.3595 | N/A | 8760.4733 | 1057.2078 | 15258.5727 | 30021.1088 | N/A | 20348.8928
| Small C&I | Central Heating - Load Shed | 0-15,000 kWh | New | 4832699.3541 | N/A | N/A | N/A | 727073.7179 | 2341734.9022 | 0 | 727378.6052 | N/A | [13 empty] | Commercial | Variable Refrigerant Flow (VRF) HVAC Systems | Restaurants | New | 7027.9751 | 11485.8998 | N/A | 9092.7102 | 1097.3019 | 14501.0547 | 31159.6456 | N/A | 19784.4228
| Small C&I | Central Heating - Load Shed | 15,001-25,000 kWh | New | 1003295.4405 | N/A | N/A | N/A | 54548.955 | 270177.2109 | 0 | 54571.8292 | N/A | [13 empty] | Commercial | Variable Refrigerant Flow (VRF) HVAC Systems | Retail | New | 5660.8789 | 9251.6389 | N/A | 7323.9775 | 883.8525 | 16546.3194 | 25098.407 | N/A | 20801.9559
| Small C&I | Central Heating - Load Shed | 25,001-50,000 kWh | New | 528398.4655 | N/A | N/A | N/A | 20317.7272 | 91975.4252 | 0 | 20326.2472 | N/A | [13 empty] | Commercial | High Bay Fluorescent (T5) | Schools K-12 | Turnover | 0 | 0 | N/A | 0 | 0 | 0 | 0 | N/A | 0
| Small C&I | Central Heating - Load Shed | 50,001 kWh + | New | 234271.5576 | N/A | N/A | N/A | 22782.7556 | 173606.5531 | 0 | 22792.3092 | N/A | [13 empty] | Commercial | High Bay Fluorescent (T5) | Schools K-12 | New | 0 | 0 | N/A | 0 | 0 | 0 | 0 | N/A | 0
| Small C&I | Central air conditioner - 50% cycling | 0-15,000 kWh | New | 0 | N/A | N/A | N/A | 0 | 0 | 0 | 0 | N/A | [13 empty] | Commercial | High Bay LED | Assembly | Turnover | 46388.0791 | 75747.3526 | N/A | 92198.7444 | 11126.4802 | 19477.9159 | 315954.2228 | N/A | 73050.4918
| Small C&I | Central air conditioner - 50% cycling | 15,001-25,000 kWh | New | 0 | N/A | N/A | N/A | 0 | 0 | 0 | 0 | N/A | [13 empty] | Commercial | High Bay LED | Institutional | Turnover | 0 | 0 | N/A | 0 | 0 | 0 | 0 | N/A | 0
| Small C&I | Central air conditioner - 50% cycling | 25,001-50,000 kWh | New | 0 | N/A | N/A | N/A | 0 | 0 | 0 | 0 | N/A | [13 empty] | Commercial | High Bay LED | Lodging/Hospitality | Turnover | 0 | 0 | N/A | 0 | 0 | 0 | 0 | N/A | 0
| Small C&I | Central air conditioner - 50% cycling | 50,001 kWh + | New | 0 | N/A | N/A | N/A | 0 | 0 | 0 | 0 | N/A | [13 empty] | Commercial | High Bay LED | Offices | Turnover | 0 | 0 | N/A | 0 | 0 | 0 | 0 | N/A | 0
| Small C&I | Central Heating - 50% cycling | 0-15,000 kWh | New | 0 | N/A | N/A | N/A | 0 | 0 | 0 | 0 | N/A | [13 empty] | Commercial | High Bay LED | Restaurants | Turnover | 0 | 0 | N/A | 0 | 0 | 0 | 0 | N/A | 0
| Small C&I | Central Heating - 50% cycling | 15,001-25,000 kWh | New | 0 | N/A | N/A | N/A | 0 | 0 | 0 | 0 | N/A | [13 empty] | Commercial | High Bay LED | Schools K-12 | Turnover | 0 | 0 | N/A | 0 | 0 | 0 | 0 | N/A | 0
| Small C&I | Central Heating - 50% cycling | 25,001-50,000 kWh | New | 0 | N/A | N/A | N/A | 0 | 0 | 0 | 0 | N/A | [13 empty] | Commercial | High Bay LED | Warehouse | Turnover | 186601.1964 | 304702.1325 | N/A | 370879.682 | 44757.5016 | 5503.4077 | 1270960.9278 | N/A | 221005.0398
| Small C&I | Central Heating - 50% cycling | 50,001 kWh + | New | 0 | N/A | N/A | N/A | 0 | 0 | 0 | 0 | N/A | [13 empty] | Commercial | High Bay LED | Assembly | New | 0 | 0 | N/A | 0 | 0 | 0 | 0 | N/A | 0
| Small C&I | Smart thermostats - BYOT | 0-15,000 kWh | New | 0 | N/A | N/A | N/A | 0 | 0 | 0 | 0 | N/A | [13 empty] | Commercial | High Bay LED | Institutional | New | 0 | 0 | N/A | 0 | 0 | 0 | 0 | N/A | 0
| Small C&I | Smart thermostats - BYOT | 15,001-25,000 kWh | New | 0 | N/A | N/A | N/A | 0 | 0 | 0 | 0 | N/A | [13 empty] | Commercial | High Bay LED | Lodging/Hospitality | New | 0 | 0 | N/A | 0 | 0 | 0 | 0 | N/A | 0
| Small C&I | Smart thermostats - BYOT | 25,001-50,000 kWh | New | 0 | N/A | N/A | N/A | 0 | 0 | 0 | 0 | N/A | [13 empty] | Commercial | High Bay LED | Offices | New | 0 | 0 | N/A | 0 | 0 | 0 | 0 | N/A | 0
| Small C&I | Smart thermostats - BYOT | 50,001 kWh + | New | 0 | N/A | N/A | N/A | 0 | 0 | 0 | 0 | N/A | [13 empty] | Commercial | High Bay LED | Restaurants | New | 0 | 0 | N/A | 0 | 0 | 0 | 0 | N/A | 0
| Large C&I | Auto DR | 0-50 kW | New | 25438904.4236 | N/A | N/A | N/A | 998442.5842 | 12301378.3665 | 0 | 146981.4479 | N/A | [13 empty] | Commercial | High Bay LED | Schools K-12 | New | 0 | 0 | N/A | 0 | 0 | 0 | 0 | N/A | 0
| Large C&I | Auto DR | 51-300 kW | New | 35949660.4423 | N/A | N/A | N/A | 1410975.5387 | 17384018.112 | 0 | 207710.7195 | N/A | [13 empty] | Commercial | High Bay LED | Warehouse | New | 0 | 0 | N/A | 0 | 0 | 0 | 0 | N/A | 0
| Large C&I | Auto DR | 301-500 kW | New | 38455944.576 | N/A | N/A | N/A | 1509343.8003 | 18595970.8325 | 0 | 222191.5818 | N/A | [13 empty] | Commercial | Premium T8 - Fixture Replacement | Grocery | Turnover | 1653.7851 | 12838.6709 | N/A | 10416.5763 | 2316.7209 | 9138.5525 | 38475.7846 | N/A | 20293.2665
| Large C&I | Auto DR | 501 kW + | Existing | 0 | N/A | N/A | N/A | 0 | 0 | 0 | 0 | N/A | [13 empty] | Commercial | Premium T8 - Fixture Replacement | Healthcare | Turnover | 1177.9174 | 9144.4131 | N/A | 7464.1566 | 1660.0817 | 8040.6898 | 27570.4104 | N/A | 16033.7703
| Large C&I | CPP | 0-50 kW | New | 0 | N/A | N/A | N/A | 0 | 0 | 0 | 0 | N/A | [13 empty] | Commercial | Premium T8 - Fixture Replacement | Retail | Turnover | 0 | 0 | N/A | 0 | 0 | 0 | 0 | N/A | 0
| Large C&I | CPP | 51-300 kW | New | 0 | N/A | N/A | N/A | 0 | 0 | 0 | 0 | N/A | [13 empty] | Commercial | Premium T8 - Fixture Replacement | Grocery | New | 0 | 0 | N/A | 0 | 0 | 0 | 0 | N/A | 0
| Large C&I | CPP | 301-500 kW | New | 0 | N/A | N/A | N/A | 0 | 0 | 0 | 0 | N/A | [13 empty] | Commercial | Premium T8 - Fixture Replacement | Healthcare | New | 0 | 0 | N/A | 0 | 0 | 0 | 0 | N/A | 0
| Large C&I | CPP | 501 kW + | New | 0 | N/A | N/A | N/A | 0 | 0 | 0 | 0 | N/A | [13 empty] | Commercial | Premium T8 - Fixture Replacement | Retail | New | 0 | 0 | N/A | 0 | 0 | 0 | 0 | N/A | 0
| Large C&I | Firm Service Level | 0-50 kW | New | 0 | N/A | N/A | N/A | 0 | 0 | 0 | 0 | N/A | [13 empty] | Commercial | Efficient Battery Charger | Assembly | Turnover | 0 | 181895.6175 | N/A | 63850.9595 | 16335.3999 | 72122.5742 | 240401.1097 | N/A | 150775.4303
| Large C&I | Firm Service Level | 51-300 kW | New | 0 | N/A | N/A | N/A | 0 | 0 | 0 | 0 | N/A | [13 empty] | Commercial | Efficient Battery Charger | College and University | Turnover | 0 | 0 | N/A | 0 | 0 | 0 | 0 | N/A | 0
| Large C&I | Firm Service Level | 301-500 kW | New | 0 | N/A | N/A | N/A | 0 | 0 | 0 | 0 | N/A | [13 empty] | Commercial | Efficient Battery Charger | Grocery | Turnover | 0 | 248261.333 | N/A | 87147.368 | 22295.4692 | 98436.9313 | 328112.9076 | N/A | 205786.7573
| Large C&I | Firm Service Level | 501 kW + | Existing | 0 | N/A | N/A | N/A | 0 | 0 | 0 | 0 | N/A | [13 empty] | Commercial | Efficient Battery Charger | Healthcare | Turnover | 0 | 250443.2888 | N/A | 87913.3016 | 22491.4229 | 99302.0883 | 330996.6746 | N/A | 207595.4063
| Large C&I | Guaranteed Load Drop | 0-50 kW | New | 0 | N/A | N/A | N/A | 0 | 0 | 0 | 0 | N/A | [13 empty] | Commercial | Efficient Battery Charger | Hospitals | Turnover | 0 | 326834.5772 | N/A | 114728.9947 | 29351.8535 | 129591.6381 | 431958.7031 | N/A | 270917.0494
| Large C&I | Guaranteed Load Drop | 51-300 kW | New | 0 | N/A | N/A | N/A | 0 | 0 | 0 | 0 | N/A | [13 empty] | Commercial | Efficient Battery Charger | Institutional | Turnover | 0 | 255740.2543 | N/A | 89772.6995 | 22967.1246 | 101402.3631 | 337997.3732 | N/A | 211986.1237
| Large C&I | Guaranteed Load Drop | 301-500 kW | New | 0 | N/A | N/A | N/A | 0 | 0 | 0 | 0 | N/A | [13 empty] | Commercial | Efficient Battery Charger | Lodging/Hospitality | Turnover | 0 | 581259.404 | N/A | 204039.9387 | 52200.8442 | 230472.4273 | 768217.5505 | N/A | 481812.7997
| Large C&I | Guaranteed Load Drop | 501 kW + | Existing | 0 | N/A | N/A | N/A | 0 | 0 | 0 | 0 | N/A | [13 empty] | Commercial | Efficient Battery Charger | Miscellaneous | Turnover | 0 | 0 | N/A | 0 | 0 | 0 | 0 | N/A | 0
[27 empty] | Commercial | Efficient Battery Charger | Offices | Turnover | 0 | 1481959.7186 | N/A | 520213.4677 | 133089.5429 | 587604.8647 | 1958622.0147 | N/A | 1228413.951
[27 empty] | Commercial | Efficient Battery Charger | Restaurants | Turnover | 0 | 0 | N/A | 0 | 0 | 0 | 0 | N/A | 0
[27 empty] | Commercial | Efficient Battery Charger | Retail | Turnover | 0 | 809192.6649 | N/A | 284051.5278 | 72670.7214 | 320849.1705 | 1069463.9994 | N/A | 670749.3774
[27 empty] | Commercial | Efficient Battery Charger | Schools K-12 | Turnover | 0 | 0 | N/A | 0 | 0 | 0 | 0 | N/A | 0
[27 empty] | Commercial | Efficient Battery Charger | Warehouse | Turnover | 0 | 273679.1771 | N/A | 96069.8135 | 24578.1556 | 108515.2409 | 361706.2289 | N/A | 226855.9091
[27 empty] | Commercial | Efficient Battery Charger | Assembly | New | 0 | 21045.6643 | N/A | 7387.6758 | 1890.0364 | 8344.7172 | 27814.8595 | N/A | 17445.0002
[27 empty] | Commercial | Efficient Battery Charger | College and University | New | 0 | 0 | N/A | 0 | 0 | 0 | 0 | N/A | 0
[27 empty] | Commercial | Efficient Battery Charger | Grocery | New | 0 | 28931.2597 | N/A | 10155.7625 | 2598.2138 | 11471.3974 | 38236.8032 | N/A | 23981.4636
[27 empty] | Commercial | Efficient Battery Charger | Healthcare | New | 0 | 28552.3728 | N/A | 10022.7615 | 2564.1873 | 11321.1668 | 37736.05 | N/A | 23667.3998
[27 empty] | Commercial | Efficient Battery Charger | Hospitals | New | 0 | 37815.4119 | N/A | 13274.3733 | 3396.0679 | 14994.0108 | 49978.4827 | N/A | 31345.6425
[27 empty] | Commercial | Efficient Battery Charger | Institutional | New | 0 | 29596.871 | N/A | 10389.4126 | 2657.9899 | 11735.3159 | 39116.5039 | N/A | 24533.1967
[27 empty] | Commercial | Efficient Battery Charger | Lodging/Hospitality | New | 0 | 66278.5966 | N/A | 23265.8271 | 5952.2455 | 26279.814 | 87596.6579 | N/A | 54939.1132
[27 empty] | Commercial | Efficient Battery Charger | Miscellaneous | New | 0 | 0 | N/A | 0 | 0 | 0 | 0 | N/A | 0
[27 empty] | Commercial | Efficient Battery Charger | Offices | New | 0 | 171486.2831 | N/A | 60196.9627 | 15400.5745 | 67995.218 | 226643.6834 | N/A | 142147.0097
[27 empty] | Commercial | Efficient Battery Charger | Restaurants | New | 0 | 0 | N/A | 0 | 0 | 0 | 0 | N/A | 0
[27 empty] | Commercial | Efficient Battery Charger | Retail | New | 0 | 92273.5118 | N/A | 32390.8423 | 8286.7566 | 36586.9353 | 121952.6613 | N/A | 76486.6061
[27 empty] | Commercial | Efficient Battery Charger | Schools K-12 | New | 0 | 0 | N/A | 0 | 0 | 0 | 0 | N/A | 0
[27 empty] | Commercial | Efficient Battery Charger | Warehouse | New | 0 | 31204.947 | N/A | 10953.8967 | 2802.4055 | 12372.9265 | 41241.8067 | N/A | 25866.1499
[27 empty] | Commercial | Variable Speed Pool Pump | Assembly | Turnover | 546.7187 | 1613.9249 | N/A | 1414.6333 | 251.9433 | 956.8057 | 5093.6702 | N/A | 2169.8802
[27 empty] | Commercial | Variable Speed Pool Pump | College and University | Turnover | 0 | 0 | N/A | 0 | 0 | 0 | 0 | N/A | 0
[27 empty] | Commercial | Variable Speed Pool Pump | Grocery | Turnover | 0 | 0 | N/A | 0 | 0 | 0 | 0 | N/A | 0
[27 empty] | Commercial | Variable Speed Pool Pump | Healthcare | Turnover | 0 | 0 | N/A | 0 | 0 | 0 | 0 | N/A | 0
[27 empty] | Commercial | Variable Speed Pool Pump | Hospitals | Turnover | 0 | 0 | N/A | 0 | 0 | 0 | 0 | N/A | 0
[27 empty] | Commercial | Variable Speed Pool Pump | Institutional | Turnover | 0 | 0 | N/A | 0 | 0 | 0 | 0 | N/A | 0
[27 empty] | Commercial | Variable Speed Pool Pump | Lodging/Hospitality | Turnover | 49423.7941 | 145900.0527 | N/A | 127883.9385 | 22775.8648 | 86495.9665 | 460471.6981 | N/A | 196158.8354
[27 empty] | Commercial | Variable Speed Pool Pump | Miscellaneous | Turnover | 0 | 0 | N/A | 0 | 0 | 0 | 0 | N/A | 0
[27 empty] | Commercial | Variable Speed Pool Pump | Offices | Turnover | 0 | 0 | N/A | 0 | 0 | 0 | 0 | N/A | 0
[27 empty] | Commercial | Variable Speed Pool Pump | Restaurants | Turnover | 0 | 0 | N/A | 0 | 0 | 0 | 0 | N/A | 0
[27 empty] | Commercial | Variable Speed Pool Pump | Retail | Turnover | 0 | 0 | N/A | 0 | 0 | 0 | 0 | N/A | 0
[27 empty] | Commercial | Variable Speed Pool Pump | Schools K-12 | Turnover | 0 | 0 | N/A | 0 | 0 | 0 | 0 | N/A | 0
[27 empty] | Commercial | Variable Speed Pool Pump | Assembly | New | 66.0359 | 194.9393 | N/A | 170.8677 | 30.4312 | 115.5686 | 615.2432 | N/A | 262.0908
[27 empty] | Commercial | Variable Speed Pool Pump | College and University | New | 0 | 0 | N/A | 0 | 0 | 0 | 0 | N/A | 0
[27 empty] | Commercial | Variable Speed Pool Pump | Grocery | New | 0 | 0 | N/A | 0 | 0 | 0 | 0 | N/A | 0
[27 empty] | Commercial | Variable Speed Pool Pump | Healthcare | New | 0 | 0 | N/A | 0 | 0 | 0 | 0 | N/A | 0
[27 empty] | Commercial | Variable Speed Pool Pump | Hospitals | New | 0 | 0 | N/A | 0 | 0 | 0 | 0 | N/A | 0
[27 empty] | Commercial | Variable Speed Pool Pump | Institutional | New | 0 | 0 | N/A | 0 | 0 | 0 | 0 | N/A | 0
[27 empty] | Commercial | Variable Speed Pool Pump | Lodging/Hospitality | New | 5970.6561 | 17625.4992 | N/A | 15449.0571 | 2751.4451 | 10449.1709 | 55627.4202 | N/A | 23697.0263
[27 empty] | Commercial | Variable Speed Pool Pump | Miscellaneous | New | 0 | 0 | N/A | 0 | 0 | 0 | 0 | N/A | 0
[27 empty] | Commercial | Variable Speed Pool Pump | Offices | New | 0 | 0 | N/A | 0 | 0 | 0 | 0 | N/A | 0
[27 empty] | Commercial | Variable Speed Pool Pump | Restaurants | New | 0 | 0 | N/A | 0 | 0 | 0 | 0 | N/A | 0
[27 empty] | Commercial | Variable Speed Pool Pump | Retail | New | 0 | 0 | N/A | 0 | 0 | 0 | 0 | N/A | 0
[27 empty] | Commercial | Variable Speed Pool Pump | Schools K-12 | New | 0 | 0 | N/A | 0 | 0 | 0 | 0 | N/A | 0
[27 empty] | Commercial | Energy Star Uninterruptable Power Supply | Assembly | Turnover | 0 | 0 | N/A | 0 | 0 | 0 | 0 | N/A | 0
[27 empty] | Commercial | Energy Star Uninterruptable Power Supply | College and University | Turnover | 132.8127 | 392.0658 | N/A | 708.4627 | 126.1757 | 327.8027 | 2550.9615 | N/A | 935.3227
[27 empty] | Commercial | Energy Star Uninterruptable Power Supply | Grocery | Turnover | 0 | 0 | N/A | 0 | 0 | 0 | 0 | N/A | 0
[27 empty] | Commercial | Energy Star Uninterruptable Power Supply | Healthcare | Turnover | 468.0278 | 1381.6277 | N/A | 2496.6002 | 444.6393 | 1155.1664 | 8989.5084 | N/A | 3296.0478
[27 empty] | Commercial | Energy Star Uninterruptable Power Supply | Hospitals | Turnover | 561.1731 | 1656.5944 | N/A | 2993.4647 | 533.1299 | 1385.0635 | 10778.5685 | N/A | 3952.0155
[27 empty] | Commercial | Energy Star Uninterruptable Power Supply | Institutional | Turnover | 318.3729 | 939.8435 | N/A | 1698.2964 | 302.4631 | 785.7946 | 6115.0557 | N/A | 2242.1155
[27 empty] | Commercial | Energy Star Uninterruptable Power Supply | Lodging/Hospitality | Turnover | 3838.7305 | 11332.0112 | N/A | 20476.9349 | 3646.8997 | 9474.5916 | 73731.2996 | N/A | 27033.9462
[27 empty] | Commercial | Energy Star Uninterruptable Power Supply | Miscellaneous | Turnover | 224.8034 | 663.6243 | N/A | 1199.1685 | 213.5694 | 554.8502 | 4317.846 | N/A | 1583.1596
[27 empty] | Commercial | Energy Star Uninterruptable Power Supply | Offices | Turnover | 2596.8111 | 7665.8395 | N/A | 13852.1656 | 2467.042 | 6409.3387 | 49877.4929 | N/A | 18287.8298
[27 empty] | Commercial | Energy Star Uninterruptable Power Supply | Restaurants | Turnover | 0 | 0 | N/A | 0 | 0 | 0 | 0 | N/A | 0
[27 empty] | Commercial | Energy Star Uninterruptable Power Supply | Retail | Turnover | 0 | 0 | N/A | 0 | 0 | 0 | 0 | N/A | 0
[27 empty] | Commercial | Energy Star Uninterruptable Power Supply | Schools K-12 | Turnover | 152.4822 | 450.1307 | N/A | 813.3858 | 144.8623 | 376.3502 | 2928.7583 | N/A | 1073.8438
[27 empty] | Commercial | Energy Star Uninterruptable Power Supply | Warehouse | Turnover | 0 | 0 | N/A | 0 | 0 | 0 | 0 | N/A | 0
[27 empty] | Commercial | Energy Star Uninterruptable Power Supply | Assembly | New | 0 | 0 | N/A | 0 | 0 | 0 | 0 | N/A | 0
[27 empty] | Commercial | Energy Star Uninterruptable Power Supply | College and University | New | 20.3402 | 60.0447 | N/A | 108.5008 | 19.3238 | 50.2029 | 390.6787 | N/A | 143.2443
[27 empty] | Commercial | Energy Star Uninterruptable Power Supply | Grocery | New | 0 | 0 | N/A | 0 | 0 | 0 | 0 | N/A | 0
[27 empty] | Commercial | Energy Star Uninterruptable Power Supply | Healthcare | New | 71.7284 | 211.7437 | N/A | 382.6207 | 68.144 | 177.037 | 1377.7025 | N/A | 505.1415
[27 empty] | Commercial | Energy Star Uninterruptable Power Supply | Hospitals | New | 86.0035 | 253.8842 | N/A | 458.7686 | 81.7057 | 212.2703 | 1651.888 | N/A | 605.6729
[27 empty] | Commercial | Energy Star Uninterruptable Power Supply | Institutional | New | 48.6836 | 143.7149 | N/A | 259.6927 | 46.2507 | 120.1587 | 935.0755 | N/A | 342.8501
[27 empty] | Commercial | Energy Star Uninterruptable Power Supply | Lodging/Hospitality | New | 587.4368 | 1734.1253 | N/A | 3133.563 | 558.0811 | 1449.8864 | 11283.0204 | N/A | 4136.9753
[27 empty] | Commercial | Energy Star Uninterruptable Power Supply | Miscellaneous | New | 34.3964 | 101.539 | N/A | 183.4808 | 32.6776 | 84.8958 | 660.6595 | N/A | 242.2341
[27 empty] | Commercial | Energy Star Uninterruptable Power Supply | Offices | New | 397.5395 | 1173.5446 | N/A | 2120.5942 | 377.6734 | 981.19 | 7635.6235 | N/A | 2799.6392
[27 empty] | Commercial | Energy Star Uninterruptable Power Supply | Restaurants | New | 0 | 0 | N/A | 0 | 0 | 0 | 0 | N/A | 0
[27 empty] | Commercial | Energy Star Uninterruptable Power Supply | Retail | New | 0 | 0 | N/A | 0 | 0 | 0 | 0 | N/A | 0
[27 empty] | Commercial | Energy Star Uninterruptable Power Supply | Schools K-12 | New | 23.3526 | 68.9373 | N/A | 124.5697 | 22.1856 | 57.6379 | 448.5382 | N/A | 164.4587
[27 empty] | Commercial | Energy Star Uninterruptable Power Supply | Warehouse | New | 0 | 0 | N/A | 0 | 0 | 0 | 0 | N/A | 0
[27 empty] | Commercial | Energy Star Commercial Solid Door Refrigerator | Assembly | Turnover | 0 | 0 | N/A | 0 | 0 | 0 | 0 | N/A | 0
[27 empty] | Commercial | Energy Star Commercial Solid Door Refrigerator | College and University | Turnover | 0 | 0 | N/A | 0 | 0 | 0 | 0 | N/A | 0
[27 empty] | Commercial | Energy Star Commercial Solid Door Refrigerator | Grocery | Turnover | 41604.7741 | 82990.6799 | N/A | 119297.8388 | 17736.5527 | 2355.0712 | 419553.3907 | N/A | 87754.2984
[27 empty] | Commercial | Energy Star Commercial Solid Door Refrigerator | Healthcare | Turnover | 0 | 0 | N/A | 0 | 0 | 0 | 0 | N/A | 0
[27 empty] | Commercial | Energy Star Commercial Solid Door Refrigerator | Hospitals | Turnover | 0 | 0 | N/A | 0 | 0 | 0 | 0 | N/A | 0
[27 empty] | Commercial | Energy Star Commercial Solid Door Refrigerator | Institutional | Turnover | 0 | 0 | N/A | 0 | 0 | 0 | 0 | N/A | 0
[27 empty] | Commercial | Energy Star Commercial Solid Door Refrigerator | Lodging/Hospitality | Turnover | 0 | 0 | N/A | 0 | 0 | 0 | 0 | N/A | 0
[27 empty] | Commercial | Energy Star Commercial Solid Door Refrigerator | Miscellaneous | Turnover | 0 | 0 | N/A | 0 | 0 | 0 | 0 | N/A | 0
[27 empty] | Commercial | Energy Star Commercial Solid Door Refrigerator | Offices | Turnover | 0 | 0 | N/A | 0 | 0 | 0 | 0 | N/A | 0
[27 empty] | Commercial | Energy Star Commercial Solid Door Refrigerator | Restaurants | Turnover | 0 | 0 | N/A | 0 | 0 | 0 | 0 | N/A | 0
[27 empty] | Commercial | Energy Star Commercial Solid Door Refrigerator | Retail | Turnover | 1744.6986 | 3480.219 | N/A | 5002.7618 | 743.7834 | 98.76 | 17593.9958 | N/A | 3679.9816
[27 empty] | Commercial | Energy Star Commercial Solid Door Refrigerator | Schools K-12 | Turnover | 0 | 0 | N/A | 0 | 0 | 0 | 0 | N/A | 0
[27 empty] | Commercial | Energy Star Commercial Solid Door Refrigerator | Warehouse | Turnover | 0 | 0 | N/A | 0 | 0 | 0 | 0 | N/A | 0
[27 empty] | Commercial | Energy Star Commercial Solid Door Refrigerator | Assembly | New | 0 | 0 | N/A | 0 | 0 | 0 | 0 | N/A | 0
[27 empty] | Commercial | Energy Star Commercial Solid Door Refrigerator | College and University | New | 0 | 0 | N/A | 0 | 0 | 0 | 0 | N/A | 0
[27 empty] | Commercial | Energy Star Commercial Solid Door Refrigerator | Grocery | New | 7080.2609 | 14123.275 | N/A | 20301.9928 | 3018.3897 | 400.7838 | 71399.1972 | N/A | 14933.9431
[27 empty] | Commercial | Energy Star Commercial Solid Door Refrigerator | Healthcare | New | 0 | 0 | N/A | 0 | 0 | 0 | 0 | N/A | 0
[27 empty] | Commercial | Energy Star Commercial Solid Door Refrigerator | Hospitals | New | 0 | 0 | N/A | 0 | 0 | 0 | 0 | N/A | 0
[27 empty] | Commercial | Energy Star Commercial Solid Door Refrigerator | Institutional | New | 0 | 0 | N/A | 0 | 0 | 0 | 0 | N/A | 0
[27 empty] | Commercial | Energy Star Commercial Solid Door Refrigerator | Lodging/Hospitality | New | 0 | 0 | N/A | 0 | 0 | 0 | 0 | N/A | 0
[27 empty] | Commercial | Energy Star Commercial Solid Door Refrigerator | Miscellaneous | New | 0 | 0 | N/A | 0 | 0 | 0 | 0 | N/A | 0
[27 empty] | Commercial | Energy Star Commercial Solid Door Refrigerator | Offices | New | 0 | 0 | N/A | 0 | 0 | 0 | 0 | N/A | 0
[27 empty] | Commercial | Energy Star Commercial Solid Door Refrigerator | Restaurants | New | 0 | 0 | N/A | 0 | 0 | 0 | 0 | N/A | 0
[27 empty] | Commercial | Energy Star Commercial Solid Door Refrigerator | Retail | New | 297.0324 | 592.5021 | N/A | 851.7128 | 126.628 | 16.8138 | 2995.3518 | N/A | 626.5114
[27 empty] | Commercial | Energy Star Commercial Solid Door Refrigerator | Schools K-12 | New | 0 | 0 | N/A | 0 | 0 | 0 | 0 | N/A | 0
[27 empty] | Commercial | Energy Star Commercial Solid Door Refrigerator | Warehouse | New | 0 | 0 | N/A | 0 | 0 | 0 | 0 | N/A | 0
[27 empty] | Commercial | Ceiling Insulation(R2 to R38) | Assembly | Existing | 0 | 0 | N/A | 0 | 0 | 0 | 0 | N/A | 0
[27 empty] | Commercial | Ceiling Insulation(R2 to R38) | College and University | Existing | 0 | 0 | N/A | 0 | 0 | 0 | 0 | N/A | 0
[27 empty] | Commercial | Ceiling Insulation(R2 to R38) | Grocery | Existing | 0 | 0 | N/A | 0 | 0 | 0 | 0 | N/A | 0
[27 empty] | Commercial | Ceiling Insulation(R2 to R38) | Healthcare | Existing | 929725.5953 | 1247939.3873 | N/A | 702649.6629 | 67397.125 | 292489.7839 | 2364712.9571 | N/A | 616998.3003
[27 empty] | Commercial | Ceiling Insulation(R2 to R38) | Hospitals | Existing | 0 | 0 | N/A | 0 | 0 | 0 | 0 | N/A | 0
[27 empty] | Commercial | Ceiling Insulation(R2 to R38) | Institutional | Existing | 0 | 0 | N/A | 0 | 0 | 0 | 0 | N/A | 0
[27 empty] | Commercial | Ceiling Insulation(R2 to R38) | Lodging/Hospitality | Existing | 0 | 0 | N/A | 0 | 0 | 0 | 0 | N/A | 0
[27 empty] | Commercial | Ceiling Insulation(R2 to R38) | Miscellaneous | Existing | 0 | 0 | N/A | 0 | 0 | 0 | 0 | N/A | 0
[27 empty] | Commercial | Ceiling Insulation(R2 to R38) | Offices | Existing | 660092.1202 | 886019.4451 | N/A | 498871.3961 | 47851.0126 | 207663.6403 | 1678913.0012 | N/A | 438060.1311
[27 empty] | Commercial | Ceiling Insulation(R2 to R38) | Restaurants | Existing | 0 | 0 | N/A | 0 | 0 | 0 | 0 | N/A | 0
[27 empty] | Commercial | Ceiling Insulation(R2 to R38) | Retail | Existing | 0 | 0 | N/A | 0 | 0 | 0 | 0 | N/A | 0
[27 empty] | Commercial | Ceiling Insulation(R2 to R38) | Schools K-12 | Existing | 0 | 0 | N/A | 0 | 0 | 0 | 0 | N/A | 0
[27 empty] | Commercial | Ceiling Insulation(R2 to R38) | Warehouse | Existing | 0 | 0 | N/A | 0 | 0 | 0 | 0 | N/A | 0
[27 empty] | Commercial | Ceiling Insulation(R2 to R38) | Assembly | New | 0 | 0 | N/A | 0 | 0 | 0 | 0 | N/A | 0
[27 empty] | Commercial | Ceiling Insulation(R2 to R38) | College and University | New | 0 | 0 | N/A | 0 | 0 | 0 | 0 | N/A | 0
[27 empty] | Commercial | Ceiling Insulation(R2 to R38) | Grocery | New | 0 | 0 | N/A | 0 | 0 | 0 | 0 | N/A | 0
[27 empty] | Commercial | Ceiling Insulation(R2 to R38) | Healthcare | New | 0 | 0 | N/A | 0 | 0 | 0 | 0 | N/A | 0
[27 empty] | Commercial | Ceiling Insulation(R2 to R38) | Hospitals | New | 0 | 0 | N/A | 0 | 0 | 0 | 0 | N/A | 0
[27 empty] | Commercial | Ceiling Insulation(R2 to R38) | Institutional | New | 0 | 0 | N/A | 0 | 0 | 0 | 0 | N/A | 0
[27 empty] | Commercial | Ceiling Insulation(R2 to R38) | Lodging/Hospitality | New | 0 | 0 | N/A | 0 | 0 | 0 | 0 | N/A | 0
[27 empty] | Commercial | Ceiling Insulation(R2 to R38) | Miscellaneous | New | 0 | 0 | N/A | 0 | 0 | 0 | 0 | N/A | 0
[27 empty] | Commercial | Ceiling Insulation(R2 to R38) | Offices | New | 0 | 0 | N/A | 0 | 0 | 0 | 0 | N/A | 0
[27 empty] | Commercial | Ceiling Insulation(R2 to R38) | Restaurants | New | 0 | 0 | N/A | 0 | 0 | 0 | 0 | N/A | 0
[27 empty] | Commercial | Ceiling Insulation(R2 to R38) | Retail | New | 0 | 0 | N/A | 0 | 0 | 0 | 0 | N/A | 0
[27 empty] | Commercial | Ceiling Insulation(R2 to R38) | Schools K-12 | New | 0 | 0 | N/A | 0 | 0 | 0 | 0 | N/A | 0
[27 empty] | Commercial | Ceiling Insulation(R2 to R38) | Warehouse | New | 0 | 0 | N/A | 0 | 0 | 0 | 0 | N/A | 0
[27 empty] | Commercial | Chilled Water System - Variable Speed Drives | Assembly | Existing | 189354.5383 | 349713.1878 | N/A | 668895.2301 | 92156.6619 | 53092.9769 | 2330633.3149 | N/A | 496815.4888
[27 empty] | Commercial | Chilled Water System - Variable Speed Drives | College and University | Existing | 955.7863 | 1765.2129 | N/A | 3376.3168 | 465.1701 | 267.9922 | 11764.1089 | N/A | 2507.7268
[27 empty] | Commercial | Chilled Water System - Variable Speed Drives | Grocery | Existing | 0 | 0 | N/A | 0 | 0 | 0 | 0 | N/A | 0
[27 empty] | Commercial | Chilled Water System - Variable Speed Drives | Healthcare | Existing | 0 | 0 | N/A | 0 | 0 | 0 | 0 | N/A | 0
[27 empty] | Commercial | Chilled Water System - Variable Speed Drives | Hospitals | Existing | 157709.9938 | 291269.8327 | N/A | 557110.8226 | 76755.6284 | 44220.1868 | 1941142.6259 | N/A | 413788.697
[27 empty] | Commercial | Chilled Water System - Variable Speed Drives | Institutional | Existing | 117417.2397 | 216854.3598 | N/A | 414776.5997 | 57145.6113 | 32922.5317 | 1445207.1386 | N/A | 308071.324
[27 empty] | Commercial | Chilled Water System - Variable Speed Drives | Lodging/Hospitality | Existing | 93545.4735 | 172766.3147 | N/A | 330449.545 | 45527.4991 | 26229.1451 | 1151386.1722 | N/A | 245438.2164
[27 empty] | Commercial | Chilled Water System - Variable Speed Drives | Miscellaneous | Existing | 132078.1375 | 243931.1301 | N/A | 466566.2465 | 64280.9006 | 37033.2899 | 1625657.9338 | N/A | 346537.5853
[27 empty] | Commercial | Chilled Water System - Variable Speed Drives | Offices | Existing | 317530.6527 | 586437.789 | N/A | 1121677.5731 | 154538.493 | 89032.1814 | 3908263.9596 | N/A | 833115.2126
[27 empty] | Commercial | Chilled Water System - Variable Speed Drives | Restaurants | Existing | 21941.3431 | 40522.805 | N/A | 77507.8319 | 10678.5977 | 6152.1167 | 270060.7316 | N/A | 57568.1955
[27 empty] | Commercial | Chilled Water System - Variable Speed Drives | Retail | Existing | 0 | 0 | N/A | 0 | 0 | 0 | 0 | N/A | 0
[27 empty] | Commercial | Chilled Water System - Variable Speed Drives | Schools K-12 | Existing | 59174.5761 | 109287.7405 | N/A | 209034.2912 | 28799.5812 | 16591.915 | 728338.701 | N/A | 155258.2062
[27 empty] | Commercial | Chilled Water System - Variable Speed Drives | Warehouse | Existing | 0 | 0 | N/A | 0 | 0 | 0 | 0 | N/A | 0
[27 empty] | Commercial | Chilled Water System - Variable Speed Drives | Assembly | New | 31909.2704 | 58932.2695 | N/A | 112719.5523 | 15529.8725 | 8947.0164 | 392749.0167 | N/A | 83721.3617
[27 empty] | Commercial | Chilled Water System - Variable Speed Drives | College and University | New | 173.9247 | 321.2163 | N/A | 614.3894 | 84.6471 | 48.7666 | 2140.7184 | N/A | 456.3318
[27 empty] | Commercial | Chilled Water System - Variable Speed Drives | Grocery | New | 0 | 0 | N/A | 0 | 0 | 0 | 0 | N/A | 0
[27 empty] | Commercial | Chilled Water System - Variable Speed Drives | Healthcare | New | 0 | 0 | N/A | 0 | 0 | 0 | 0 | N/A | 0
[27 empty] | Commercial | Chilled Water System - Variable Speed Drives | Hospitals | New | 15883.6363 | 29335.0091 | N/A | 56108.9725 | 7730.3819 | 4453.6009 | 195500.6327 | N/A | 41674.3989
[27 empty] | Commercial | Chilled Water System - Variable Speed Drives | Institutional | New | 28038.0449 | 51782.6198 | N/A | 99044.4415 | 13645.7919 | 7861.5664 | 345100.7941 | N/A | 73564.3049
[27 empty] | Commercial | Chilled Water System - Variable Speed Drives | Lodging/Hospitality | New | 11341.5432 | 20946.3542 | N/A | 40064.0208 | 5519.7978 | 3180.0468 | 139595.1673 | N/A | 29757.1655
[27 empty] | Commercial | Chilled Water System - Variable Speed Drives | Miscellaneous | New | 31532.4015 | 58236.2416 | N/A | 111388.2622 | 15346.4548 | 8841.3464 | 388110.399 | N/A | 82732.5587
[27 empty] | Commercial | Chilled Water System - Variable Speed Drives | Offices | New | 53295.1366 | 98429.1809 | N/A | 188265.1609 | 25938.126 | 14943.3833 | 655972.7688 | N/A | 139832.1348
[27 empty] | Commercial | Chilled Water System - Variable Speed Drives | Restaurants | New | 2670.3883 | 4931.8596 | N/A | 9433.1511 | 1299.6471 | 748.7482 | 32867.9517 | N/A | 7006.3821
[27 empty] | Commercial | Chilled Water System - Variable Speed Drives | Retail | New | 0 | 0 | N/A | 0 | 0 | 0 | 0 | N/A | 0
[27 empty] | Commercial | Chilled Water System - Variable Speed Drives | Schools K-12 | New | 10768.0154 | 19887.1231 | N/A | 38038.0329 | 5240.6685 | 3019.2358 | 132536.0128 | N/A | 28252.3826
[27 empty] | Commercial | Chilled Water System - Variable Speed Drives | Warehouse | New | 0 | 0 | N/A | 0 | 0 | 0 | 0 | N/A | 0
[27 empty] | Commercial | Dedicated Outdoor Air System on VRF unit | Healthcare | Existing | 16244.4544 | 26548.4969 | N/A | 21016.881 | 2536.3026 | 25578.1232 | 72022.3726 | N/A | 37790.0949
[27 empty] | Commercial | Dedicated Outdoor Air System on VRF unit | Hospitals | Existing | 3242.9741 | 5300.0295 | N/A | 4195.7212 | 506.3367 | 5480.6777 | 14378.2416 | N/A | 7918.624
[27 empty] | Commercial | Dedicated Outdoor Air System on VRF unit | Lodging/Hospitality | Existing | 10617.4047 | 17337.2193 | N/A | 18393.561 | 2219.7221 | 33020.3252 | 63032.5642 | N/A | 43708.0027
[27 empty] | Commercial | Dedicated Outdoor Air System on VRF unit | Restaurants | Existing | 15700.1444 | 25658.925 | N/A | 20312.6594 | 2451.3176 | 34380.7783 | 69609.0879 | N/A | 46183.5582
[27 empty] | Commercial | Dedicated Outdoor Air System on VRF unit | Healthcare | New | 3273.0261 | 5349.1439 | N/A | 4234.6021 | 511.0288 | 5153.6275 | 14511.4821 | N/A | 7614.1658
[27 empty] | Commercial | Dedicated Outdoor Air System on VRF unit | Hospitals | New | 656.8042 | 1073.4226 | N/A | 849.7655 | 102.5491 | 1110.0096 | 2912.046 | N/A | 1603.7704
[27 empty] | Commercial | Dedicated Outdoor Air System on VRF unit | Lodging/Hospitality | New | 2126.6669 | 3472.6462 | N/A | 3684.2315 | 444.6105 | 6613.9733 | 12625.4268 | N/A | 8754.7158
[27 empty] | Commercial | Dedicated Outdoor Air System on VRF unit | Restaurants | New | 2807.9094 | 4588.9984 | N/A | 3632.8397 | 438.4086 | 6148.8677 | 12449.3132 | N/A | 8259.7488
[27 empty] | Commercial | Duct Sealing Repair | Assembly | Existing | 0 | 0 | N/A | 0 | 0 | 0 | 0 | N/A | 0
[27 empty] | Commercial | Duct Sealing Repair | College and University | Existing | 0 | 0 | N/A | 0 | 0 | 0 | 0 | N/A | 0
[27 empty] | Commercial | Duct Sealing Repair | Retail | Existing | 3879223.8531 | 6339859.7581 | N/A | 2212125.6025 | 266957.7765 | 77646.931 | 7580693.5365 | N/A | 1363014.3994
[27 empty] | Commercial | Duct Sealing Repair | Schools K-12 | Existing | 0 | 0 | N/A | 0 | 0 | 0 | 0 | N/A | 0
[27 empty] | Commercial | Duct Sealing Repair | Warehouse | Existing | 0 | 0 | N/A | 0 | 0 | 0 | 0 | N/A | 0
[27 empty] | Commercial | Duct Sealing Repair | Assembly | New | 0 | 0 | N/A | 0 | 0 | 0 | 0 | N/A | 0
[27 empty] | Commercial | Duct Sealing Repair | College and University | New | 0 | 0 | N/A | 0 | 0 | 0 | 0 | N/A | 0
[27 empty] | Commercial | Duct Sealing Repair | Retail | New | 0 | 0 | N/A | 0 | 0 | 0 | 0 | N/A | 0
[27 empty] | Commercial | Duct Sealing Repair | Schools K-12 | New | 0 | 0 | N/A | 0 | 0 | 0 | 0 | N/A | 0
[27 empty] | Commercial | Duct Sealing Repair | Warehouse | New | 0 | 0 | N/A | 0 | 0 | 0 | 0 | N/A | 0
[27 empty] | Commercial | ECM Motors on Furnaces | College and University | Existing | 0 | 0 | N/A | 0 | 0 | 0 | 0 | N/A | 0
[27 empty] | Commercial | ECM Motors on Furnaces | Grocery | Existing | 35.4608 | 57.954 | N/A | 111.5249 | 14.9169 | 40.7121 | 423.5885 | N/A | 112.5349
[27 empty] | Commercial | ECM Motors on Furnaces | Hospitals | Existing | 2.9692 | 4.8525 | N/A | 6.986 | 0.9344 | 2.2973 | 26.5337 | N/A | 6.7963
[27 empty] | Commercial | ECM Motors on Furnaces | Lodging/Hospitality | Existing | 19.4969 | 31.864 | N/A | 61.318 | 8.2015 | 61.2893 | 232.895 | N/A | 100.7785
[27 empty] | Commercial | ECM Motors on Furnaces | Retail | Existing | 26.0046 | 42.4997 | N/A | 81.7851 | 10.9391 | 8.7244 | 310.632 | N/A | 61.3946
[27 empty] | Commercial | ECM Motors on Furnaces | Schools K-12 | Existing | 0 | 0 | N/A | 0 | 0 | 0 | 0 | N/A | 0
[27 empty] | Commercial | ECM Motors on Furnaces | College and University | New | 0 | 0 | N/A | 0 | 0 | 0 | 0 | N/A | 0
[27 empty] | Commercial | ECM Motors on Furnaces | Grocery | New | 4.8239 | 7.8837 | N/A | 15.1711 | 2.0292 | 5.5382 | 57.6222 | N/A | 15.3085
[27 empty] | Commercial | ECM Motors on Furnaces | Hospitals | New | 0.42587 | 0.696 | N/A | 1.002 | 0.13402 | 0.32951 | 3.8057 | N/A | 0.9748
[27 empty] | Commercial | ECM Motors on Furnaces | Lodging/Hospitality | New | 2.6715 | 4.3661 | N/A | 8.4019 | 1.1238 | 8.398 | 31.9117 | N/A | 13.8089
[27 empty] | Commercial | ECM Motors on Furnaces | Retail | New | 3.5923 | 5.8709 | N/A | 11.2978 | 1.5111 | 1.2052 | 42.9106 | N/A | 8.481
[27 empty] | Commercial | ECM Motors on Furnaces | Schools K-12 | New | 0 | 0 | N/A | 0 | 0 | 0 | 0 | N/A | 0
[27 empty] | Commercial | Facility Commissioning | Grocery | New | 20650.005 | 60959.2378 | N/A | 58519.7662 | 10422.2493 | 43304.9734 | 210712.1227 | N/A | 93486.7674
[27 empty] | Commercial | Facility Commissioning | Restaurants | New | 71145.1897 | 210022.0575 | N/A | 201617.3783 | 35907.6378 | 160361.9891 | 725963.6956 | N/A | 333252.6617
[27 empty] | Commercial | Facility Energy Management System | College and University | Existing | 867.08 | 1415.8597 | N/A | 2152.7755 | 259.7954 | 2201.4739 | 7377.3077 | N/A | 3452.3557
[27 empty] | Commercial | Facility Energy Management System | Healthcare | Existing | 10627.1068 | 17353.0618 | N/A | 18636.4329 | 2249.0317 | 426.3542 | 63864.8575 | N/A | 11255.1536
[27 empty] | Commercial | Facility Energy Management System | Hospitals | Existing | 98397.2674 | 160673.4458 | N/A | 244299.5319 | 29481.8973 | 5588.9516 | 837185.6827 | N/A | 147540.5074
[27 empty] | Commercial | Facility Energy Management System | Lodging/Hospitality | Existing | 31962.7849 | 52192.2095 | N/A | 45019.0528 | 5432.8679 | 22011.6463 | 154274.9843 | N/A | 48170.2088
[27 empty] | Commercial | Facility Energy Management System | Miscellaneous | Existing | 475146.3737 | 775869.1589 | N/A | 833249.6992 | 100555.9932 | 170974.8273 | 2855448.4439 | N/A | 655139.0426
[27 empty] | Commercial | Facility Energy Management System | Offices | Existing | 211287.5112 | 345012.5533 | N/A | 370528.4621 | 44715.1167 | 1578.352 | 1269757.3387 | N/A | 216875.906
[27 empty] | Commercial | Facility Energy Management System | Retail | Existing | 609606.4144 | 995429.7079 | N/A | 858620.5302 | 103617.7274 | 632216.4982 | 2942391.2894 | N/A | 1131122.5712
[27 empty] | Commercial | Facility Energy Management System | Schools K-12 | Existing | 4945.2883 | 8075.1888 | N/A | 8672.4012 | 1046.5793 | 8868.5817 | 29719.2962 | N/A | 13907.727
[27 empty] | Commercial | Facility Energy Management System | College and University | New | 645.2396 | 1053.6154 | N/A | 1601.9931 | 193.3274 | 1638.2321 | 5489.8414 | N/A | 2569.0788
[27 empty] | Commercial | Facility Energy Management System | Healthcare | New | 11493.5445 | 18767.8727 | N/A | 20155.8783 | 2432.3973 | 461.1152 | 69071.8176 | N/A | 12172.7966
[27 empty] | Commercial | Facility Energy Management System | Hospitals | New | 9953.3623 | 16252.9007 | N/A | 24712.0862 | 2982.2373 | 565.3496 | 84685.4048 | N/A | 14924.4401
[27 empty] | Commercial | Facility Energy Management System | Lodging/Hospitality | New | 23573.1437 | 38492.7175 | N/A | 33202.3821 | 4006.8403 | 16233.9953 | 113780.6475 | N/A | 35526.4178
[27 empty] | Commercial | Facility Energy Management System | Miscellaneous | New | 58404.762 | 95369.4611 | N/A | 102422.6493 | 12360.294 | 21016.1429 | 350990.3392 | N/A | 80529.3737
[27 empty] | Commercial | Facility Energy Management System | Offices | New | 17500.8512 | 28577.2374 | N/A | 30690.7089 | 3703.7334 | 130.7342 | 105173.4395 | N/A | 17963.7355
[27 empty] | Commercial | Facility Energy Management System | Retail | New | 74724.0767 | 122017.3609 | N/A | 105247.6235 | 12701.2099 | 77495.566 | 360671.1925 | N/A | 138650.2631
[27 empty] | Commercial | Facility Energy Management System | Schools K-12 | New | 3670.7589 | 5994.0026 | N/A | 6437.2979 | 776.8486 | 6582.9175 | 22059.8606 | N/A | 10323.344
[27 empty] | Commercial | HVAC tune-up | Assembly | Existing | 0 | 1002.1649 | N/A | 368.8625 | 132.7056 | 499.8889 | 1438.3808 | N/A | 1138.8494
[27 empty] | Commercial | HVAC tune-up | Lodging/Hospitality | Existing | 0 | 0 | N/A | 0 | 0 | 0 | 0 | N/A | 0
[27 empty] | Commercial | HVAC tune-up | Offices | Existing | 0 | 6949.7475 | N/A | 3074.0532 | 1105.9517 | 3107.867 | 11987.2817 | N/A | 8432.8825
[27 empty] | Commercial | HVAC tune-up | Restaurants | Existing | 0 | 572.581 | N/A | 210.7474 | 75.8206 | 36.4597 | 821.8104 | N/A | 401.526
[27 empty] | Commercial | HVAC tune-up | Retail | Existing | 0 | 80.3749 | N/A | 29.5832 | 10.6432 | 20.6688 | 115.3599 | N/A | 71.9142
[27 empty] | Commercial | HVAC tune-up | Schools K-12 | Existing | 0 | 13.5938 | N/A | 5.0034 | 1.8001 | 5.3248 | 19.5109 | N/A | 13.992
[27 empty] | Commercial | HVAC tune-up | Assembly | New | 0 | 242.2041 | N/A | 89.147 | 32.0724 | 120.8136 | 347.6292 | N/A | 275.2382
[27 empty] | Commercial | HVAC tune-up | Lodging/Hospitality | New | 0 | 0 | N/A | 0 | 0 | 0 | 0 | N/A | 0
[27 empty] | Commercial | HVAC tune-up | Offices | New | 0 | 1673.6317 | N/A | 740.2906 | 266.3342 | 748.4336 | 2886.7659 | N/A | 2030.7988
[27 empty] | Commercial | HVAC tune-up | Restaurants | New | 0 | 136.8384 | N/A | 50.3655 | 18.12 | 8.7133 | 196.4005 | N/A | 95.9588
[27 empty] | Commercial | HVAC tune-up | Retail | New | 0 | 19.2288 | N/A | 7.0774 | 2.5463 | 4.9448 | 27.5985 | N/A | 17.2047
[27 empty] | Commercial | HVAC tune-up | Schools K-12 | New | 0 | 3.2753 | N/A | 1.2055 | 0.43371 | 1.2829 | 4.7009 | N/A | 3.3712
[27 empty] | Commercial | HVAC tune-up_RTU | Healthcare | Existing | 0 | 352939.2667 | N/A | 156293.3151 | 56229.6222 | 24944.9379 | 609466.351 | N/A | 295683.3598
[27 empty] | Commercial | HVAC tune-up_RTU | Hospitals | Existing | 0 | 137951.2443 | N/A | 61089.4262 | 21978.1336 | 16185.0426 | 238218.4398 | N/A | 122006.938
[27 empty] | Commercial | HVAC tune-up_RTU | Lodging/Hospitality | Existing | 0 | 194221.7672 | N/A | 86007.8963 | 30943.0478 | 65352.4666 | 335388.1047 | N/A | 214339.2745
[27 empty] | Commercial | HVAC tune-up_RTU | Restaurants | Existing | 0 | 630699.1714 | N/A | 279294.6936 | 100481.8094 | 225693.6272 | 1089110.6738 | N/A | 709500.6571
[27 empty] | Commercial | HVAC tune-up_RTU | Healthcare | New | 0 | 85287.8755 | N/A | 37768.3246 | 13587.9044 | 6027.9514 | 147277.7193 | N/A | 71451.9691
[27 empty] | Commercial | HVAC tune-up_RTU | Hospitals | New | 0 | 33101.961 | N/A | 14658.6558 | 5273.7424 | 3883.6667 | 57161.4816 | N/A | 29276.06
[27 empty] | Commercial | HVAC tune-up_RTU | Lodging/Hospitality | New | 0 | 46288.262 | N/A | 20497.991 | 7374.5591 | 15575.2475 | 79931.9906 | N/A | 51082.8042
[27 empty] | Commercial | HVAC tune-up_RTU | Restaurants | New | 0 | 148238.0605 | N/A | 65644.7726 | 23617.0098 | 53046.5031 | 255982.0296 | N/A | 166759.3777
[27 empty] | Commercial | Low U-Value Windows | Assembly | Existing | 72676.0907 | 97429.5635 | N/A | 61546.0151 | 5903.4035 | 129951.3524 | 207128.3416 | N/A | 158375.4834
[27 empty] | Commercial | Low U-Value Windows | College and University | Existing | 3438.1357 | 4609.1646 | N/A | 2911.5979 | 279.2762 | 6147.6943 | 9798.757 | N/A | 7492.3734
[27 empty] | Commercial | Low U-Value Windows | Grocery | Existing | 64609.1671 | 86615.0461 | N/A | 54714.5111 | 5248.1357 | 115526.9712 | 184137.4446 | N/A | 140796.0715
[27 empty] | Commercial | Low U-Value Windows | Healthcare | Existing | 91322.7134 | 122427.2249 | N/A | 77336.9762 | 7418.0493 | 163293.1819 | 260271.5966 | N/A | 199010.1384
[27 empty] | Commercial | Low U-Value Windows | Hospitals | Existing | 82850.4376 | 111069.2925 | N/A | 70162.1983 | 6729.8551 | 148143.9949 | 236125.4379 | N/A | 180547.3847
[27 empty] | Commercial | Low U-Value Windows | Institutional | Existing | 41484.4072 | 55613.9942 | N/A | 35131.223 | 3369.7354 | 74177.8316 | 118231.407 | N/A | 90402.6754
[27 empty] | Commercial | Low U-Value Windows | Lodging/Hospitality | Existing | 205330.2099 | 275265.6689 | N/A | 146473.8322 | 14049.5551 | 309272.2177 | 492946.3247 | N/A | 376919.0244
[27 empty] | Commercial | Low U-Value Windows | Miscellaneous | Existing | 157536.926 | 211193.995 | N/A | 144044.0987 | 13816.4987 | 304141.9561 | 484769.245 | N/A | 370666.6259
[27 empty] | Commercial | Low U-Value Windows | Offices | Existing | 157049.4458 | 210540.479 | N/A | 132997.9016 | 12756.9636 | 280818.4598 | 447594.1251 | N/A | 342241.6042
[27 empty] | Commercial | Low U-Value Windows | Restaurants | Existing | 208195.3925 | 279106.7326 | N/A | 176311.0349 | 16911.4959 | 372271.9885 | 593361.1169 | N/A | 453698.6729
[27 empty] | Commercial | Low U-Value Windows | Retail | Existing | 156908.5112 | 210351.5421 | N/A | 132878.5506 | 12745.5157 | 280566.4562 | 447192.4586 | N/A | 341934.4801
[27 empty] | Commercial | Low U-Value Windows | Schools K-12 | Existing | 29881.6749 | 40059.3719 | N/A | 25305.4064 | 2427.2575 | 53431.1082 | 85163.3832 | N/A | 65118.0417
[27 empty] | Commercial | Low U-Value Windows | Warehouse | Existing | 16339.1615 | 21904.279 | N/A | 14939.7341 | 1432.9974 | 31544.5061 | 50278.5167 | N/A | 38444.2048
[27 empty] | Commercial | Programmable Thermostat | Lodging/Hospitality | Existing | 0 | 0 | N/A | 0 | 0 | 0 | 0 | N/A | 0
[27 empty] | Commercial | Programmable Thermostat | Restaurants | Existing | 267278.4107 | 623952.3202 | N/A | 354939.5826 | 57424.4292 | 20203.7602 | 1261269.3273 | N/A | 296695.0249
[27 empty] | Commercial | Programmable Thermostat | Lodging/Hospitality | New | 0 | 0 | N/A | 0 | 0 | 0 | 0 | N/A | 0
[27 empty] | Commercial | Programmable Thermostat | Restaurants | New | 32852.7884 | 76693.7124 | N/A | 43627.7475 | 7058.3801 | 2483.365 | 155030.1584 | N/A | 36468.5605
[27 empty] | Commercial | Smart Thermostat | Hospitals | Existing | 95373.48 | 222646.1313 | N/A | 561515.7673 | 90845.6651 | 71903.1171 | 1995332.8645 | N/A | 509313.3477
[27 empty] | Commercial | Smart Thermostat | Institutional | Existing | 7016.7391 | 16380.3377 | N/A | 290814.6844 | 47049.8871 | 14051.2847 | 1033403.0336 | N/A | 240590.4588
[27 empty] | Commercial | Smart Thermostat | Lodging/Hospitality | Existing | 5606875.9272 | 13141368.688 | N/A | 1002933.5425 | 162261.0976 | 825170.594 | 3563900.3836 | N/A | 1606436.9763
[27 empty] | Commercial | Smart Thermostat | Offices | Existing | 36838.3799 | 85997.9397 | N/A | 1526797.811 | 247015.2589 | 166041.8402 | 5425439.5467 | N/A | 1355388.6431
[27 empty] | Commercial | Smart Thermostat | Retail | Existing | 1067552.7889 | 2492165.5211 | N/A | 1417685.5524 | 229362.3695 | 1954421.9385 | 5037711.7422 | N/A | 3058772.3424
[27 empty] | Commercial | Smart Thermostat | Hospitals | New | 11966.9462 | 27936.4271 | N/A | 70455.9481 | 11398.8205 | 9022.0125 | 250363.5284 | N/A | 63905.8721
[27 empty] | Commercial | Smart Thermostat | Institutional | New | 855.735 | 1997.6842 | N/A | 35466.6617 | 5738.0267 | 1713.6417 | 126029.9351 | N/A | 29341.5046
[27 empty] | Commercial | Smart Thermostat | Lodging/Hospitality | New | 700800.9742 | 1642533.9348 | N/A | 125356.2256 | 20280.9437 | 103137.7123 | 445450.353 | N/A | 200787.8563
[27 empty] | Commercial | Smart Thermostat | Offices | New | 4567.3867 | 10662.4083 | N/A | 189299.206 | 30626.0541 | 20586.6083 | 672670.2063 | N/A | 168047.1325
[27 empty] | Commercial | Smart Thermostat | Retail | New | 132655.499 | 309679.7313 | N/A | 176163.4519 | 28500.8666 | 242859.0138 | 625992.6178 | N/A | 380087.0324
[27 empty] | Commercial | Thermal Energy Storage | Assembly | Existing | 1978894.1238 | 2652905.3616 | N/A | -99012.879 | 29690.577 | 1884960.8665 | -118466.331 | N/A | 1839233.21
[27 empty] | Commercial | Thermal Energy Storage | College and University | Existing | 47326.5211 | 63445.9317 | N/A | -2367.9564 | 710.0692 | 45080.047 | -2696.4494 | N/A | 43986.4408
[27 empty] | Commercial | Thermal Energy Storage | Grocery | Existing | 0 | 0 | N/A | 0 | 0 | 0 | 0 | N/A | 0
[27 empty] | Commercial | Thermal Energy Storage | Healthcare | Existing | 0 | 0 | N/A | 0 | 0 | 0 | 0 | N/A | 0
[27 empty] | Commercial | Thermal Energy Storage | Hospitals | Existing | 3239275.942 | 4342573.1629 | N/A | -162075.39 | 48600.8679 | 3085515.4468 | -190327.8988 | N/A | 3010663.2877
[27 empty] | Commercial | Thermal Energy Storage | Institutional | Existing | 810405.2777 | 1086429.274 | N/A | -40548.1823 | 12159.0135 | 771937.324 | -48576.2426 | N/A | 753210.7364
[27 empty] | Commercial | Thermal Energy Storage | Lodging/Hospitality | Existing | 638053.9056 | 855375.0333 | N/A | -31924.6762 | 9573.1189 | 607767.0494 | -38242.1723 | N/A | 593023.1025
[27 empty] | Commercial | Thermal Energy Storage | Miscellaneous | Existing | 1356472.0425 | 1818486.3511 | N/A | -67870.3325 | 20351.9922 | 1292083.6369 | -81307.3384 | N/A | 1260738.712
[27 empty] | Commercial | Thermal Energy Storage | Offices | Existing | 2203388.8054 | 2953862.9204 | N/A | -110245.3469 | 33058.8101 | 2098799.3354 | -131803.257 | N/A | 2047884.1271
[27 empty] | Commercial | Thermal Energy Storage | Restaurants | Existing | 0 | 0 | N/A | 0 | 0 | 0 | 0 | N/A | 0
[27 empty] | Commercial | Thermal Energy Storage | Retail | Existing | 0 | 0 | N/A | 0 | 0 | 0 | 0 | N/A | 0
[27 empty] | Commercial | Thermal Energy Storage | Schools K-12 | Existing | 534716.2911 | 716840.6327 | N/A | -26754.2355 | 8022.6805 | 509334.6184 | -31832.5963 | N/A | 496978.5643
[27 empty] | Commercial | Thermal Energy Storage | Warehouse | Existing | 0 | 0 | N/A | 0 | 0 | 0 | 0 | N/A | 0
[27 empty] | Commercial | Thermal Energy Storage | Assembly | New | 0 | 0 | N/A | 0 | 0 | 0 | 0 | N/A | 0
[27 empty] | Commercial | Thermal Energy Storage | College and University | New | 0 | 0 | N/A | 0 | 0 | 0 | 0 | N/A | 0
[27 empty] | Commercial | Thermal Energy Storage | Grocery | New | 0 | 0 | N/A | 0 | 0 | 0 | 0 | N/A | 0
[27 empty] | Commercial | Thermal Energy Storage | Healthcare | New | 0 | 0 | N/A | 0 | 0 | 0 | 0 | N/A | 0
[27 empty] | Commercial | Thermal Energy Storage | Hospitals | New | 0 | 0 | N/A | 0 | 0 | 0 | 0 | N/A | 0
[27 empty] | Commercial | Thermal Energy Storage | Institutional | New | 0 | 0 | N/A | 0 | 0 | 0 | 0 | N/A | 0
[27 empty] | Commercial | Thermal Energy Storage | Lodging/Hospitality | New | 0 | 0 | N/A | 0 | 0 | 0 | 0 | N/A | 0
[27 empty] | Commercial | Thermal Energy Storage | Miscellaneous | New | 0 | 0 | N/A | 0 | 0 | 0 | 0 | N/A | 0
[27 empty] | Commercial | Thermal Energy Storage | Offices | New | 0 | 0 | N/A | 0 | 0 | 0 | 0 | N/A | 0
[27 empty] | Commercial | Thermal Energy Storage | Restaurants | New | 0 | 0 | N/A | 0 | 0 | 0 | 0 | N/A | 0
[27 empty] | Commercial | Thermal Energy Storage | Retail | New | 0 | 0 | N/A | 0 | 0 | 0 | 0 | N/A | 0
[27 empty] | Commercial | Thermal Energy Storage | Schools K-12 | New | 0 | 0 | N/A | 0 | 0 | 0 | 0 | N/A | 0
[27 empty] | Commercial | Thermal Energy Storage | Warehouse | New | 0 | 0 | N/A | 0 | 0 | 0 | 0 | N/A | 0
[27 empty] | Commercial | Wall Insulation | Assembly | Existing | 0 | 0 | N/A | 0 | 0 | 0 | 0 | N/A | 0
[27 empty] | Commercial | Wall Insulation | College and University | Existing | 0 | 0 | N/A | 0 | 0 | 0 | 0 | N/A | 0
[27 empty] | Commercial | Wall Insulation | Grocery | Existing | 0 | 0 | N/A | 0 | 0 | 0 | 0 | N/A | 0
[27 empty] | Commercial | Wall Insulation | Healthcare | Existing | 40513.7558 | 54380.2514 | N/A | 30618.6869 | 2936.8995 | 24226.4775 | 103044.8165 | N/A | 38367.2722
[27 empty] | Commercial | Wall Insulation | Hospitals | Existing | 0 | 0 | N/A | 0 | 0 | 0 | 0 | N/A | 0
[27 empty] | Commercial | Wall Insulation | Institutional | Existing | 0 | 0 | N/A | 0 | 0 | 0 | 0 | N/A | 0
[27 empty] | Commercial | Wall Insulation | Lodging/Hospitality | Existing | 0 | 0 | N/A | 0 | 0 | 0 | 0 | N/A | 0
[27 empty] | Commercial | Wall Insulation | Miscellaneous | Existing | 0 | 0 | N/A | 0 | 0 | 0 | 0 | N/A | 0
[27 empty] | Commercial | Wall Insulation | Offices | Existing | 272796.6943 | 366165.8249 | N/A | 206168.9021 | 19775.4187 | 155777.1988 | 693845.4538 | N/A | 250993.3045
[27 empty] | Commercial | Wall Insulation | Restaurants | Existing | 0 | 0 | N/A | 0 | 0 | 0 | 0 | N/A | 0
[27 empty] | Commercial | Wall Insulation | Retail | Existing | 182142.9542 | 244484.3594 | N/A | 133048.2124 | 12761.7894 | 100528.6327 | 447763.4422 | N/A | 161975.0124
[27 empty] | Commercial | Wall Insulation | Schools K-12 | Existing | 0 | 0 | N/A | 0 | 0 | 0 | 0 | N/A | 0
[27 empty] | Commercial | Wall Insulation | Warehouse | Existing | 0 | 0 | N/A | 0 | 0 | 0 | 0 | N/A | 0
[27 empty] | Commercial | VSD Controlled Compressor | Assembly | Existing | 31532.1157 | 51488.9672 | N/A | 76864.1139 | 9275.9077 | 27376.7369 | 263404.2526 | N/A | 72039.0433
[27 empty] | Commercial | VSD Controlled Compressor | College and University | Existing | 7883.8818 | 12873.6344 | N/A | 22349.9415 | 2697.1754 | 7960.3919 | 76590.6134 | N/A | 20946.9455
[27 empty] | Commercial | VSD Controlled Compressor | Grocery | Existing | 181824.2613 | 296901.8485 | N/A | 443223.0577 | 53487.8498 | 157863.0189 | 1518873.144 | N/A | 415400.1583
[27 empty] | Commercial | VSD Controlled Compressor | Healthcare | Existing | 49775.7877 | 81279.1609 | N/A | 141108.9074 | 17028.9246 | 50258.8431 | 483563.583 | N/A | 132250.932
[27 empty] | Commercial | VSD Controlled Compressor | Hospitals | Existing | 48718.9593 | 79553.4599 | N/A | 138112.9146 | 16667.3703 | 49191.7586 | 473296.6691 | N/A | 129443.0098
[27 empty] | Commercial | VSD Controlled Compressor | Institutional | Existing | 44455.4019 | 72591.4732 | N/A | 108366.5019 | 13077.5939 | 38596.9611 | 371359.2209 | N/A | 101563.8993
[27 empty] | Commercial | VSD Controlled Compressor | Lodging/Hospitality | Existing | 115735.965 | 188985.9016 | N/A | 328098.7872 | 39594.733 | 116859.1393 | 1124355.8469 | N/A | 307502.7026
[27 empty] | Commercial | VSD Controlled Compressor | Miscellaneous | Existing | 1903940.2521 | 3108954.6374 | N/A | 4641131.0256 | 560088.4586 | 1653034.385 | 15904608.6386 | N/A | 4349788.507
[27 empty] | Commercial | VSD Controlled Compressor | Offices | Existing | 257251.7696 | 420067.8468 | N/A | 627088.5696 | 75676.6117 | 223350.5071 | 2148958.5676 | N/A | 587723.6902
[27 empty] | Commercial | VSD Controlled Compressor | Restaurants | Existing | 62742.5159 | 102452.6035 | N/A | 177868.1619 | 21465.0059 | 63351.4085 | 609533.2127 | N/A | 166702.6598
[27 empty] | Commercial | VSD Controlled Compressor | Retail | Existing | 187482.2103 | 306140.745 | N/A | 457015.1307 | 55152.2676 | 162775.3496 | 1566136.9513 | N/A | 428326.4471
[27 empty] | Commercial | VSD Controlled Compressor | Schools K-12 | Existing | 14611.1878 | 23858.6898 | N/A | 41421.1173 | 4998.6716 | 14752.9839 | 141945.2836 | N/A | 38820.9466
[27 empty] | Commercial | VSD Controlled Compressor | Warehouse | Existing | 63337.9267 | 103424.8532 | N/A | 154395.4 | 18632.3293 | 54991.101 | 529094.826 | N/A | 144703.3778
[27 empty] | Commercial | VSD Controlled Compressor | Assembly | New | 23918.1918 | 39056.1485 | N/A | 58304.068 | 7036.0943 | 20766.1944 | 199801.1645 | N/A | 54644.0864
[27 empty] | Commercial | VSD Controlled Compressor | College and University | New | 5974.2138 | 9755.3269 | N/A | 16936.2418 | 2043.8539 | 6032.1913 | 58038.5032 | N/A | 15873.0856
[27 empty] | Commercial | VSD Controlled Compressor | Grocery | New | 27485.1523 | 44880.6582 | N/A | 66999.0525 | 8085.399 | 23863.0922 | 229597.851 | N/A | 62793.2517
[27 empty] | Commercial | VSD Controlled Compressor | Healthcare | New | 37756.1502 | 61652.2279 | N/A | 107034.5514 | 12916.8551 | 38122.5595 | 366794.7836 | N/A | 100315.5608
[27 empty] | Commercial | VSD Controlled Compressor | Hospitals | New | 36954.5201 | 60343.2416 | N/A | 104762.0177 | 12642.6073 | 37313.1499 | 359007.0787 | N/A | 98185.6832
[27 empty] | Commercial | VSD Controlled Compressor | Institutional | New | 33613.906 | 54888.3342 | N/A | 81938.7803 | 9888.3149 | 29184.1839 | 280794.5359 | N/A | 76795.1525
[27 empty] | Commercial | VSD Controlled Compressor | Lodging/Hospitality | New | 87604.2681 | 143049.497 | N/A | 248348.5068 | 29970.5248 | 88454.4347 | 851061.042 | N/A | 232758.6691
[27 empty] | Commercial | VSD Controlled Compressor | Miscellaneous | New | 288171.6512 | 470557.0936 | N/A | 702460.274 | 84772.4165 | 250195.6917 | 2407248.5092 | N/A | 658364.0086
[27 empty] | Commercial | VSD Controlled Compressor | Offices | New | 194827.5755 | 318135.0326 | N/A | 474920.5256 | 57313.0781 | 169152.7248 | 1627496.6278 | N/A | 445107.8482
[27 empty] | Commercial | VSD Controlled Compressor | Restaurants | New | 47415.7383 | 77425.423 | N/A | 134418.4257 | 16221.522 | 47875.8903 | 460636.0913 | N/A | 125980.4388
[27 empty] | Commercial | VSD Controlled Compressor | Retail | New | 141819.1633 | 231577.3012 | N/A | 345704.8182 | 41719.4166 | 123129.8897 | 1184689.6386 | N/A | 324003.532
[27 empty] | Commercial | VSD Controlled Compressor | Schools K-12 | New | 11072.0026 | 18079.5346 | N/A | 31387.9148 | 3787.8717 | 11179.4522 | 107562.6821 | N/A | 29417.5688
[27 empty] | Commercial | VSD Controlled Compressor | Warehouse | New | 47973.4044 | 78336.0391 | N/A | 116942.1442 | 14112.4965 | 41651.3527 | 400746.9358 | N/A | 109601.214
[27 empty] | Commercial | PSC to ECM Evaporator Fan Motor (Reach-In) | Assembly | Existing | 494.6996 | 807.7978 | N/A | 1306.4159 | 157.6574 | 660.7767 | 4476.9333 | N/A | 1419.8767
[27 empty] | Commercial | PSC to ECM Evaporator Fan Motor (Reach-In) | College and University | Existing | 32.8519 | 53.6441 | N/A | 93.1316 | 11.2391 | 47.1054 | 319.1511 | N/A | 101.22
[27 empty] | Commercial | PSC to ECM Evaporator Fan Motor (Reach-In) | Grocery | Existing | 760057.0027 | 1241101.3112 | N/A | 2007178.811 | 242224.9405 | 1015218.0208 | 6878365.0538 | N/A | 2181500.0547
[27 empty] | Commercial | PSC to ECM Evaporator Fan Motor (Reach-In) | Healthcare | Existing | 392.0512 | 640.1827 | N/A | 1111.4222 | 134.1257 | 562.1501 | 3808.7128 | N/A | 1207.948
[27 empty] | Commercial | PSC to ECM Evaporator Fan Motor (Reach-In) | Hospitals | Existing | 4016.1028 | 6557.9166 | N/A | 11385.2104 | 1373.9593 | 5758.5656 | 39015.7732 | N/A | 12374.0032
[27 empty] | Commercial | PSC to ECM Evaporator Fan Motor (Reach-In) | Institutional | Existing | 0 | 0 | N/A | 0 | 0 | 0 | 0 | N/A | 0
[27 empty] | Commercial | PSC to ECM Evaporator Fan Motor (Reach-In) | Lodging/Hospitality | Existing | 18407.1228 | 30057.0934 | N/A | 52182.1717 | 6297.3081 | 26393.4039 | 178822.148 | N/A | 56714.1352
[27 empty] | Commercial | PSC to ECM Evaporator Fan Motor (Reach-In) | Miscellaneous | Existing | 0 | 0 | N/A | 0 | 0 | 0 | 0 | N/A | 0
[27 empty] | Commercial | PSC to ECM Evaporator Fan Motor (Reach-In) | Offices | Existing | 0 | 0 | N/A | 0 | 0 | 0 | 0 | N/A | 0
[27 empty] | Commercial | PSC to ECM Evaporator Fan Motor (Reach-In) | Restaurants | Existing | 193081.2503 | 315283.4486 | N/A | 547364.1398 | 66055.523 | 276853.2309 | 1875752.3498 | N/A | 594902.1056
[27 empty] | Commercial | PSC to ECM Evaporator Fan Motor (Reach-In) | Retail | Existing | 32137.7163 | 52477.8558 | N/A | 84870.1386 | 10242.0692 | 42926.7655 | 290839.9551 | N/A | 92241.0156
[27 empty] | Commercial | PSC to ECM Evaporator Fan Motor (Reach-In) | Schools K-12 | Existing | 705.3405 | 1151.7544 | N/A | 1999.5628 | 241.3058 | 1011.3659 | 6852.2659 | N/A | 2173.2226
[27 empty] | Commercial | PSC to ECM Evaporator Fan Motor (Reach-In) | Warehouse | Existing | 0 | 0 | N/A | 0 | 0 | 0 | 0 | N/A | 0
[27 empty] | Commercial | PSC to ECM Evaporator Fan Motor (Reach-In) | Assembly | New | 275.4448 | 449.7754 | N/A | 727.4021 | 87.7824 | 367.9152 | 2492.7211 | N/A | 790.5761
[27 empty] | Commercial | PSC to ECM Evaporator Fan Motor (Reach-In) | College and University | New | 18.3907 | 30.0303 | N/A | 52.1356 | 6.2917 | 26.3699 | 178.6626 | N/A | 56.6635
[27 empty] | Commercial | PSC to ECM Evaporator Fan Motor (Reach-In) | Grocery | New | 429835.5711 | 701880.897 | N/A | 1135121.244 | 136985.6409 | 574136.961 | 3889926.6243 | N/A | 1233705.2595
[27 empty] | Commercial | PSC to ECM Evaporator Fan Motor (Reach-In) | Healthcare | New | 218.3064 | 356.4737 | N/A | 618.8747 | 74.6854 | 313.0228 | 2120.8105 | N/A | 672.6232
[27 empty] | Commercial | PSC to ECM Evaporator Fan Motor (Reach-In) | Hospitals | New | 2236.2917 | 3651.6532 | N/A | 6339.6414 | 765.0635 | 3206.5495 | 21725.2033 | N/A | 6890.2322
[27 empty] | Commercial | PSC to ECM Evaporator Fan Motor (Reach-In) | Institutional | New | 0 | 0 | N/A | 0 | 0 | 0 | 0 | N/A | 0
[27 empty] | Commercial | PSC to ECM Evaporator Fan Motor (Reach-In) | Lodging/Hospitality | New | 10366.5544 | 16927.6045 | N/A | 29388.0434 | 3546.5286 | 14864.2817 | 100709.3585 | N/A | 31940.3622
[27 empty] | Commercial | PSC to ECM Evaporator Fan Motor (Reach-In) | Miscellaneous | New | 0 | 0 | N/A | 0 | 0 | 0 | 0 | N/A | 0
[27 empty] | Commercial | PSC to ECM Evaporator Fan Motor (Reach-In) | Offices | New | 0 | 0 | N/A | 0 | 0 | 0 | 0 | N/A | 0
[27 empty] | Commercial | PSC to ECM Evaporator Fan Motor (Reach-In) | Restaurants | New | 109685.8697 | 179106.6673 | N/A | 310947.3945 | 37524.9149 | 157275.1749 | 1065580.0472 | N/A | 337952.8294
[27 empty] | Commercial | PSC to ECM Evaporator Fan Motor (Reach-In) | Retail | New | 18094.0707 | 29545.9088 | N/A | 47783.3046 | 5766.4559 | 24168.4855 | 163747.7493 | N/A | 51933.2314
[27 empty] | Commercial | PSC to ECM Evaporator Fan Motor (Reach-In) | Schools K-12 | New | 395.1973 | 645.3199 | N/A | 1120.341 | 135.202 | 566.6612 | 3839.2766 | N/A | 1217.6414
[27 empty] | Commercial | PSC to ECM Evaporator Fan Motor (Reach-In) | Warehouse | New | 0 | 0 | N/A | 0 | 0 | 0 | 0 | N/A | 0
[27 empty] | Commercial | PSC to ECM Evaporator Fan Motor (Walk-In, Refrigerator) | Assembly | Existing | 517.8366 | 845.5783 | N/A | 1367.5168 | 165.031 | 1495.5148 | 4686.3188 | N/A | 2290.1178
[27 empty] | Commercial | PSC to ECM Evaporator Fan Motor (Walk-In, Refrigerator) | College and University | Existing | 1.0329 | 1.6866 | N/A | 2.9282 | 0.35337 | 3.2023 | 10.0346 | N/A | 4.9037
[27 empty] | Commercial | PSC to ECM Evaporator Fan Motor (Walk-In, Refrigerator) | Grocery | Existing | 291566.1246 | 476099.948 | N/A | 769975.6007 | 92920.119 | 842044.4593 | 2638615.5707 | N/A | 1289442.9196
[27 empty] | Commercial | PSC to ECM Evaporator Fan Motor (Walk-In, Refrigerator) | Healthcare | Existing | 0 | 0 | N/A | 0 | 0 | 0 | 0 | N/A | 0
[27 empty] | Commercial | PSC to ECM Evaporator Fan Motor (Walk-In, Refrigerator) | Hospitals | Existing | 5007.8769 | 8177.3901 | N/A | 14196.781 | 1713.2576 | 15525.5839 | 48650.6942 | N/A | 23774.6998
[27 empty] | Commercial | PSC to ECM Evaporator Fan Motor (Walk-In, Refrigerator) | Institutional | Existing | 0 | 0 | N/A | 0 | 0 | 0 | 0 | N/A | 0
[27 empty] | Commercial | PSC to ECM Evaporator Fan Motor (Walk-In, Refrigerator) | Lodging/Hospitality | Existing | 15577.1419 | 25436.0017 | N/A | 44159.4865 | 5329.1361 | 48292.7653 | 151329.3521 | N/A | 73951.8723
[27 empty] | Commercial | PSC to ECM Evaporator Fan Motor (Walk-In, Refrigerator) | Miscellaneous | Existing | 0 | 0 | N/A | 0 | 0 | 0 | 0 | N/A | 0
[27 empty] | Commercial | PSC to ECM Evaporator Fan Motor (Walk-In, Refrigerator) | Offices | Existing | 0 | 0 | N/A | 0 | 0 | 0 | 0 | N/A | 0
[27 empty] | Commercial | PSC to ECM Evaporator Fan Motor (Walk-In, Refrigerator) | Restaurants | Existing | 197775.8461 | 322949.2801 | N/A | 560672.8031 | 67661.6033 | 613151.153 | 1921359.5692 | N/A | 938933.0981
[27 empty] | Commercial | PSC to ECM Evaporator Fan Motor (Walk-In, Refrigerator) | Retail | Existing | 17113.9282 | 27945.4287 | N/A | 45194.9183 | 5454.0913 | 49425.1123 | 154877.6546 | N/A | 75685.8624
[27 empty] | Commercial | PSC to ECM Evaporator Fan Motor (Walk-In, Refrigerator) | Schools K-12 | Existing | 901.5776 | 1472.191 | N/A | 2555.8734 | 308.441 | 2795.1003 | 8758.6767 | N/A | 4280.2043
[27 empty] | Commercial | PSC to ECM Evaporator Fan Motor (Walk-In, Refrigerator) | Warehouse | Existing | 0 | 0 | N/A | 0 | 0 | 0 | 0 | N/A | 0
[27 empty] | Commercial | PSC to ECM Evaporator Fan Motor (Walk-In, Refrigerator) | Assembly | New | 288.3299 | 470.8155 | N/A | 761.4293 | 91.8888 | 832.6982 | 2609.3284 | N/A | 1275.1308
[27 empty] | Commercial | PSC to ECM Evaporator Fan Motor (Walk-In, Refrigerator) | College and University | New | 0.57824 | 0.9442 | N/A | 1.6392 | 0.19782 | 1.7927 | 5.6175 | N/A | 2.7451
[27 empty] | Commercial | PSC to ECM Evaporator Fan Motor (Walk-In, Refrigerator) | Grocery | New | 165376.0525 | 270043.4768 | N/A | 436729.4916 | 52704.2108 | 477606.8856 | 1496620.4588 | N/A | 731370.9035
[27 empty] | Commercial | PSC to ECM Evaporator Fan Motor (Walk-In, Refrigerator) | Healthcare | New | 0 | 0 | N/A | 0 | 0 | 0 | 0 | N/A | 0
[27 empty] | Commercial | PSC to ECM Evaporator Fan Motor (Walk-In, Refrigerator) | Hospitals | New | 2786.1436 | 4549.5093 | N/A | 7898.411 | 953.1747 | 8637.6935 | 27066.9231 | N/A | 13227.1077
[27 empty] | Commercial | PSC to ECM Evaporator Fan Motor (Walk-In, Refrigerator) | Institutional | New | 0 | 0 | N/A | 0 | 0 | 0 | 0 | N/A | 0
[27 empty] | Commercial | PSC to ECM Evaporator Fan Motor (Walk-In, Refrigerator) | Lodging/Hospitality | New | 8765.2138 | 14312.7664 | N/A | 24848.4185 | 2998.6898 | 27174.2028 | 85152.5994 | N/A | 41612.5098
[27 empty] | Commercial | PSC to ECM Evaporator Fan Motor (Walk-In, Refrigerator) | Miscellaneous | New | 0 | 0 | N/A | 0 | 0 | 0 | 0 | N/A | 0
[27 empty] | Commercial | PSC to ECM Evaporator Fan Motor (Walk-In, Refrigerator) | Offices | New | 0 | 0 | N/A | 0 | 0 | 0 | 0 | N/A | 0
[27 empty] | Commercial | PSC to ECM Evaporator Fan Motor (Walk-In, Refrigerator) | Restaurants | New | 112256.125 | 183303.6515 | N/A | 318233.7861 | 38404.2316 | 348020.114 | 1090549.6516 | N/A | 532931.5654
[27 empty] | Commercial | PSC to ECM Evaporator Fan Motor (Walk-In, Refrigerator) | Retail | New | 9663.7999 | 15780.0727 | N/A | 25520.4206 | 3079.7866 | 27909.1036 | 87455.4716 | N/A | 42737.8811
[27 empty] | Commercial | PSC to ECM Evaporator Fan Motor (Walk-In, Refrigerator) | Schools K-12 | New | 504.7128 | 824.1483 | N/A | 1430.8053 | 172.6686 | 1564.7271 | 4903.201 | N/A | 2396.1042
[27 empty] | Commercial | PSC to ECM Evaporator Fan Motor (Walk-In, Refrigerator) | Warehouse | New | 0 | 0 | N/A | 0 | 0 | 0 | 0 | N/A | 0
[27 empty] | Commercial | Demand Controlled Ventilation | Assembly | Existing | 109430.0404 | 322728.6692 | N/A | 122846.6941 | 21878.742 | 74518.5285 | 442334.0925 | N/A | 179861.8663
[27 empty] | Commercial | Demand Controlled Ventilation | Grocery | Existing | 103968.1685 | 306620.6369 | N/A | 116715.1703 | 20786.7303 | 276097.2212 | 420256.3145 | N/A | 376182.6626
[27 empty] | Commercial | Demand Controlled Ventilation | Lodging/Hospitality | Existing | 770785.2121 | 2273182.8019 | N/A | 865287.218 | 154105.8628 | 35416.6782 | 3115639.6921 | N/A | 777416.6505
[27 empty] | Commercial | Demand Controlled Ventilation | Miscellaneous | Existing | 55990.5181 | 165126.005 | N/A | 62855.2272 | 11194.3859 | 8352.1185 | 226322.8171 | N/A | 62251.6514
[27 empty] | Commercial | Demand Controlled Ventilation | Offices | Existing | 1192409.3015 | 3516627.2971 | N/A | 1338604.466 | 238402.6852 | 117497.2378 | 4819913.1103 | N/A | 1265375.6024
[27 empty] | Commercial | Demand Controlled Ventilation | Restaurants | Existing | 230972.204 | 681178.1462 | N/A | 259290.5166 | 46179.1044 | 552810.6396 | 933627.3651 | N/A | 775157.1069
[27 empty] | Commercial | Demand Controlled Ventilation | Retail | Existing | 1316030.1432 | 3881207.1658 | N/A | 1477381.8226 | 263118.6452 | 707157.3359 | 5319608.7392 | N/A | 1974039.8792
[27 empty] | Commercial | Demand Controlled Ventilation | Warehouse | Existing | 119924.2502 | 353677.9621 | N/A | 134627.545 | 23976.8871 | 369102.9199 | 484753.4021 | N/A | 484548.5575
[27 empty] | Commercial | Demand Controlled Ventilation | Assembly | New | 14863.2108 | 43834.2546 | N/A | 16685.5126 | 2971.6553 | 10121.3944 | 60079.5252 | N/A | 24429.5335
[27 empty] | Commercial | Demand Controlled Ventilation | Grocery | New | 14904.9298 | 43957.2913 | N/A | 16732.3465 | 2979.9963 | 39581.4388 | 60248.1601 | N/A | 53929.7389
[27 empty] | Commercial | Demand Controlled Ventilation | Lodging/Hospitality | New | 110979.4184 | 327298.061 | N/A | 124586.0335 | 22188.5147 | 5099.3744 | 448596.9316 | N/A | 111934.2281
[27 empty] | Commercial | Demand Controlled Ventilation | Miscellaneous | New | 8056.8256 | 23761.013 | N/A | 9044.6315 | 1610.8302 | 1201.8385 | 32567.0048 | N/A | 8957.7792
[27 empty] | Commercial | Demand Controlled Ventilation | Offices | New | 128969.3123 | 380353.4604 | N/A | 144781.5756 | 25785.299 | 12708.3359 | 521315.0202 | N/A | 136861.2447
[27 empty] | Commercial | Demand Controlled Ventilation | Restaurants | New | 33099.9245 | 97617.5695 | N/A | 37158.1358 | 6617.7871 | 79221.6123 | 133795.2997 | N/A | 111085.4087
[27 empty] | Commercial | Demand Controlled Ventilation | Retail | New | 189123.7524 | 557759.6128 | N/A | 212311.2419 | 37812.1928 | 101624.0012 | 764469.0901 | N/A | 283684.8618
[27 empty] | Commercial | Demand Controlled Ventilation | Warehouse | New | 17299.6935 | 51019.8758 | N/A | 19420.7199 | 3458.79 | 53245.0057 | 69928.1861 | N/A | 69898.6362
[27 empty] | Commercial | Retro-Commissioning | Assembly | Existing | 0 | 729432.408 | N/A | 278741.7899 | 100282.8913 | 283024.9136 | 1086954.6241 | N/A | 765874.1786
[27 empty] | Commercial | Retro-Commissioning | College and University | Existing | 0 | 61373.0186 | N/A | 26653.535 | 9589.1382 | 2153.0095 | 103935.5568 | N/A | 48323.4807
[27 empty] | Commercial | Retro-Commissioning | Schools K-12 | Existing | 0 | 205746.7837 | N/A | 78623.0857 | 28286.2156 | 6350.9622 | 306591.0089 | N/A | 142545.4639
[27 empty] | Commercial | Retro-Commissioning | Assembly | New | 0 | 0 | N/A | 0 | 0 | 0 | 0 | N/A | 0
[27 empty] | Commercial | Retro-Commissioning | College and University | New | 0 | 0 | N/A | 0 | 0 | 0 | 0 | N/A | 0
[27 empty] | Commercial | Retro-Commissioning | Schools K-12 | New | 0 | 0 | N/A | 0 | 0 | 0 | 0 | N/A | 0
[27 empty] | Industrial | Process Refrig Controls | Agriculture and Assembly |  | 2262.9964 | 3695.2593 | N/A | 6041.7615 | 0 | 4783.8182 | 20704.4042 | N/A | 8294.4162
[27 empty] | Industrial | Pump Equipment Upgrade | Agriculture and Assembly |  | 20511.4952 | 33493.3347 | N/A | 55986.2273 | 0 | 18925.914 | 191858.1978 | N/A | 51457.0123
[27 empty] | Industrial | Fan Equipment Upgrades | Agriculture and Assembly |  | 13092.1917 | 21378.3127 | N/A | 35735.2018 | 0 | 3136.6549 | 122460.3218 | N/A | 23900.7859
[27 empty] | Industrial | Efficient Lighting - Other Interior Lighting | Agriculture and Assembly |  | 125941.7183 | 217280.065 | N/A | 337892.2898 | 0 | 234385.4656 | 1166406.3238 | N/A | 443380.5466
[27 empty] | Industrial | Efficient Lighting - High Bay | Agriculture and Assembly |  | 320235.7707 | 552484.5145 | N/A | 859168.823 | 0 | 79464.666 | 2965856.2169 | N/A | 610882.7041
[27 empty] | Industrial | Compressed Air Controls | Agriculture and Assembly |  | 60215.0089 | 111209.2845 | N/A | 180318.7742 | 0 | 36592.2565 | 628285.1537 | N/A | 156209.6432
[27 empty] | Industrial | Compressed Air Equipment | Agriculture and Assembly |  | 36411.5455 | 59456.6153 | N/A | 99385.4929 | 0 | 13118.3167 | 340582.3624 | N/A | 70866.7914
[27 empty] | Industrial | Process Heat Equipment Upgrade | Chemicals and Plastics |  | 14073.0635 | 41543.9719 | N/A | 62246.6024 | 0 | 12569.8064 | 224131.3416 | N/A | 65947.4321
[27 empty] | Industrial | Process Refrig Controls | Chemicals and Plastics |  | 17003.2333 | 27764.6743 | N/A | 45395.3364 | 0 | 18321.2474 | 155564.4637 | N/A | 44698.4515
[27 empty] | Industrial | Pump Equipment Upgrade | Chemicals and Plastics |  | 45368.6291 | 74082.6871 | N/A | 123833.8969 | 0 | 14945.3479 | 424364.1593 | N/A | 86899.6991
[27 empty] | Industrial | Motor Equipment Upgrades | Chemicals and Plastics |  | 7514.6947 | 22183.5326 | N/A | 33981.4963 | 0 | 4136.0935 | 122357.174 | N/A | 33275.8622
[27 empty] | Industrial | Fan Equipment Upgrades | Chemicals and Plastics |  | 6504.8133 | 10621.7459 | N/A | 17754.92 | 0 | 2159.8924 | 60844.017 | N/A | 12476.4841
[27 empty] | Industrial | Efficient Lighting - Other Interior Lighting | Chemicals and Plastics |  | 332689.9938 | 573971.0753 | N/A | 892582.5799 | 0 | 619157.0099 | 3081200.7171 | N/A | 1171242.317
[27 empty] | Industrial | Efficient Lighting - High Bay | Chemicals and Plastics |  | 102418.541 | 176696.8686 | N/A | 274781.3498 | 0 | 25414.579 | 948546.9592 | N/A | 195373.9187
[27 empty] | Industrial | Process Refrig Equipment Upgrade | Construction |  | 1422.2713 | 4198.574 | N/A | 6290.8517 | 0 | 543.7559 | 22651.4698 | N/A | 5938.2789
[27 empty] | Industrial | Efficient Lighting - Other Interior Lighting | Construction |  | 41765.0203 | 72054.8079 | N/A | 112052.4519 | 0 | 77727.3318 | 386805.7735 | N/A | 147034.6583
[27 empty] | Industrial | Efficient Lighting - High Bay | Construction |  | 23698.1506 | 40885.0679 | N/A | 63580.3805 | 0 | 5880.5599 | 219479.8761 | N/A | 45206.6622
[27 empty] | Industrial | HVAC Recommissioning | Construction |  | 7382.4566 | 21793.1632 | N/A | 31557.3469 | 0 | 6232.6702 | 113628.5391 | N/A | 33293.6854
[27 empty] | Industrial | Efficient Lighting - Other Interior Lighting | Electrical and Electronic Equip. |  | 103444.6743 | 178467.1979 | N/A | 277534.3894 | 0 | 192517.0506 | 958050.4693 | N/A | 364179.2161
[27 empty] | Industrial | Efficient Lighting - High Bay | Electrical and Electronic Equip. |  | 33110.7914 | 57124.1604 | N/A | 88833.7978 | 0 | 8216.2526 | 306654.8325 | N/A | 63162.2438
[27 empty] | Industrial | Process Refrig Equipment Upgrade | Lumber/Furniture/Pulp/Paper |  | 263.1745 | 776.8965 | N/A | 1164.0477 | 0 | 274.2544 | 4191.3866 | N/A | 1272.4471
[27 empty] | Industrial | Pump System Optimization | Lumber/Furniture/Pulp/Paper |  | 67191.1395 | 198349.6205 | N/A | 303838.7541 | 0 | 90551.6374 | 1094032.2042 | N/A | 351099.0515
[27 empty] | Industrial | Pump Equipment Upgrade | Lumber/Furniture/Pulp/Paper |  | 42489.8101 | 69381.8475 | N/A | 115976.1462 | 0 | 46040.6757 | 397436.5745 | N/A | 113429.2387
[27 empty] | Industrial | Fan Equipment Upgrades | Lumber/Furniture/Pulp/Paper |  | 25944.7535 | 42365.3325 | N/A | 70816.3327 | 0 | 9583.864 | 242679.2197 | N/A | 50732.0746
[27 empty] | Industrial | Efficient Lighting - Other Interior Lighting | Lumber/Furniture/Pulp/Paper |  | 111127.0042 | 191721.0835 | N/A | 298145.5107 | 0 | 206814.3501 | 1029200.1905 | N/A | 391225.0248
[27 empty] | Industrial | Efficient Lighting - High Bay | Lumber/Furniture/Pulp/Paper |  | 60824.9684 | 104937.8496 | N/A | 163188.8793 | 0 | 15093.3663 | 563329.0447 | N/A | 116029.8898
[27 empty] | Industrial | Process Refrig Controls | Metal Products and Machinery |  | 1314.9408 | 2147.1741 | N/A | 3510.637 | 0 | 4423.9722 | 12030.5388 | N/A | 6463.8466
[27 empty] | Industrial | Process Refrig Equipment Upgrade | Metal Products and Machinery |  | 413.5307 | 1220.7511 | N/A | 1829.0886 | 0 | 65.0112 | 6585.9995 | N/A | 1633.4889
[27 empty] | Industrial | Efficient Lighting - Other Interior Lighting | Metal Products and Machinery |  | 74962.1837 | 129327.981 | N/A | 201117.9794 | 0 | 139509.3476 | 694260.5384 | N/A | 263905.9961
[27 empty] | Industrial | Efficient Lighting - High Bay | Metal Products and Machinery |  | 67520.1286 | 116488.6277 | N/A | 181151.4976 | 0 | 16754.7296 | 625336.1166 | N/A | 128801.595
[27 empty] | Industrial | Process Refrig Equipment Upgrade | Miscellaneous Manufacturing |  | 223.4422 | 659.6058 | N/A | 988.3075 | 0 | 221.7375 | 3558.599 | N/A | 1069.2297
[27 empty] | Industrial | Motor Equipment Upgrades | Miscellaneous Manufacturing |  | 673.6582 | 1988.6527 | N/A | 3046.2864 | 0 | 414.962 | 10968.7635 | N/A | 3027.2095
[27 empty] | Industrial | Efficient Lighting - Other Interior Lighting | Miscellaneous Manufacturing |  | 91868.3323 | 158495.1951 | N/A | 246475.9223 | 0 | 170972.7494 | 850836.4444 | N/A | 323424.4534
[27 empty] | Industrial | Efficient Lighting - High Bay | Miscellaneous Manufacturing |  | 81387.9845 | 140414.0487 | N/A | 218357.9264 | 0 | 20195.9606 | 753772.9444 | N/A | 155255.9601
[27 empty] | Industrial | HVAC Equipment Upgrades | Miscellaneous Manufacturing |  | 124882.5093 | 175521.8345 | N/A | 283969.5161 | 0 | 104219.9248 | 963543.3531 | N/A | 246903.8295
[27 empty] | Industrial | Efficient Lighting - Other Interior Lighting | Primary Resources Industries |  | 96586.8298 | 166635.7498 | N/A | 259135.3011 | 0 | 179754.1703 | 894536.7002 | N/A | 340036.026
[27 empty] | Industrial | Efficient Lighting - High Bay | Primary Resources Industries |  | 114306.2532 | 197206.0606 | N/A | 306675.2 | 0 | 28364.4398 | 1058644.7322 | N/A | 218050.947
[27 empty] | Industrial | HVAC Equipment Upgrades | Primary Resources Industries |  | 5723.7409 | 8044.6935 | N/A | 13015.1768 | 0 | 1803.56 | 44162.0892 | N/A | 8343.1924
[27 empty] | Industrial | Process Heat Equipment Upgrade | Stone/Clay/Glass/Concrete |  | 43574.6132 | 128633.1508 | N/A | 192734.9799 | 0 | 38920.0582 | 693980.8435 | N/A | 204193.9081
[27 empty] | Industrial | Process Refrig Equipment Upgrade | Stone/Clay/Glass/Concrete |  | 625.0185 | 1845.0675 | N/A | 2764.521 | 0 | 881.5856 | 9954.2108 | N/A | 3252.2141
[27 empty] | Industrial | Efficient Lighting - Other Interior Lighting | Stone/Clay/Glass/Concrete |  | 54255.4445 | 93603.8245 | N/A | 145563.3337 | 0 | 100972.7975 | 502485.5497 | N/A | 191007.4672
[27 empty] | Industrial | Efficient Lighting - High Bay | Stone/Clay/Glass/Concrete |  | 28861.5564 | 49793.1975 | N/A | 77433.4154 | 0 | 7161.8293 | 267300.6401 | N/A | 55056.3904
[27 empty] | Industrial | Compressed Air Equipment | Stone/Clay/Glass/Concrete |  | 4662.524 | 7613.4615 | N/A | 12726.3824 | 0 | 1323.0163 | 43611.8114 | N/A | 8717.7491
[27 empty] | Industrial | Motor Optimization | Textiles and Leather |  | 2530.1256 | 7468.9826 | N/A | 11441.2438 | 0 | 6189.5922 | 41196.4865 | N/A | 16000.6728
[27 empty] | Industrial | Efficient Lighting - Other Interior Lighting | Textiles and Leather |  | 4177.6244 | 7207.4172 | N/A | 11208.2565 | 0 | 7774.822 | 38690.9723 | N/A | 14707.4172
[27 empty] | Industrial | Efficient Lighting - High Bay | Textiles and Leather |  | 1201.7776 | 2073.3584 | N/A | 3224.2802 | 0 | 298.2142 | 11130.2358 | N/A | 2292.5146
[27 empty] | Industrial | Building Envelope Improvements | Textiles and Leather |  | 304.3787 | 497.0216 | N/A | 785.3559 | 0 | 228.1146 | 2691.3219 | N/A | 684.4499
[27 empty] | Industrial | Pump Equipment Upgrade | Transportation Equipment |  | 2988.0985 | 4879.2827 | N/A | 8156.0296 | 0 | 1665.6777 | 27949.7515 | N/A | 6404.7825
[27 empty] | Industrial | Fan Equipment Upgrades | Transportation Equipment |  | 1845.9636 | 3014.2842 | N/A | 5038.5667 | 0 | 1029.009 | 17266.574 | N/A | 3956.6953
[27 empty] | Industrial | Efficient Lighting - Other Interior Lighting | Transportation Equipment |  | 102074.4702 | 176103.2629 | N/A | 273858.2334 | 0 | 189967.0145 | 945360.3555 | N/A | 359355.3829
[27 empty] | Industrial | Efficient Lighting - High Bay | Transportation Equipment |  | 28988.0221 | 50011.3816 | N/A | 77772.7135 | 0 | 7193.2111 | 268471.8994 | N/A | 55297.6368
[27 empty] | Industrial | HVAC Recommissioning | Transportation Equipment |  | 13021.2403 | 38438.9682 | N/A | 55661.1189 | 0 | 11451.6679 | 200418.9914 | N/A | 59182.1184
[27 empty] | Industrial | Process Refrig Equipment Upgrade | Water and Wastewater |  | 17.1483 | 50.6221 | N/A | 75.8487 | 0 | 6.5561 | 273.1083 | N/A | 71.5977
[27 empty] | Industrial | Efficient Lighting - Other Interior Lighting | Water and Wastewater |  | 503.56 | 868.7634 | N/A | 1351.0142 | 0 | 937.1569 | 4663.7096 | N/A | 1772.794
[27 empty] | Industrial | Efficient Lighting - High Bay | Water and Wastewater |  | 285.7281 | 492.9505 | N/A | 766.5874 | 0 | 70.9018 | 2646.2645 | N/A | 545.0558
[27 empty] | Industrial | HVAC Recommissioning | Water and Wastewater |  | 89.0101 | 262.7597 | N/A | 380.4863 | 0 | 75.1472 | 1370.017 | N/A | 401.4213
[27 empty] | Residential | Central air conditioner - Load Shed | Single Family | Existing | 0 | N/A | N/A | N/A | 0 | 0 | 0 | 0 | N/A
[27 empty] | Residential | Central air conditioner - Load Shed | Multi Family | Existing | 15870384.5289 | N/A | N/A | N/A | 1809560.0427 | 7552450.8757 | 0 | 8091726.6208 | N/A
[27 empty] | Residential | Central air conditioner - Load Shed | Mobile Home/Other | Existing | 6251068.3471 | N/A | N/A | N/A | 373347.4472 | 1558217.5712 | 0 | 1669480.6507 | N/A
[27 empty] | Residential | Central Heating - Load Shed | Single Family | Existing | 0 | N/A | N/A | N/A | 0 | 0 | 0 | 0 | N/A
[27 empty] | Residential | Central Heating - Load Shed | Multi Family | Existing | 18624830.558 | N/A | N/A | N/A | 1809560.0427 | 7552450.8757 | 0 | 8091726.6208 | N/A
[27 empty] | Residential | Central Heating - Load Shed | Mobile Home/Other | Existing | 6415878.0795 | N/A | N/A | N/A | 373347.4472 | 1558217.5712 | 0 | 1669480.6507 | N/A
[27 empty] | Residential | Central air conditioner - 50% cycling | Single Family | Existing | 0 | N/A | N/A | N/A | 0 | 0 | 0 | 0 | N/A
[27 empty] | Residential | Central air conditioner - 50% cycling | Multi Family | Existing | 0 | N/A | N/A | N/A | 0 | 0 | 0 | 0 | N/A
[27 empty] | Residential | Central air conditioner - 50% cycling | Mobile Home/Other | Existing | 0 | N/A | N/A | N/A | 0 | 0 | 0 | 0 | N/A
[27 empty] | Residential | Central Heating - 50% cycling | Single Family | Existing | 0 | N/A | N/A | N/A | 0 | 0 | 0 | 0 | N/A
[27 empty] | Residential | Central Heating - 50% cycling | Multi Family | Existing | 0 | N/A | N/A | N/A | 0 | 0 | 0 | 0 | N/A
[27 empty] | Residential | Central Heating - 50% cycling | Mobile Home/Other | Existing | 0 | N/A | N/A | N/A | 0 | 0 | 0 | 0 | N/A
[27 empty] | Residential | Water heater switches | Single Family | Existing | 0 | N/A | N/A | N/A | 0 | 0 | 0 | 0 | N/A
[27 empty] | Residential | Water heater switches | Multi Family | Existing | 0 | N/A | N/A | N/A | 0 | 0 | 0 | 0 | N/A
[27 empty] | Residential | Water heater switches | Mobile Home/Other | Existing | 0 | N/A | N/A | N/A | 0 | 0 | 0 | 0 | N/A
[27 empty] | Residential | Pool pump switches | Single Family | Existing | 10120124.843 | N/A | N/A | N/A | 1336104.7203 | 5576419.1442 | 0 | 5974598.1775 | N/A
[27 empty] | Residential | Pool pump switches | Multi Family | Existing | 0 | N/A | N/A | N/A | 0 | 0 | 0 | 0 | N/A
[27 empty] | Residential | Pool pump switches | Mobile Home/Other | Existing | 0 | N/A | N/A | N/A | 0 | 0 | 0 | 0 | N/A
[27 empty] | Residential | Room AC control | Single Family | New | 837219.4589 | N/A | N/A | N/A | 379600.4882 | 76259.8481 | 0 | 797095.676 | N/A
[27 empty] | Residential | Room AC control | Mobile Home/Other | New | 3163986.5704 | N/A | N/A | N/A | 1496943.7649 | 237648.6793 | 0 | 3143324.2032 | N/A
[27 empty] | Residential | Smart thermostats - Utility Installation | Single Family | New | 0 | N/A | N/A | N/A | 0 | 0 | 0 | 0 | N/A
[27 empty] | Residential | Smart thermostats - Utility Installation | Mobile Home/Other | New | 0 | N/A | N/A | N/A | 0 | 0 | 0 | 0 | N/A
[27 empty] | Residential | Smart thermostats - BYOT | Single Family | New | 0 | N/A | N/A | N/A | 0 | 0 | 0 | 0 | N/A
[27 empty] | Residential | Smart thermostats - BYOT | Multi Family | New | 0 | N/A | N/A | N/A | 0 | 0 | 0 | 0 | N/A
[27 empty] | Residential | Smart thermostats - BYOT | Mobile Home/Other | New | 0 | N/A | N/A | N/A | 0 | 0 | 0 | 0 | N/A
[27 empty] | Residential | CPP + Tech | Single Family | New | 0 | N/A | N/A | N/A | 0 | 0 | 0 | 0 | N/A
[27 empty] | Residential | CPP + Tech | Mobile Home/Other | New | 0 | N/A | N/A | N/A | 0 | 0 | 0 | 0 | N/A
[27 empty] | Small C&I | Central air conditioner - Load Shed | 0-15,000 kWh | New | 973844.181 | N/A | N/A | N/A | 727073.7179 | 2341734.9022 | 0 | 727378.6052 | N/A
[27 empty] | Small C&I | Central air conditioner - Load Shed | 15,001-25,000 kWh | New | 545892.0729 | N/A | N/A | N/A | 54548.955 | 270177.2109 | 0 | 54571.8292 | N/A
[27 empty] | Small C&I | Central air conditioner - Load Shed | 25,001-50,000 kWh | New | 256195.9156 | N/A | N/A | N/A | 20317.7272 | 91975.4252 | 0 | 20326.2472 | N/A
[27 empty] | Small C&I | Central air conditioner - Load Shed | 50,001 kWh + | New | 1116767.516 | N/A | N/A | N/A | 22782.7556 | 173606.5531 | 0 | 22792.3092 | N/A
[27 empty] | Small C&I | Central Heating - Load Shed | 0-15,000 kWh | New | 4832699.3541 | N/A | N/A | N/A | 727073.7179 | 2341734.9022 | 0 | 727378.6052 | N/A
[27 empty] | Small C&I | Central Heating - Load Shed | 15,001-25,000 kWh | New | 1003295.4405 | N/A | N/A | N/A | 54548.955 | 270177.2109 | 0 | 54571.8292 | N/A
[27 empty] | Small C&I | Central Heating - Load Shed | 25,001-50,000 kWh | New | 528398.4655 | N/A | N/A | N/A | 20317.7272 | 91975.4252 | 0 | 20326.2472 | N/A
[27 empty] | Small C&I | Central Heating - Load Shed | 50,001 kWh + | New | 234271.5576 | N/A | N/A | N/A | 22782.7556 | 173606.5531 | 0 | 22792.3092 | N/A
[27 empty] | Small C&I | Central air conditioner - 50% cycling | 0-15,000 kWh | New | 0 | N/A | N/A | N/A | 0 | 0 | 0 | 0 | N/A
[27 empty] | Small C&I | Central air conditioner - 50% cycling | 15,001-25,000 kWh | New | 0 | N/A | N/A | N/A | 0 | 0 | 0 | 0 | N/A
[27 empty] | Small C&I | Central air conditioner - 50% cycling | 25,001-50,000 kWh | New | 0 | N/A | N/A | N/A | 0 | 0 | 0 | 0 | N/A
[27 empty] | Small C&I | Central air conditioner - 50% cycling | 50,001 kWh + | New | 0 | N/A | N/A | N/A | 0 | 0 | 0 | 0 | N/A
[27 empty] | Small C&I | Central Heating - 50% cycling | 0-15,000 kWh | New | 0 | N/A | N/A | N/A | 0 | 0 | 0 | 0 | N/A
[27 empty] | Small C&I | Central Heating - 50% cycling | 15,001-25,000 kWh | New | 0 | N/A | N/A | N/A | 0 | 0 | 0 | 0 | N/A
[27 empty] | Small C&I | Central Heating - 50% cycling | 25,001-50,000 kWh | New | 0 | N/A | N/A | N/A | 0 | 0 | 0 | 0 | N/A
[27 empty] | Small C&I | Central Heating - 50% cycling | 50,001 kWh + | New | 0 | N/A | N/A | N/A | 0 | 0 | 0 | 0 | N/A
[27 empty] | Small C&I | Smart thermostats - Utility Installation | 25,001-50,000 kWh | New | 0 | N/A | N/A | N/A | 0 | 0 | 0 | 0 | N/A
[27 empty] | Small C&I | Smart thermostats - Utility Installation | 50,001 kWh + | New | 0 | N/A | N/A | N/A | 0 | 0 | 0 | 0 | N/A
[27 empty] | Small C&I | Smart thermostats - BYOT | 0-15,000 kWh | New | 0 | N/A | N/A | N/A | 0 | 0 | 0 | 0 | N/A
[27 empty] | Small C&I | Smart thermostats - BYOT | 15,001-25,000 kWh | New | 0 | N/A | N/A | N/A | 0 | 0 | 0 | 0 | N/A
[27 empty] | Small C&I | Smart thermostats - BYOT | 25,001-50,000 kWh | New | 0 | N/A | N/A | N/A | 0 | 0 | 0 | 0 | N/A
[27 empty] | Small C&I | Smart thermostats - BYOT | 50,001 kWh + | New | 0 | N/A | N/A | N/A | 0 | 0 | 0 | 0 | N/A
[27 empty] | Small C&I | CPP + Tech | 25,001-50,000 kWh | New | 0 | N/A | N/A | N/A | 0 | 0 | 0 | 0 | N/A
[27 empty] | Small C&I | CPP + Tech | 50,001 kWh + | New | 0 | N/A | N/A | N/A | 0 | 0 | 0 | 0 | N/A
[27 empty] | Large C&I | Auto DR | 0-50 kW | New | 25438904.4236 | N/A | N/A | N/A | 998442.5842 | 12301378.3665 | 0 | 146981.4479 | N/A
[27 empty] | Large C&I | Auto DR | 51-300 kW | New | 35949660.4423 | N/A | N/A | N/A | 1410975.5387 | 17384018.112 | 0 | 207710.7195 | N/A
[27 empty] | Large C&I | Auto DR | 301-500 kW | New | 38455944.576 | N/A | N/A | N/A | 1509343.8003 | 18595970.8325 | 0 | 222191.5818 | N/A
[27 empty] | Large C&I | Auto DR | 501 kW + | Existing | 0 | N/A | N/A | N/A | 0 | 0 | 0 | 0 | N/A
[27 empty] | Large C&I | CPP | 0-50 kW | New | 0 | N/A | N/A | N/A | 0 | 0 | 0 | 0 | N/A
[27 empty] | Large C&I | CPP | 51-300 kW | New | 0 | N/A | N/A | N/A | 0 | 0 | 0 | 0 | N/A
[27 empty] | Large C&I | CPP | 301-500 kW | New | 0 | N/A | N/A | N/A | 0 | 0 | 0 | 0 | N/A
[27 empty] | Large C&I | CPP | 501 kW + | New | 0 | N/A | N/A | N/A | 0 | 0 | 0 | 0 | N/A
[27 empty] | Large C&I | Firm Service Level | 0-50 kW | New | 0 | N/A | N/A | N/A | 0 | 0 | 0 | 0 | N/A
[27 empty] | Large C&I | Firm Service Level | 51-300 kW | New | 0 | N/A | N/A | N/A | 0 | 0 | 0 | 0 | N/A
[27 empty] | Large C&I | Firm Service Level | 301-500 kW | New | 0 | N/A | N/A | N/A | 0 | 0 | 0 | 0 | N/A
[27 empty] | Large C&I | Firm Service Level | 501 kW + | Existing | 0 | N/A | N/A | N/A | 0 | 0 | 0 | 0 | N/A
[27 empty] | Large C&I | Guaranteed Load Drop | 0-50 kW | New | 0 | N/A | N/A | N/A | 0 | 0 | 0 | 0 | N/A
[27 empty] | Large C&I | Guaranteed Load Drop | 51-300 kW | New | 0 | N/A | N/A | N/A | 0 | 0 | 0 | 0 | N/A
[27 empty] | Large C&I | Guaranteed Load Drop | 301-500 kW | New | 0 | N/A | N/A | N/A | 0 | 0 | 0 | 0 | N/A
[27 empty] | Large C&I | Guaranteed Load Drop | 501 kW + | Existing | 0 | N/A | N/A | N/A | 0 | 0 | 0 | 0 | N/A

## Staff ROG116
RESPONSE TO STAFF ROG 10-116
DOCKET NO. 20190018
Economic Potential Totals by Sensitivity
| Test | Goal | Base | Fuel |  | Payback |  | CO2
|  |  |  | High | Low | 3 Years | 1 Year
| RIM | Summer Demand (MW) | 1035.2608 | 1073.051 | 1035.1233 | 905.902 | 1064.3199 | 1043.0286
|  | Winter Demand (MW) | 564.5595 | 573.4602 | 563.7853 | 511.7668 | 612.805 | 564.5589
|  | Energy (GWh) | 1897.7846 | 1969.8358 | 1896.4639 | 1688.9199 | 2007.079 | 1919.5295
| TRC | Summer Demand (MW) | 1191.893 | 1276.4299 | 1190.9524 | 952.1466 | 1334.4127 | 1191.4279
|  | Winter Demand (MW) | 643.7606 | 775.3746 | 642.6855 | 502.0802 | 696.2095 | 644.0184
|  | Energy (GWh) | 3117.3963 | 3790.6474 | 3110.7608 | 1969.7321 | 3914.6387 | 3168.2039

## Staff ROG117
RESPONSE TO STAFF ROG 10-117
DOCKET NO. 20190018
| Measure Permutations Failing 2-Year Payback | [9 empty] | Measure Permutations Failing 2-Year Payback
| Economic Potential – [TRC or RIM] | [9 empty] | Economic Potential – [TRC or RIM]
| Customer | Measure | *Segment | *Vintage | TRC | RIM | PCT | Summer | Winter | Energy | Customer | Measure | *Segment | *Vintage | TRC | RIM | PCT | Summer | Winter | Energy
| Class | Name | [5 empty] | (MW) | (MW) | (GWh) | Class | Name | [5 empty] | (MW) | (MW) | (GWh)
| Commercial | High Efficiency PTAC | Assembly | Turnover | 8.8068 | 1.3512 | 6.5176 | 0 | 0 | 0 | Residential | Energy Star Clothes Washer | Single Family | Turnover | 7.1973 | 0.69156 | 10.4073 | 0 | 0 | 0
| Commercial | High Efficiency PTAC | Healthcare | Turnover | 19.1633 | 1.3512 | 14.1822 | 0 | 0 | 0 | Residential | Energy Star Clothes Washer | Multi-Family | Turnover | 7.1973 | 0.69156 | 10.4073 | 0 | 0 | 0
| Commercial | High Efficiency PTAC | Lodging/Hospitality | Turnover | 14.5477 | 1.3512 | 10.7663 | 0 | 0 | 0 | Residential | Energy Star Clothes Washer | Manufactured Home | Turnover | 7.1973 | 0.69156 | 10.4073 | 0 | 0 | 0
| Commercial | High Efficiency PTAC | Offices | Turnover | 8.6311 | 1.1766 | 7.3354 | 0 | 0 | 0 | Residential | Energy Star Clothes Washer | Single Family | New | 7.1973 | 0.69156 | 10.4073 | 0 | 0 | 0
| Commercial | High Efficiency PTAC | Restaurants | Turnover | 14.2714 | 1.3512 | 10.5618 | 0 | 0 | 0 | Residential | Energy Star Clothes Washer | Multi-Family | New | 7.1973 | 0.69156 | 10.4073 | 0 | 0 | 0
| Commercial | High Efficiency PTAC | Retail | Turnover | 11.1853 | 1.3512 | 8.2779 | 0 | 0 | 0 | Residential | Energy Star Clothes Washer | Manufactured Home | New | 7.1973 | 0.69156 | 10.4073 | 0 | 0 | 0
| Commercial | High Efficiency PTAC | Schools K-12 | Turnover | 9.7232 | 1.3512 | 7.1958 | 0 | 0 | 0 | Residential | Energy Star Room AC | Single Family | Turnover | 6.9367 | 0.91961 | 7.5432 | 0 | 0 | 0
| Commercial | High Efficiency PTAC | Assembly | New | 8.8068 | 1.3512 | 6.5176 | 0 | 0 | 0 | Residential | Energy Star Room AC | Multi-Family | Turnover | 6.9367 | 0.91961 | 7.5432 | 0 | 0 | 0
| Commercial | High Efficiency PTAC | Healthcare | New | 19.1633 | 1.3512 | 14.1822 | 0 | 0 | 0 | Residential | Energy Star Room AC | Manufactured Home | Turnover | 6.9367 | 0.91961 | 7.5432 | 0 | 0 | 0
| Commercial | High Efficiency PTAC | Lodging/Hospitality | New | 14.5477 | 1.3512 | 10.7663 | 0 | 0 | 0 | Residential | Energy Star Room AC | Single Family | New | 6.9367 | 0.91961 | 7.5432 | 0 | 0 | 0
| Commercial | High Efficiency PTAC | Offices | New | 8.6311 | 1.1766 | 7.3354 | 0 | 0 | 0 | Residential | Energy Star Room AC | Multi-Family | New | 6.9367 | 0.91961 | 7.5432 | 0 | 0 | 0
| Commercial | High Efficiency PTAC | Restaurants | New | 14.2714 | 1.3512 | 10.5618 | 0 | 0 | 0 | Residential | Energy Star Room AC | Manufactured Home | New | 6.9367 | 0.91961 | 7.5432 | 0 | 0 | 0
| Commercial | High Efficiency PTAC | Retail | New | 11.1853 | 1.3512 | 8.2779 | 0 | 0 | 0 | Residential | CFL - 15W Flood (Exterior) | Single Family | Turnover | 2.5074 | 0.2462 | 10.1843 | 0 | 0 | 0
| Commercial | High Efficiency PTAC | Schools K-12 | New | 9.7232 | 1.3512 | 7.1958 | 0 | 0 | 0 | Residential | CFL - 15W Flood (Exterior) | Multi-Family | Turnover | 2.5074 | 0.2462 | 10.1843 | 0 | 0 | 0
| Commercial | High Efficiency PTHP | Assembly | Turnover | 8.8037 | 1.3315 | 6.6121 | 0 | 0 | 0 | Residential | CFL - 15W Flood (Exterior) | Manufactured Home | Turnover | 2.5074 | 0.2462 | 10.1843 | 0 | 0 | 0
| Commercial | High Efficiency PTHP | Healthcare | Turnover | 19.0803 | 1.3315 | 14.3303 | 0 | 0 | 0 | Residential | CFL - 15W Flood (Exterior) | Single Family | New | 2.5074 | 0.2462 | 10.1843 | 0 | 0 | 0
| Commercial | High Efficiency PTHP | Lodging/Hospitality | Turnover | 14.4677 | 1.3315 | 10.866 | 0 | 0 | 0 | Residential | CFL - 15W Flood (Exterior) | Multi-Family | New | 2.5074 | 0.2462 | 10.1843 | 0 | 0 | 0
| Commercial | High Efficiency PTHP | Offices | Turnover | 9.8403 | 1.3315 | 7.3906 | 0 | 0 | 0 | Residential | CFL - 15W Flood (Exterior) | Manufactured Home | New | 2.5074 | 0.2462 | 10.1843 | 0 | 0 | 0
| Commercial | High Efficiency PTHP | Restaurants | Turnover | 14.5265 | 1.3315 | 10.9102 | 0 | 0 | 0 | Residential | CFL-23W | Single Family | Turnover | 2.5499 | 0.34787 | 7.3301 | 0 | 0 | 0
| Commercial | High Efficiency PTHP | Retail | Turnover | 11.3125 | 1.3315 | 8.4963 | 0 | 0 | 0 | Residential | CFL-23W | Multi-Family | Turnover | 2.5499 | 0.34787 | 7.3301 | 0 | 0 | 0
| Commercial | High Efficiency PTHP | Schools K-12 | Turnover | 9.8486 | 1.3315 | 7.3968 | 0 | 0 | 0 | Residential | CFL-23W | Manufactured Home | Turnover | 2.5499 | 0.34787 | 7.3301 | 0 | 0 | 0
| Commercial | High Efficiency PTHP | Assembly | New | 8.8037 | 1.3315 | 6.6121 | 0 | 0 | 0 | Residential | CFL-23W | Single Family | New | 2.5499 | 0.34787 | 7.3301 | 0 | 0 | 0
| Commercial | High Efficiency PTHP | Healthcare | New | 19.0803 | 1.3315 | 14.3303 | 0 | 0 | 0 | Residential | CFL-23W | Multi-Family | New | 2.5499 | 0.34787 | 7.3301 | 0 | 0 | 0
| Commercial | High Efficiency PTHP | Lodging/Hospitality | New | 14.4677 | 1.3315 | 10.866 | 0 | 0 | 0 | Residential | CFL-23W | Manufactured Home | New | 2.5499 | 0.34787 | 7.3301 | 0 | 0 | 0
| Commercial | High Efficiency PTHP | Offices | New | 9.8403 | 1.3315 | 7.3906 | 0 | 0 | 0 | Residential | LED - 14W | Single Family | Turnover | 3.4218 | 0.37051 | 9.2354 | 0 | 0 | 0
| Commercial | High Efficiency PTHP | Restaurants | New | 14.5265 | 1.3315 | 10.9102 | 0 | 0 | 0 | Residential | LED - 14W | Multi-Family | Turnover | 3.4218 | 0.37051 | 9.2354 | 0 | 0 | 0
| Commercial | High Efficiency PTHP | Retail | New | 11.3125 | 1.3315 | 8.4963 | 0 | 0 | 0 | Residential | LED - 14W | Manufactured Home | Turnover | 3.4218 | 0.37051 | 9.2354 | 0 | 0 | 0
| Commercial | High Efficiency PTHP | Schools K-12 | New | 9.8486 | 1.3315 | 7.3968 | 0 | 0 | 0 | Residential | LED - 14W | Single Family | New | 3.4218 | 0.37051 | 9.2354 | 0 | 0 | 0
| Commercial | Faucet Aerator | Grocery | Existing | 10.1743 | 1.0325 | 9.8536 | 0 | 0 | 0 | Residential | LED - 14W | Multi-Family | New | 3.4218 | 0.37051 | 9.2354 | 0 | 0 | 0
| Commercial | Faucet Aerator | Lodging/Hospitality | Existing | 10.1743 | 1.0325 | 9.8536 | 0 | 0 | 0 | Residential | LED - 14W | Manufactured Home | New | 3.4218 | 0.37051 | 9.2354 | 0 | 0 | 0
| Commercial | Faucet Aerator | Restaurants | Existing | 10.1743 | 1.0325 | 9.8536 | 0 | 0 | 0 | Residential | LED - 9W Flood (Exterior) | Single Family | Turnover | 4.3781 | 0.25218 | 17.3607 | 0 | 0 | 0
| Commercial | Faucet Aerator | Retail | Existing | 10.1743 | 1.0325 | 9.8536 | 0 | 0 | 0 | Residential | LED - 9W Flood (Exterior) | Multi-Family | Turnover | 4.3781 | 0.25218 | 17.3607 | 0 | 0 | 0
| Commercial | Faucet Aerator | Grocery | New | 10.1743 | 1.0325 | 9.8536 | 0 | 0 | 0 | Residential | LED - 9W Flood (Exterior) | Manufactured Home | Turnover | 4.3781 | 0.25218 | 17.3607 | 0 | 0 | 0
| Commercial | Faucet Aerator | Lodging/Hospitality | New | 10.1743 | 1.0325 | 9.8536 | 0 | 0 | 0 | Residential | LED - 9W Flood (Exterior) | Single Family | New | 4.3781 | 0.25218 | 17.3607 | 0 | 0 | 0
| Commercial | Faucet Aerator | Restaurants | New | 10.1743 | 1.0325 | 9.8536 | 0 | 0 | 0 | Residential | LED - 9W Flood (Exterior) | Multi-Family | New | 4.3781 | 0.25218 | 17.3607 | 0 | 0 | 0
| Commercial | Faucet Aerator | Retail | New | 10.1743 | 1.0325 | 9.8536 | 0 | 0 | 0 | Residential | LED - 9W Flood (Exterior) | Manufactured Home | New | 4.3781 | 0.25218 | 17.3607 | 0 | 0 | 0
| Commercial | Low Flow Shower Head | Lodging/Hospitality | Existing | 11.7644 | 1.0304 | 11.4178 | 0 | 0 | 0 | Residential | LED - 9W | Single Family | Turnover | 3.0155 | 0.37051 | 8.1387 | 0 | 0 | 0
| Commercial | Low Flow Shower Head | Lodging/Hospitality | New | 11.7644 | 1.0304 | 11.4178 | 0 | 0 | 0 | Residential | LED - 9W | Multi-Family | Turnover | 3.0155 | 0.37051 | 8.1387 | 0 | 0 | 0
| Commercial | Thermostatic Shower Restriction Valve | Lodging/Hospitality | Existing | 23.2646 | 1.0304 | 22.5791 | 0 | 0 | 0 | Residential | LED - 9W | Manufactured Home | Turnover | 3.0155 | 0.37051 | 8.1387 | 0 | 0 | 0
| Commercial | Thermostatic Shower Restriction Valve | Lodging/Hospitality | New | 23.2646 | 1.0304 | 22.5791 | 0 | 0 | 0 | Residential | LED - 9W | Single Family | New | 3.0155 | 0.37051 | 8.1387 | 0 | 0 | 0
| Commercial | Chilled Water Controls Optimization | Assembly | Existing | 17.5044 | 1.009 | 17.349 | 0 | 0 | 0 | Residential | LED - 9W | Multi-Family | New | 3.0155 | 0.37051 | 8.1387 | 0 | 0 | 0
| Commercial | Chilled Water Controls Optimization | Healthcare | Existing | 26.7207 | 1.009 | 26.4835 | 0 | 0 | 0 | Residential | LED - 9W | Manufactured Home | New | 3.0155 | 0.37051 | 8.1387 | 0 | 0 | 0
| Commercial | Chilled Water Controls Optimization | Institutional | Existing | 9.4553 | 1.009 | 9.3714 | 0 | 0 | 0 | Residential | Linear LED | Single Family | Turnover | 2.6298 | 0.26402 | 9.9607 | 0 | 0 | 0
| Commercial | Chilled Water Controls Optimization | Lodging/Hospitality | Existing | 72.7304 | 1.009 | 72.0847 | 0 | 0 | 0 | Residential | Linear LED | Multi-Family | Turnover | 2.6298 | 0.26402 | 9.9607 | 0 | 0 | 0
| Commercial | Chilled Water Controls Optimization | Miscellaneous | Existing | 22.5215 | 1.009 | 22.3215 | 0 | 0 | 0 | Residential | Linear LED | Manufactured Home | Turnover | 2.6298 | 0.26402 | 9.9607 | 0 | 0 | 0
| Commercial | Chilled Water Controls Optimization | Offices | Existing | 23.0681 | 1.009 | 22.8633 | 0 | 0 | 0 | Residential | Linear LED | Single Family | New | 2.6298 | 0.26402 | 9.9607 | 0 | 0 | 0
| Commercial | Chilled Water Controls Optimization | Restaurants | Existing | 28.366 | 1.009 | 28.1142 | 0 | 0 | 0 | Residential | Linear LED | Multi-Family | New | 2.6298 | 0.26402 | 9.9607 | 0 | 0 | 0
| Commercial | Chilled Water Controls Optimization | Retail | Existing | 20.7575 | 1.009 | 20.5732 | 0 | 0 | 0 | Residential | Linear LED | Manufactured Home | New | 2.6298 | 0.26402 | 9.9607 | 0 | 0 | 0
| Commercial | Chilled Water Controls Optimization | Schools K-12 | Existing | 15.9241 | 1.009 | 15.7827 | 0 | 0 | 0 | Residential | Low Wattage T8 Fixture | Single Family | Turnover | 5.5072 | 0.26402 | 20.8592 | 0 | 0 | 0
| Commercial | Chilled Water Controls Optimization | Warehouse | Existing | 6.1517 | 1.009 | 6.0971 | 0 | 0 | 0 | Residential | Low Wattage T8 Fixture | Multi-Family | Turnover | 5.5072 | 0.26402 | 20.8592 | 0 | 0 | 0
| Commercial | Chilled Water Controls Optimization | Assembly | New | 17.5044 | 1.009 | 17.349 | 0 | 0 | 0 | Residential | Low Wattage T8 Fixture | Manufactured Home | Turnover | 5.5072 | 0.26402 | 20.8592 | 0 | 0 | 0
| Commercial | Chilled Water Controls Optimization | Healthcare | New | 26.7207 | 1.009 | 26.4835 | 0 | 0 | 0 | Residential | Low Wattage T8 Fixture | Single Family | New | 5.5072 | 0.26402 | 20.8592 | 0 | 0 | 0
| Commercial | Chilled Water Controls Optimization | Institutional | New | 9.4553 | 1.009 | 9.3714 | 0 | 0 | 0 | Residential | Low Wattage T8 Fixture | Multi-Family | New | 5.5072 | 0.26402 | 20.8592 | 0 | 0 | 0
| Commercial | Chilled Water Controls Optimization | Lodging/Hospitality | New | 72.7304 | 1.009 | 72.0847 | 0 | 0 | 0 | Residential | Low Wattage T8 Fixture | Manufactured Home | New | 5.5072 | 0.26402 | 20.8592 | 0 | 0 | 0
| Commercial | Chilled Water Controls Optimization | Miscellaneous | New | 22.5215 | 1.009 | 22.3215 | 0 | 0 | 0 | Residential | Energy Star Dehumidifier | Single Family | Turnover | 6.5476 | 0.50823 | 12.8831 | 0 | 0 | 0
| Commercial | Chilled Water Controls Optimization | Offices | New | 23.0681 | 1.009 | 22.8633 | 0 | 0 | 0 | Residential | Energy Star Dehumidifier | Multi-Family | Turnover | 6.5476 | 0.50823 | 12.8831 | 0 | 0 | 0
| Commercial | Chilled Water Controls Optimization | Restaurants | New | 28.366 | 1.009 | 28.1142 | 0 | 0 | 0 | Residential | Energy Star Dehumidifier | Manufactured Home | Turnover | 6.5476 | 0.50823 | 12.8831 | 0 | 0 | 0
| Commercial | Chilled Water Controls Optimization | Retail | New | 20.7575 | 1.009 | 20.5732 | 0 | 0 | 0 | Residential | Energy Star Dehumidifier | Single Family | New | 6.5476 | 0.50823 | 12.8831 | 0 | 0 | 0
| Commercial | Chilled Water Controls Optimization | Schools K-12 | New | 15.9241 | 1.009 | 15.7827 | 0 | 0 | 0 | Residential | Energy Star Dehumidifier | Multi-Family | New | 6.5476 | 0.50823 | 12.8831 | 0 | 0 | 0
| Commercial | Chilled Water Controls Optimization | Warehouse | New | 6.1517 | 1.009 | 6.0971 | 0 | 0 | 0 | Residential | Energy Star Dehumidifier | Manufactured Home | New | 6.034 | 0.50823 | 11.8726 | 0 | 0 | 0
| Commercial | Duct Sealing Repair | Grocery | Existing | 48.672 | 1.6399 | 29.6807 | 0 | 0 | 0 | Residential | Heat Pump Pool Heater | Single Family | Turnover | 3.491 | 0.23266 | 15.005 | 0 | 0 | 0
| Commercial | Duct Sealing Repair | Healthcare | Existing | 19.8945 | 1.6399 | 12.1319 | 0 | 0 | 0 | Residential | Heat Pump Pool Heater | Multi-Family | Turnover | 3.491 | 0.23266 | 15.005 | 0 | 0 | 0
| Commercial | Duct Sealing Repair | Hospitals | Existing | 19.8945 | 1.6399 | 12.1319 | 0 | 0 | 0 | Residential | Heat Pump Pool Heater | Manufactured Home | Turnover | 3.491 | 0.23266 | 15.005 | 0 | 0 | 0
| Commercial | Duct Sealing Repair | Institutional | Existing | 22.4302 | 1.6399 | 13.6782 | 0 | 0 | 0 | Residential | Heat Pump Pool Heater | Single Family | New | 3.491 | 0.23266 | 15.005 | 0 | 0 | 0
| Commercial | Duct Sealing Repair | Lodging/Hospitality | Existing | 11.229 | 1.6399 | 6.8475 | 0 | 0 | 0 | Residential | Heat Pump Pool Heater | Multi-Family | New | 3.491 | 0.23266 | 15.005 | 0 | 0 | 0
| Commercial | Duct Sealing Repair | Miscellaneous | Existing | 15.2814 | 1.6399 | 9.3188 | 0 | 0 | 0 | Residential | Heat Pump Pool Heater | Manufactured Home | New | 3.491 | 0.23266 | 15.005 | 0 | 0 | 0
| Commercial | Duct Sealing Repair | Offices | Existing | 20.5273 | 1.6399 | 12.5178 | 0 | 0 | 0 | Residential | Removal of 2nd Refrigerator-Freezer | Single Family | Existing | 4.1177 | 0.35726 | 11.5258 | 0 | 0 | 0
| Commercial | Duct Sealing Repair | Restaurants | Existing | 47.0415 | 1.6399 | 28.6864 | 0 | 0 | 0 | Residential | Removal of 2nd Refrigerator-Freezer | Multi-Family | Existing | 4.1177 | 0.35726 | 11.5258 | 0 | 0 | 0
| Commercial | Duct Sealing Repair | Grocery | New | 48.672 | 1.6399 | 29.6807 | 0 | 0 | 0 | Residential | Removal of 2nd Refrigerator-Freezer | Manufactured Home | Existing | 4.1177 | 0.35726 | 11.5258 | 0 | 0 | 0
| Commercial | Duct Sealing Repair | Healthcare | New | 19.8945 | 1.6399 | 12.1319 | 0 | 0 | 0 | Residential | Removal of 2nd Refrigerator-Freezer | Single Family | New | 4.1177 | 0.35726 | 11.5258 | 0 | 0 | 0
| Commercial | Duct Sealing Repair | Hospitals | New | 19.8945 | 1.6399 | 12.1319 | 0 | 0 | 0 | Residential | Removal of 2nd Refrigerator-Freezer | Multi-Family | New | 4.1177 | 0.35726 | 11.5258 | 0 | 0 | 0
| Commercial | Duct Sealing Repair | Institutional | New | 22.4302 | 1.6399 | 13.6782 | 0 | 0 | 0 | Residential | Removal of 2nd Refrigerator-Freezer | Manufactured Home | New | 4.1177 | 0.35726 | 11.5258 | 0 | 0 | 0
| Commercial | Duct Sealing Repair | Lodging/Hospitality | New | 11.229 | 1.6399 | 6.8475 | 0 | 0 | 0 | Residential | Faucet Aerator | Single Family | Existing | 11.9106 | 0.50059 | 23.793 | 0 | 0 | 0
| Commercial | Duct Sealing Repair | Miscellaneous | New | 15.2814 | 1.6399 | 9.3188 | 0 | 0 | 0 | Residential | Faucet Aerator | Multi-Family | Existing | 9.3596 | 0.50059 | 18.6971 | 0 | 0 | 0
| Commercial | Duct Sealing Repair | Offices | New | 20.5273 | 1.6399 | 12.5178 | 0 | 0 | 0 | Residential | Faucet Aerator | Manufactured Home | Existing | 9.2906 | 0.50059 | 18.5593 | 0 | 0 | 0
| Commercial | Duct Sealing Repair | Restaurants | New | 47.0415 | 1.6399 | 28.6864 | 0 | 0 | 0 | Residential | Faucet Aerator | Single Family | New | 4.9628 | 0.50059 | 9.9138 | 0 | 0 | 0
| Commercial | Demand Controlled Ventilation | College and University | Existing | 6.1433 | 1.2547 | 4.8961 | 0 | 0 | 0 | Residential | Faucet Aerator | Multi-Family | New | 3.8999 | 0.50059 | 7.7905 | 0 | 0 | 0
| Commercial | Demand Controlled Ventilation | Healthcare | Existing | 5.9859 | 1.2547 | 4.7707 | 0 | 0 | 0 | Residential | Faucet Aerator | Manufactured Home | New | 3.8711 | 0.50059 | 7.733 | 0 | 0 | 0
| Commercial | Demand Controlled Ventilation | Hospitals | Existing | 8.9103 | 1.2547 | 7.1014 | 0 | 0 | 0 | Residential | Hot Water Pipe Insulation | Single Family | Existing | 5.6858 | 0.5383 | 10.5624 | 0 | 0 | 0
| Commercial | Demand Controlled Ventilation | Institutional | Existing | 6.1375 | 1.2547 | 4.8915 | 0 | 0 | 0 | Residential | Hot Water Pipe Insulation | Multi-Family | Existing | 4.8717 | 0.5383 | 9.05 | 0 | 0 | 0
| Commercial | Demand Controlled Ventilation | Schools K-12 | Existing | 6.3179 | 1.2547 | 5.0353 | 0 | 0 | 0 | Residential | Hot Water Pipe Insulation | Manufactured Home | Existing | 7.2089 | 0.5383 | 13.3919 | 0 | 0 | 0
| Commercial | Demand Controlled Ventilation | College and University | New | 6.1433 | 1.2547 | 4.8961 | 0 | 0 | 0 | Residential | Hot Water Pipe Insulation | Single Family | New | 5.6858 | 0.5383 | 10.5624 | 0 | 0 | 0
| Commercial | Demand Controlled Ventilation | Healthcare | New | 5.9859 | 1.2547 | 4.7707 | 0 | 0 | 0 | Residential | Hot Water Pipe Insulation | Multi-Family | New | 4.8717 | 0.5383 | 9.05 | 0 | 0 | 0
| Commercial | Demand Controlled Ventilation | Hospitals | New | 8.9103 | 1.2547 | 7.1014 | 0 | 0 | 0 | Residential | Hot Water Pipe Insulation | Manufactured Home | New | 7.2089 | 0.5383 | 13.3919 | 0 | 0 | 0
| Commercial | Demand Controlled Ventilation | Institutional | New | 6.1375 | 1.2547 | 4.8915 | 0 | 0 | 0 | Residential | Low Flow Showerhead | Single Family | Existing | 18.8934 | 0.47956 | 39.3975 | 0 | 0 | 0
| Commercial | Demand Controlled Ventilation | Schools K-12 | New | 6.3179 | 1.2547 | 5.0353 | 0 | 0 | 0 | Residential | Low Flow Showerhead | Multi-Family | Existing | 14.8514 | 0.47956 | 30.969 | 0 | 0 | 0
| Commercial | Retro-Commissioning | Grocery | Existing | 14.4054 | 1.031 | 13.9727 | 0 | 0 | 0 | Residential | Low Flow Showerhead | Manufactured Home | Existing | 14.733 | 0.47956 | 30.7221 | 0 | 0 | 0
| Commercial | Retro-Commissioning | Lodging/Hospitality | Existing | 3.3234 | 1.031 | 3.2236 | 0 | 0 | 0 | Residential | Low Flow Showerhead | Single Family | New | 18.8934 | 0.47956 | 39.3975 | 0 | 0 | 0
| Commercial | Retro-Commissioning | Restaurants | Existing | 13.9228 | 1.031 | 13.5046 | 0 | 0 | 0 | Residential | Low Flow Showerhead | Multi-Family | New | 14.8514 | 0.47956 | 30.969 | 0 | 0 | 0
| Commercial | Retro-Commissioning | Retail | Existing | 2.6993 | 1.031 | 2.6183 | 0 | 0 | 0 | Residential | Low Flow Showerhead | Manufactured Home | New | 14.733 | 0.47956 | 30.7221 | 0 | 0 | 0
| Commercial | Retro-Commissioning | Grocery | New | 14.4054 | 1.031 | 13.9727 | 0 | 0 | 0 | Residential | Water Heater Thermostat Setback | Single Family | Existing | 4.2275 | 0.42668 | 9.9077 | 0 | 0 | 0
| Commercial | Retro-Commissioning | Lodging/Hospitality | New | 3.3234 | 1.031 | 3.2236 | 0 | 0 | 0 | Residential | Water Heater Thermostat Setback | Multi-Family | Existing | 4.2275 | 0.42668 | 9.9077 | 0 | 0 | 0
| Commercial | Retro-Commissioning | Restaurants | New | 13.9228 | 1.031 | 13.5046 | 0 | 0 | 0 | Residential | Water Heater Thermostat Setback | Manufactured Home | Existing | 4.2275 | 0.42668 | 9.9077 | 0 | 0 | 0
| Commercial | Retro-Commissioning | Retail | New | 2.6993 | 1.031 | 2.6183 | 0 | 0 | 0 | Residential | Water Heater Thermostat Setback | Single Family | New | 4.2275 | 0.42668 | 9.9077 | 0 | 0 | 0
[11 empty] | Residential | Water Heater Thermostat Setback | Multi-Family | New | 4.2275 | 0.42668 | 9.9077 | 0 | 0 | 0
[11 empty] | Residential | Water Heater Thermostat Setback | Manufactured Home | New | 4.2275 | 0.42668 | 9.9077 | 0 | 0 | 0
[11 empty] | Residential | Smart Power Strip | Single Family | Existing | 1.0398 | 0.35299 | 2.9456 | 0 | 0 | 0
[11 empty] | Residential | Smart Power Strip | Multi-Family | Existing | 1.0398 | 0.35299 | 2.9456 | 0 | 0 | 0
[11 empty] | Residential | Smart Power Strip | Manufactured Home | Existing | 1.0398 | 0.35299 | 2.9456 | 0 | 0 | 0
[11 empty] | Residential | Smart Power Strip | Single Family | New | 1.0398 | 0.35299 | 2.9456 | 0 | 0 | 0
[11 empty] | Residential | Smart Power Strip | Multi-Family | New | 1.0398 | 0.35299 | 2.9456 | 0 | 0 | 0
[11 empty] | Residential | Smart Power Strip | Manufactured Home | New | 1.0398 | 0.35299 | 2.9456 | 0 | 0 | 0
[11 empty] | Commercial | Energy Star Commercial Oven | Assembly | Turnover | 2.9951 | 0.60721 | 4.9326 | 0 | 0 | 0
[11 empty] | Commercial | Energy Star Commercial Oven | College and University | Turnover | 2.9951 | 0.60721 | 4.9326 | 0 | 0 | 0
[11 empty] | Commercial | Energy Star Commercial Oven | Grocery | Turnover | 2.9951 | 0.60721 | 4.9326 | 0 | 0 | 0
[11 empty] | Commercial | Energy Star Commercial Oven | Healthcare | Turnover | 2.9951 | 0.60721 | 4.9326 | 0 | 0 | 0
[11 empty] | Commercial | Energy Star Commercial Oven | Hospitals | Turnover | 2.9951 | 0.60721 | 4.9326 | 0 | 0 | 0
[11 empty] | Commercial | Energy Star Commercial Oven | Institutional | Turnover | 2.9951 | 0.60721 | 4.9326 | 0 | 0 | 0
[11 empty] | Commercial | Energy Star Commercial Oven | Lodging/Hospitality | Turnover | 2.9951 | 0.60721 | 4.9326 | 0 | 0 | 0
[11 empty] | Commercial | Energy Star Commercial Oven | Miscellaneous | Turnover | 2.9951 | 0.60721 | 4.9326 | 0 | 0 | 0
[11 empty] | Commercial | Energy Star Commercial Oven | Offices | Turnover | 2.9951 | 0.60721 | 4.9326 | 0 | 0 | 0
[11 empty] | Commercial | Energy Star Commercial Oven | Restaurants | Turnover | 2.9951 | 0.60721 | 4.9326 | 0 | 0 | 0
[11 empty] | Commercial | Energy Star Commercial Oven | Retail | Turnover | 2.9951 | 0.60721 | 4.9326 | 0 | 0 | 0
[11 empty] | Commercial | Energy Star Commercial Oven | Schools K-12 | Turnover | 2.9951 | 0.60721 | 4.9326 | 0 | 0 | 0
[11 empty] | Commercial | Energy Star Commercial Oven | Warehouse | Turnover | 2.9951 | 0.60721 | 4.9326 | 0 | 0 | 0
[11 empty] | Commercial | Energy Star Commercial Oven | Assembly | New | 2.9951 | 0.60721 | 4.9326 | 0 | 0 | 0
[11 empty] | Commercial | Energy Star Commercial Oven | College and University | New | 2.9951 | 0.60721 | 4.9326 | 0 | 0 | 0
[11 empty] | Commercial | Energy Star Commercial Oven | Grocery | New | 2.9951 | 0.60721 | 4.9326 | 0 | 0 | 0
[11 empty] | Commercial | Energy Star Commercial Oven | Healthcare | New | 2.9951 | 0.60721 | 4.9326 | 0 | 0 | 0
[11 empty] | Commercial | Energy Star Commercial Oven | Hospitals | New | 2.9951 | 0.60721 | 4.9326 | 0 | 0 | 0
[11 empty] | Commercial | Energy Star Commercial Oven | Institutional | New | 2.9951 | 0.60721 | 4.9326 | 0 | 0 | 0
[11 empty] | Commercial | Energy Star Commercial Oven | Lodging/Hospitality | New | 2.9951 | 0.60721 | 4.9326 | 0 | 0 | 0
[11 empty] | Commercial | Energy Star Commercial Oven | Miscellaneous | New | 2.9951 | 0.60721 | 4.9326 | 0 | 0 | 0
[11 empty] | Commercial | Energy Star Commercial Oven | Offices | New | 2.9951 | 0.60721 | 4.9326 | 0 | 0 | 0
[11 empty] | Commercial | Energy Star Commercial Oven | Restaurants | New | 2.9951 | 0.60721 | 4.9326 | 0 | 0 | 0
[11 empty] | Commercial | Energy Star Commercial Oven | Retail | New | 2.9951 | 0.60721 | 4.9326 | 0 | 0 | 0
[11 empty] | Commercial | Energy Star Commercial Oven | Schools K-12 | New | 2.9951 | 0.60721 | 4.9326 | 0 | 0 | 0
[11 empty] | Commercial | Energy Star Commercial Oven | Warehouse | New | 2.9951 | 0.60721 | 4.9326 | 0 | 0 | 0
[11 empty] | Commercial | Energy Star Steamer | Assembly | Turnover | 6.4196 | 0.5765 | 11.1356 | 0 | 0 | 0
[11 empty] | Commercial | Energy Star Steamer | College and University | Turnover | 6.4196 | 0.5765 | 11.1356 | 0 | 0 | 0
[11 empty] | Commercial | Energy Star Steamer | Grocery | Turnover | 6.4196 | 0.5765 | 11.1356 | 0 | 0 | 0
[11 empty] | Commercial | Energy Star Steamer | Healthcare | Turnover | 6.4196 | 0.5765 | 11.1356 | 0 | 0 | 0
[11 empty] | Commercial | Energy Star Steamer | Hospitals | Turnover | 6.4196 | 0.5765 | 11.1356 | 0 | 0 | 0
[11 empty] | Commercial | Energy Star Steamer | Institutional | Turnover | 6.4196 | 0.5765 | 11.1356 | 0 | 0 | 0
[11 empty] | Commercial | Energy Star Steamer | Lodging/Hospitality | Turnover | 6.4196 | 0.5765 | 11.1356 | 0 | 0 | 0
[11 empty] | Commercial | Energy Star Steamer | Miscellaneous | Turnover | 6.4196 | 0.5765 | 11.1356 | 0 | 0 | 0
[11 empty] | Commercial | Energy Star Steamer | Offices | Turnover | 6.4196 | 0.5765 | 11.1356 | 0 | 0 | 0
[11 empty] | Commercial | Energy Star Steamer | Restaurants | Turnover | 6.4196 | 0.5765 | 11.1356 | 0 | 0 | 0
[11 empty] | Commercial | Energy Star Steamer | Retail | Turnover | 6.4196 | 0.5765 | 11.1356 | 0 | 0 | 0
[11 empty] | Commercial | Energy Star Steamer | Schools K-12 | Turnover | 6.4196 | 0.5765 | 11.1356 | 0 | 0 | 0
[11 empty] | Commercial | Energy Star Steamer | Warehouse | Turnover | 6.4196 | 0.5765 | 11.1356 | 0 | 0 | 0
[11 empty] | Commercial | Energy Star Steamer | Assembly | New | 6.4196 | 0.5765 | 11.1356 | 0 | 0 | 0
[11 empty] | Commercial | Energy Star Steamer | College and University | New | 6.4196 | 0.5765 | 11.1356 | 0 | 0 | 0
[11 empty] | Commercial | Energy Star Steamer | Grocery | New | 6.4196 | 0.5765 | 11.1356 | 0 | 0 | 0
[11 empty] | Commercial | Energy Star Steamer | Healthcare | New | 6.4196 | 0.5765 | 11.1356 | 0 | 0 | 0
[11 empty] | Commercial | Energy Star Steamer | Hospitals | New | 6.4196 | 0.5765 | 11.1356 | 0 | 0 | 0
[11 empty] | Commercial | Energy Star Steamer | Institutional | New | 6.4196 | 0.5765 | 11.1356 | 0 | 0 | 0
[11 empty] | Commercial | Energy Star Steamer | Lodging/Hospitality | New | 6.4196 | 0.5765 | 11.1356 | 0 | 0 | 0
[11 empty] | Commercial | Energy Star Steamer | Miscellaneous | New | 6.4196 | 0.5765 | 11.1356 | 0 | 0 | 0
[11 empty] | Commercial | Energy Star Steamer | Offices | New | 6.4196 | 0.5765 | 11.1356 | 0 | 0 | 0
[11 empty] | Commercial | Energy Star Steamer | Restaurants | New | 6.4196 | 0.5765 | 11.1356 | 0 | 0 | 0
[11 empty] | Commercial | Energy Star Steamer | Retail | New | 6.4196 | 0.5765 | 11.1356 | 0 | 0 | 0
[11 empty] | Commercial | Energy Star Steamer | Schools K-12 | New | 6.4196 | 0.5765 | 11.1356 | 0 | 0 | 0
[11 empty] | Commercial | Energy Star Steamer | Warehouse | New | 6.4196 | 0.5765 | 11.1356 | 0 | 0 | 0
[11 empty] | Commercial | Energy Star Commercial Dishwasher | Assembly | Turnover | 12.6845 | 0.44349 | 28.6019 | 0 | 0 | 0
[11 empty] | Commercial | Energy Star Commercial Dishwasher | College and University | Turnover | 12.6845 | 0.44349 | 28.6019 | 0 | 0 | 0
[11 empty] | Commercial | Energy Star Commercial Dishwasher | Grocery | Turnover | 12.6845 | 0.44349 | 28.6019 | 0 | 0 | 0
[11 empty] | Commercial | Energy Star Commercial Dishwasher | Healthcare | Turnover | 12.6845 | 0.44349 | 28.6019 | 0 | 0 | 0
[11 empty] | Commercial | Energy Star Commercial Dishwasher | Hospitals | Turnover | 12.6845 | 0.44349 | 28.6019 | 0 | 0 | 0
[11 empty] | Commercial | Energy Star Commercial Dishwasher | Institutional | Turnover | 12.6845 | 0.44349 | 28.6019 | 0 | 0 | 0
[11 empty] | Commercial | Energy Star Commercial Dishwasher | Lodging/Hospitality | Turnover | 12.6845 | 0.44349 | 28.6019 | 0 | 0 | 0
[11 empty] | Commercial | Energy Star Commercial Dishwasher | Miscellaneous | Turnover | 12.6845 | 0.44349 | 28.6019 | 0 | 0 | 0
[11 empty] | Commercial | Energy Star Commercial Dishwasher | Offices | Turnover | 12.6845 | 0.44349 | 28.6019 | 0 | 0 | 0
[11 empty] | Commercial | Energy Star Commercial Dishwasher | Restaurants | Turnover | 12.6845 | 0.44349 | 28.6019 | 0 | 0 | 0
[11 empty] | Commercial | Energy Star Commercial Dishwasher | Retail | Turnover | 12.6845 | 0.44349 | 28.6019 | 0 | 0 | 0
[11 empty] | Commercial | Energy Star Commercial Dishwasher | Schools K-12 | Turnover | 12.6845 | 0.44349 | 28.6019 | 0 | 0 | 0
[11 empty] | Commercial | Energy Star Commercial Dishwasher | Warehouse | Turnover | 12.6845 | 0.44349 | 28.6019 | 0 | 0 | 0
[11 empty] | Commercial | Energy Star Commercial Dishwasher | Assembly | New | 12.6845 | 0.44349 | 28.6019 | 0 | 0 | 0
[11 empty] | Commercial | Energy Star Commercial Dishwasher | College and University | New | 12.6845 | 0.44349 | 28.6019 | 0 | 0 | 0
[11 empty] | Commercial | Energy Star Commercial Dishwasher | Grocery | New | 12.6845 | 0.44349 | 28.6019 | 0 | 0 | 0
[11 empty] | Commercial | Energy Star Commercial Dishwasher | Healthcare | New | 12.6845 | 0.44349 | 28.6019 | 0 | 0 | 0
[11 empty] | Commercial | Energy Star Commercial Dishwasher | Hospitals | New | 12.6845 | 0.44349 | 28.6019 | 0 | 0 | 0
[11 empty] | Commercial | Energy Star Commercial Dishwasher | Institutional | New | 12.6845 | 0.44349 | 28.6019 | 0 | 0 | 0
[11 empty] | Commercial | Energy Star Commercial Dishwasher | Lodging/Hospitality | New | 12.6845 | 0.44349 | 28.6019 | 0 | 0 | 0
[11 empty] | Commercial | Energy Star Commercial Dishwasher | Miscellaneous | New | 12.6845 | 0.44349 | 28.6019 | 0 | 0 | 0
[11 empty] | Commercial | Energy Star Commercial Dishwasher | Offices | New | 12.6845 | 0.44349 | 28.6019 | 0 | 0 | 0
[11 empty] | Commercial | Energy Star Commercial Dishwasher | Restaurants | New | 12.6845 | 0.44349 | 28.6019 | 0 | 0 | 0
[11 empty] | Commercial | Energy Star Commercial Dishwasher | Retail | New | 12.6845 | 0.44349 | 28.6019 | 0 | 0 | 0
[11 empty] | Commercial | Energy Star Commercial Dishwasher | Schools K-12 | New | 12.6845 | 0.44349 | 28.6019 | 0 | 0 | 0
[11 empty] | Commercial | Energy Star Commercial Dishwasher | Warehouse | New | 12.6845 | 0.44349 | 28.6019 | 0 | 0 | 0
[11 empty] | Commercial | Heat Pump Water Heater | College and University | Turnover | 6.4139 | 0.7573 | 8.4695 | 0 | 0 | 0
[11 empty] | Commercial | Heat Pump Water Heater | Grocery | Turnover | 6.5635 | 0.89121 | 7.3647 | 0 | 0 | 0
[11 empty] | Commercial | Heat Pump Water Heater | Healthcare | Turnover | 2.8591 | 0.58232 | 4.9098 | 0 | 0 | 0
[11 empty] | Commercial | Heat Pump Water Heater | Hospitals | Turnover | 7.4984 | 0.7573 | 9.9015 | 0 | 0 | 0
[11 empty] | Commercial | Heat Pump Water Heater | Institutional | Turnover | 6.8619 | 0.58232 | 11.7836 | 0 | 0 | 0
[11 empty] | Commercial | Heat Pump Water Heater | Lodging/Hospitality | Turnover | 10.5017 | 0.89121 | 11.7836 | 0 | 0 | 0
[11 empty] | Commercial | Heat Pump Water Heater | Miscellaneous | Turnover | 6.433 | 0.58232 | 11.0471 | 0 | 0 | 0
[11 empty] | Commercial | Heat Pump Water Heater | Offices | Turnover | 5.9565 | 0.58232 | 10.2288 | 0 | 0 | 0
[11 empty] | Commercial | Heat Pump Water Heater | Restaurants | Turnover | 5.4696 | 0.89121 | 6.1373 | 0 | 0 | 0
[11 empty] | Commercial | Heat Pump Water Heater | Retail | Turnover | 6.4979 | 0.89121 | 7.2911 | 0 | 0 | 0
[11 empty] | Commercial | Heat Pump Water Heater | Warehouse | Turnover | 4.2887 | 0.58232 | 7.3647 | 0 | 0 | 0
[11 empty] | Commercial | Heat Pump Water Heater | College and University | New | 6.4139 | 0.7573 | 8.4695 | 0 | 0 | 0
[11 empty] | Commercial | Heat Pump Water Heater | Grocery | New | 6.5635 | 0.89121 | 7.3647 | 0 | 0 | 0
[11 empty] | Commercial | Heat Pump Water Heater | Healthcare | New | 2.8591 | 0.58232 | 4.9098 | 0 | 0 | 0
[11 empty] | Commercial | Heat Pump Water Heater | Hospitals | New | 7.4984 | 0.7573 | 9.9015 | 0 | 0 | 0
[11 empty] | Commercial | Heat Pump Water Heater | Institutional | New | 6.8619 | 0.58232 | 11.7836 | 0 | 0 | 0
[11 empty] | Commercial | Heat Pump Water Heater | Lodging/Hospitality | New | 10.5017 | 0.89121 | 11.7836 | 0 | 0 | 0
[11 empty] | Commercial | Heat Pump Water Heater | Miscellaneous | New | 6.433 | 0.58232 | 11.0471 | 0 | 0 | 0
[11 empty] | Commercial | Heat Pump Water Heater | Offices | New | 5.9565 | 0.58232 | 10.2288 | 0 | 0 | 0
[11 empty] | Commercial | Heat Pump Water Heater | Restaurants | New | 5.4696 | 0.89121 | 6.1373 | 0 | 0 | 0
[11 empty] | Commercial | Heat Pump Water Heater | Retail | New | 6.4979 | 0.89121 | 7.2911 | 0 | 0 | 0
[11 empty] | Commercial | Heat Pump Water Heater | Warehouse | New | 4.2887 | 0.58232 | 7.3647 | 0 | 0 | 0
[11 empty] | Commercial | CFL - 15W Flood | Assembly | Turnover | 8.9869 | 0.27073 | 33.195 | 0 | 0 | 0
[11 empty] | Commercial | CFL - 15W Flood | College and University | Turnover | 8.9869 | 0.27073 | 33.195 | 0 | 0 | 0
[11 empty] | Commercial | CFL - 15W Flood | Grocery | Turnover | 8.9869 | 0.27073 | 33.195 | 0 | 0 | 0
[11 empty] | Commercial | CFL - 15W Flood | Healthcare | Turnover | 8.9869 | 0.27073 | 33.195 | 0 | 0 | 0
[11 empty] | Commercial | CFL - 15W Flood | Hospitals | Turnover | 8.9869 | 0.27073 | 33.195 | 0 | 0 | 0
[11 empty] | Commercial | CFL - 15W Flood | Institutional | Turnover | 8.9869 | 0.27073 | 33.195 | 0 | 0 | 0
[11 empty] | Commercial | CFL - 15W Flood | Lodging/Hospitality | Turnover | 8.9869 | 0.27073 | 33.195 | 0 | 0 | 0
[11 empty] | Commercial | CFL - 15W Flood | Miscellaneous | Turnover | 8.9869 | 0.27073 | 33.195 | 0 | 0 | 0
[11 empty] | Commercial | CFL - 15W Flood | Offices | Turnover | 8.9869 | 0.27073 | 33.195 | 0 | 0 | 0
[11 empty] | Commercial | CFL - 15W Flood | Restaurants | Turnover | 8.9869 | 0.27073 | 33.195 | 0 | 0 | 0
[11 empty] | Commercial | CFL - 15W Flood | Retail | Turnover | 8.9869 | 0.27073 | 33.195 | 0 | 0 | 0
[11 empty] | Commercial | CFL - 15W Flood | Schools K-12 | Turnover | 8.9869 | 0.27073 | 33.195 | 0 | 0 | 0
[11 empty] | Commercial | CFL - 15W Flood | Warehouse | Turnover | 8.9869 | 0.27073 | 33.195 | 0 | 0 | 0
[11 empty] | Commercial | CFL - 15W Flood | Assembly | New | 8.9869 | 0.27073 | 33.195 | 0 | 0 | 0
[11 empty] | Commercial | CFL - 15W Flood | College and University | New | 8.9869 | 0.27073 | 33.195 | 0 | 0 | 0
[11 empty] | Commercial | CFL - 15W Flood | Grocery | New | 8.9869 | 0.27073 | 33.195 | 0 | 0 | 0
[11 empty] | Commercial | CFL - 15W Flood | Healthcare | New | 8.9869 | 0.27073 | 33.195 | 0 | 0 | 0
[11 empty] | Commercial | CFL - 15W Flood | Hospitals | New | 8.9869 | 0.27073 | 33.195 | 0 | 0 | 0
[11 empty] | Commercial | CFL - 15W Flood | Institutional | New | 8.9869 | 0.27073 | 33.195 | 0 | 0 | 0
[11 empty] | Commercial | CFL - 15W Flood | Lodging/Hospitality | New | 8.9869 | 0.27073 | 33.195 | 0 | 0 | 0
[11 empty] | Commercial | CFL - 15W Flood | Miscellaneous | New | 8.9869 | 0.27073 | 33.195 | 0 | 0 | 0
[11 empty] | Commercial | CFL - 15W Flood | Offices | New | 8.9869 | 0.27073 | 33.195 | 0 | 0 | 0
[11 empty] | Commercial | CFL - 15W Flood | Restaurants | New | 8.9869 | 0.27073 | 33.195 | 0 | 0 | 0
[11 empty] | Commercial | CFL - 15W Flood | Retail | New | 8.9869 | 0.27073 | 33.195 | 0 | 0 | 0
[11 empty] | Commercial | CFL - 15W Flood | Schools K-12 | New | 8.9869 | 0.27073 | 33.195 | 0 | 0 | 0
[11 empty] | Commercial | CFL - 15W Flood | Warehouse | New | 8.9869 | 0.27073 | 33.195 | 0 | 0 | 0
[11 empty] | Commercial | LED - 9W Flood | Assembly | Turnover | 23.158 | 0.29181 | 79.3596 | 0 | 0 | 0
[11 empty] | Commercial | LED - 9W Flood | College and University | Turnover | 23.158 | 0.29181 | 79.3596 | 0 | 0 | 0
[11 empty] | Commercial | LED - 9W Flood | Grocery | Turnover | 23.158 | 0.29181 | 79.3596 | 0 | 0 | 0
[11 empty] | Commercial | LED - 9W Flood | Healthcare | Turnover | 23.158 | 0.29181 | 79.3596 | 0 | 0 | 0
[11 empty] | Commercial | LED - 9W Flood | Hospitals | Turnover | 23.158 | 0.29181 | 79.3596 | 0 | 0 | 0
[11 empty] | Commercial | LED - 9W Flood | Institutional | Turnover | 23.158 | 0.29181 | 79.3596 | 0 | 0 | 0
[11 empty] | Commercial | LED - 9W Flood | Lodging/Hospitality | Turnover | 23.158 | 0.29181 | 79.3596 | 0 | 0 | 0
[11 empty] | Commercial | LED - 9W Flood | Miscellaneous | Turnover | 23.158 | 0.29181 | 79.3596 | 0 | 0 | 0
[11 empty] | Commercial | LED - 9W Flood | Offices | Turnover | 23.158 | 0.29181 | 79.3596 | 0 | 0 | 0
[11 empty] | Commercial | LED - 9W Flood | Restaurants | Turnover | 23.158 | 0.29181 | 79.3596 | 0 | 0 | 0
[11 empty] | Commercial | LED - 9W Flood | Retail | Turnover | 23.158 | 0.29181 | 79.3596 | 0 | 0 | 0
[11 empty] | Commercial | LED - 9W Flood | Schools K-12 | Turnover | 23.158 | 0.29181 | 79.3596 | 0 | 0 | 0
[11 empty] | Commercial | LED - 9W Flood | Warehouse | Turnover | 23.158 | 0.29181 | 79.3596 | 0 | 0 | 0
[11 empty] | Commercial | LED - 9W Flood | Assembly | New | 23.158 | 0.29181 | 79.3596 | 0 | 0 | 0
[11 empty] | Commercial | LED - 9W Flood | College and University | New | 23.158 | 0.29181 | 79.3596 | 0 | 0 | 0
[11 empty] | Commercial | LED - 9W Flood | Grocery | New | 23.158 | 0.29181 | 79.3596 | 0 | 0 | 0
[11 empty] | Commercial | LED - 9W Flood | Healthcare | New | 23.158 | 0.29181 | 79.3596 | 0 | 0 | 0
[11 empty] | Commercial | LED - 9W Flood | Hospitals | New | 23.158 | 0.29181 | 79.3596 | 0 | 0 | 0
[11 empty] | Commercial | LED - 9W Flood | Institutional | New | 23.158 | 0.29181 | 79.3596 | 0 | 0 | 0
[11 empty] | Commercial | LED - 9W Flood | Lodging/Hospitality | New | 23.158 | 0.29181 | 79.3596 | 0 | 0 | 0
[11 empty] | Commercial | LED - 9W Flood | Miscellaneous | New | 23.158 | 0.29181 | 79.3596 | 0 | 0 | 0
[11 empty] | Commercial | LED - 9W Flood | Offices | New | 23.158 | 0.29181 | 79.3596 | 0 | 0 | 0
[11 empty] | Commercial | LED - 9W Flood | Restaurants | New | 23.158 | 0.29181 | 79.3596 | 0 | 0 | 0
[11 empty] | Commercial | LED - 9W Flood | Retail | New | 23.158 | 0.29181 | 79.3596 | 0 | 0 | 0
[11 empty] | Commercial | LED - 9W Flood | Schools K-12 | New | 23.158 | 0.29181 | 79.3596 | 0 | 0 | 0
[11 empty] | Commercial | LED - 9W Flood | Warehouse | New | 23.158 | 0.29181 | 79.3596 | 0 | 0 | 0
[11 empty] | Commercial | LED Display Lighting (Exterior) | Assembly | Turnover | 3.4874 | 0.29181 | 11.9509 | 0 | 0 | 0
[11 empty] | Commercial | LED Display Lighting (Exterior) | College and University | Turnover | 3.4874 | 0.29181 | 11.9509 | 0 | 0 | 0
[11 empty] | Commercial | LED Display Lighting (Exterior) | Grocery | Turnover | 3.4874 | 0.29181 | 11.9509 | 0 | 0 | 0
[11 empty] | Commercial | LED Display Lighting (Exterior) | Healthcare | Turnover | 3.4874 | 0.29181 | 11.9509 | 0 | 0 | 0
[11 empty] | Commercial | LED Display Lighting (Exterior) | Hospitals | Turnover | 3.4874 | 0.29181 | 11.9509 | 0 | 0 | 0
[11 empty] | Commercial | LED Display Lighting (Exterior) | Institutional | Turnover | 3.4874 | 0.29181 | 11.9509 | 0 | 0 | 0
[11 empty] | Commercial | LED Display Lighting (Exterior) | Lodging/Hospitality | Turnover | 3.4874 | 0.29181 | 11.9509 | 0 | 0 | 0
[11 empty] | Commercial | LED Display Lighting (Exterior) | Miscellaneous | Turnover | 3.4874 | 0.29181 | 11.9509 | 0 | 0 | 0
[11 empty] | Commercial | LED Display Lighting (Exterior) | Offices | Turnover | 3.4874 | 0.29181 | 11.9509 | 0 | 0 | 0
[11 empty] | Commercial | LED Display Lighting (Exterior) | Restaurants | Turnover | 3.4874 | 0.29181 | 11.9509 | 0 | 0 | 0
[11 empty] | Commercial | LED Display Lighting (Exterior) | Retail | Turnover | 3.4874 | 0.29181 | 11.9509 | 0 | 0 | 0
[11 empty] | Commercial | LED Display Lighting (Exterior) | Schools K-12 | Turnover | 3.4874 | 0.29181 | 11.9509 | 0 | 0 | 0
[11 empty] | Commercial | LED Display Lighting (Exterior) | Warehouse | Turnover | 3.4874 | 0.29181 | 11.9509 | 0 | 0 | 0
[11 empty] | Commercial | LED Display Lighting (Exterior) | Assembly | New | 3.4874 | 0.29181 | 11.9509 | 0 | 0 | 0
[11 empty] | Commercial | LED Display Lighting (Exterior) | College and University | New | 3.4874 | 0.29181 | 11.9509 | 0 | 0 | 0
[11 empty] | Commercial | LED Display Lighting (Exterior) | Grocery | New | 3.4874 | 0.29181 | 11.9509 | 0 | 0 | 0
[11 empty] | Commercial | LED Display Lighting (Exterior) | Healthcare | New | 3.4874 | 0.29181 | 11.9509 | 0 | 0 | 0
[11 empty] | Commercial | LED Display Lighting (Exterior) | Hospitals | New | 3.4874 | 0.29181 | 11.9509 | 0 | 0 | 0
[11 empty] | Commercial | LED Display Lighting (Exterior) | Institutional | New | 3.4874 | 0.29181 | 11.9509 | 0 | 0 | 0
[11 empty] | Commercial | LED Display Lighting (Exterior) | Lodging/Hospitality | New | 3.4874 | 0.29181 | 11.9509 | 0 | 0 | 0
[11 empty] | Commercial | LED Display Lighting (Exterior) | Miscellaneous | New | 3.4874 | 0.29181 | 11.9509 | 0 | 0 | 0
[11 empty] | Commercial | LED Display Lighting (Exterior) | Offices | New | 3.4874 | 0.29181 | 11.9509 | 0 | 0 | 0
[11 empty] | Commercial | LED Display Lighting (Exterior) | Restaurants | New | 3.4874 | 0.29181 | 11.9509 | 0 | 0 | 0
[11 empty] | Commercial | LED Display Lighting (Exterior) | Retail | New | 3.4874 | 0.29181 | 11.9509 | 0 | 0 | 0
[11 empty] | Commercial | LED Display Lighting (Exterior) | Schools K-12 | New | 3.4874 | 0.29181 | 11.9509 | 0 | 0 | 0
[11 empty] | Commercial | LED Display Lighting (Exterior) | Warehouse | New | 3.4874 | 0.29181 | 11.9509 | 0 | 0 | 0
[11 empty] | Commercial | LED Parking Lighting | Assembly | Turnover | 7.7933 | 0.29471 | 26.4437 | 0 | 0 | 0
[11 empty] | Commercial | LED Parking Lighting | College and University | Turnover | 7.7933 | 0.29471 | 26.4437 | 0 | 0 | 0
[11 empty] | Commercial | LED Parking Lighting | Grocery | Turnover | 7.7933 | 0.29471 | 26.4437 | 0 | 0 | 0
[11 empty] | Commercial | LED Parking Lighting | Healthcare | Turnover | 7.7933 | 0.29471 | 26.4437 | 0 | 0 | 0
[11 empty] | Commercial | LED Parking Lighting | Hospitals | Turnover | 7.7933 | 0.29471 | 26.4437 | 0 | 0 | 0
[11 empty] | Commercial | LED Parking Lighting | Institutional | Turnover | 7.7933 | 0.29471 | 26.4437 | 0 | 0 | 0
[11 empty] | Commercial | LED Parking Lighting | Lodging/Hospitality | Turnover | 7.7933 | 0.29471 | 26.4437 | 0 | 0 | 0
[11 empty] | Commercial | LED Parking Lighting | Miscellaneous | Turnover | 7.7933 | 0.29471 | 26.4437 | 0 | 0 | 0
[11 empty] | Commercial | LED Parking Lighting | Offices | Turnover | 7.7933 | 0.29471 | 26.4437 | 0 | 0 | 0
[11 empty] | Commercial | LED Parking Lighting | Restaurants | Turnover | 7.7933 | 0.29471 | 26.4437 | 0 | 0 | 0
[11 empty] | Commercial | LED Parking Lighting | Retail | Turnover | 7.7933 | 0.29471 | 26.4437 | 0 | 0 | 0
[11 empty] | Commercial | LED Parking Lighting | Schools K-12 | Turnover | 7.7933 | 0.29471 | 26.4437 | 0 | 0 | 0
[11 empty] | Commercial | LED Parking Lighting | Warehouse | Turnover | 7.7933 | 0.29471 | 26.4437 | 0 | 0 | 0
[11 empty] | Commercial | LED Parking Lighting | Assembly | New | 7.7933 | 0.29471 | 26.4437 | 0 | 0 | 0
[11 empty] | Commercial | LED Parking Lighting | College and University | New | 7.7933 | 0.29471 | 26.4437 | 0 | 0 | 0
[11 empty] | Commercial | LED Parking Lighting | Grocery | New | 7.7933 | 0.29471 | 26.4437 | 0 | 0 | 0
[11 empty] | Commercial | LED Parking Lighting | Healthcare | New | 7.7933 | 0.29471 | 26.4437 | 0 | 0 | 0
[11 empty] | Commercial | LED Parking Lighting | Hospitals | New | 7.7933 | 0.29471 | 26.4437 | 0 | 0 | 0
[11 empty] | Commercial | LED Parking Lighting | Institutional | New | 7.7933 | 0.29471 | 26.4437 | 0 | 0 | 0
[11 empty] | Commercial | LED Parking Lighting | Lodging/Hospitality | New | 7.7933 | 0.29471 | 26.4437 | 0 | 0 | 0
[11 empty] | Commercial | LED Parking Lighting | Miscellaneous | New | 7.7933 | 0.29471 | 26.4437 | 0 | 0 | 0
[11 empty] | Commercial | LED Parking Lighting | Offices | New | 7.7933 | 0.29471 | 26.4437 | 0 | 0 | 0
[11 empty] | Commercial | LED Parking Lighting | Restaurants | New | 7.7933 | 0.29471 | 26.4437 | 0 | 0 | 0
[11 empty] | Commercial | LED Parking Lighting | Retail | New | 7.7933 | 0.29471 | 26.4437 | 0 | 0 | 0
[11 empty] | Commercial | LED Parking Lighting | Schools K-12 | New | 7.7933 | 0.29471 | 26.4437 | 0 | 0 | 0
[11 empty] | Commercial | LED Parking Lighting | Warehouse | New | 7.7933 | 0.29471 | 26.4437 | 0 | 0 | 0
[11 empty] | Commercial | LED Street Lights | Assembly | Turnover | 2.6491 | 0.29471 | 8.9889 | 0 | 0 | 0
[11 empty] | Commercial | LED Street Lights | College and University | Turnover | 2.6491 | 0.29471 | 8.9889 | 0 | 0 | 0
[11 empty] | Commercial | LED Street Lights | Grocery | Turnover | 2.6491 | 0.29471 | 8.9889 | 0 | 0 | 0
[11 empty] | Commercial | LED Street Lights | Healthcare | Turnover | 2.6491 | 0.29471 | 8.9889 | 0 | 0 | 0
[11 empty] | Commercial | LED Street Lights | Hospitals | Turnover | 2.6491 | 0.29471 | 8.9889 | 0 | 0 | 0
[11 empty] | Commercial | LED Street Lights | Institutional | Turnover | 2.6491 | 0.29471 | 8.9889 | 0 | 0 | 0
[11 empty] | Commercial | LED Street Lights | Lodging/Hospitality | Turnover | 2.6491 | 0.29471 | 8.9889 | 0 | 0 | 0
[11 empty] | Commercial | LED Street Lights | Miscellaneous | Turnover | 2.6491 | 0.29471 | 8.9889 | 0 | 0 | 0
[11 empty] | Commercial | LED Street Lights | Offices | Turnover | 2.6491 | 0.29471 | 8.9889 | 0 | 0 | 0
[11 empty] | Commercial | LED Street Lights | Restaurants | Turnover | 2.6491 | 0.29471 | 8.9889 | 0 | 0 | 0
[11 empty] | Commercial | LED Street Lights | Retail | Turnover | 2.6491 | 0.29471 | 8.9889 | 0 | 0 | 0
[11 empty] | Commercial | LED Street Lights | Schools K-12 | Turnover | 2.6491 | 0.29471 | 8.9889 | 0 | 0 | 0
[11 empty] | Commercial | LED Street Lights | Warehouse | Turnover | 2.6491 | 0.29471 | 8.9889 | 0 | 0 | 0
[11 empty] | Commercial | LED Street Lights | Assembly | New | 2.6491 | 0.29471 | 8.9889 | 0 | 0 | 0
[11 empty] | Commercial | LED Street Lights | College and University | New | 2.6491 | 0.29471 | 8.9889 | 0 | 0 | 0
[11 empty] | Commercial | LED Street Lights | Grocery | New | 2.6491 | 0.29471 | 8.9889 | 0 | 0 | 0
[11 empty] | Commercial | LED Street Lights | Healthcare | New | 2.6491 | 0.29471 | 8.9889 | 0 | 0 | 0
[11 empty] | Commercial | LED Street Lights | Hospitals | New | 2.6491 | 0.29471 | 8.9889 | 0 | 0 | 0
[11 empty] | Commercial | LED Street Lights | Institutional | New | 2.6491 | 0.29471 | 8.9889 | 0 | 0 | 0
[11 empty] | Commercial | LED Street Lights | Lodging/Hospitality | New | 2.6491 | 0.29471 | 8.9889 | 0 | 0 | 0
[11 empty] | Commercial | LED Street Lights | Miscellaneous | New | 2.6491 | 0.29471 | 8.9889 | 0 | 0 | 0
[11 empty] | Commercial | LED Street Lights | Offices | New | 2.6491 | 0.29471 | 8.9889 | 0 | 0 | 0
[11 empty] | Commercial | LED Street Lights | Restaurants | New | 2.6491 | 0.29471 | 8.9889 | 0 | 0 | 0
[11 empty] | Commercial | LED Street Lights | Retail | New | 2.6491 | 0.29471 | 8.9889 | 0 | 0 | 0
[11 empty] | Commercial | LED Street Lights | Schools K-12 | New | 2.6491 | 0.29471 | 8.9889 | 0 | 0 | 0
[11 empty] | Commercial | LED Street Lights | Warehouse | New | 2.6491 | 0.29471 | 8.9889 | 0 | 0 | 0
[11 empty] | Commercial | High Efficiency PTAC | Assembly | Turnover | 8.8068 | 1.3512 | 6.5176 | 0 | 0 | 0
[11 empty] | Commercial | High Efficiency PTAC | College and University | Turnover | 6.5678 | 0.90831 | 7.2307 | 0 | 0 | 0
[11 empty] | Commercial | High Efficiency PTAC | Healthcare | Turnover | 19.1633 | 1.3512 | 14.1822 | 0 | 0 | 0
[11 empty] | Commercial | High Efficiency PTAC | Hospitals | Turnover | 12.2024 | 0.90831 | 13.4342 | 0 | 0 | 0
[11 empty] | Commercial | High Efficiency PTAC | Lodging/Hospitality | Turnover | 14.5477 | 1.3512 | 10.7663 | 0 | 0 | 0
[11 empty] | Commercial | High Efficiency PTAC | Offices | Turnover | 8.6311 | 1.1766 | 7.3354 | 0 | 0 | 0
[11 empty] | Commercial | High Efficiency PTAC | Restaurants | Turnover | 14.2714 | 1.3512 | 10.5618 | 0 | 0 | 0
[11 empty] | Commercial | High Efficiency PTAC | Retail | Turnover | 11.1853 | 1.3512 | 8.2779 | 0 | 0 | 0
[11 empty] | Commercial | High Efficiency PTAC | Schools K-12 | Turnover | 9.7232 | 1.3512 | 7.1958 | 0 | 0 | 0
[11 empty] | Commercial | High Efficiency PTAC | Assembly | New | 8.8068 | 1.3512 | 6.5176 | 0 | 0 | 0
[11 empty] | Commercial | High Efficiency PTAC | College and University | New | 6.5678 | 0.90831 | 7.2307 | 0 | 0 | 0
[11 empty] | Commercial | High Efficiency PTAC | Healthcare | New | 19.1633 | 1.3512 | 14.1822 | 0 | 0 | 0
[11 empty] | Commercial | High Efficiency PTAC | Hospitals | New | 12.2024 | 0.90831 | 13.4342 | 0 | 0 | 0
[11 empty] | Commercial | High Efficiency PTAC | Lodging/Hospitality | New | 14.5477 | 1.3512 | 10.7663 | 0 | 0 | 0
[11 empty] | Commercial | High Efficiency PTAC | Offices | New | 8.6311 | 1.1766 | 7.3354 | 0 | 0 | 0
[11 empty] | Commercial | High Efficiency PTAC | Restaurants | New | 14.2714 | 1.3512 | 10.5618 | 0 | 0 | 0
[11 empty] | Commercial | High Efficiency PTAC | Retail | New | 11.1853 | 1.3512 | 8.2779 | 0 | 0 | 0
[11 empty] | Commercial | High Efficiency PTAC | Schools K-12 | New | 9.7232 | 1.3512 | 7.1958 | 0 | 0 | 0
[11 empty] | Commercial | High Efficiency PTHP | Assembly | Turnover | 8.8037 | 1.3315 | 6.6121 | 0 | 0 | 0
[11 empty] | Commercial | High Efficiency PTHP | College and University | Turnover | 6.4938 | 0.88651 | 7.3252 | 0 | 0 | 0
[11 empty] | Commercial | High Efficiency PTHP | Healthcare | Turnover | 19.0803 | 1.3315 | 14.3303 | 0 | 0 | 0
[11 empty] | Commercial | High Efficiency PTHP | Hospitals | Turnover | 12.0589 | 0.88651 | 13.6027 | 0 | 0 | 0
[11 empty] | Commercial | High Efficiency PTHP | Lodging/Hospitality | Turnover | 14.4677 | 1.3315 | 10.866 | 0 | 0 | 0
[11 empty] | Commercial | High Efficiency PTHP | Offices | Turnover | 9.8403 | 1.3315 | 7.3906 | 0 | 0 | 0
[11 empty] | Commercial | High Efficiency PTHP | Restaurants | Turnover | 14.5265 | 1.3315 | 10.9102 | 0 | 0 | 0
[11 empty] | Commercial | High Efficiency PTHP | Retail | Turnover | 11.3125 | 1.3315 | 8.4963 | 0 | 0 | 0
[11 empty] | Commercial | High Efficiency PTHP | Schools K-12 | Turnover | 9.8486 | 1.3315 | 7.3968 | 0 | 0 | 0
[11 empty] | Commercial | High Efficiency PTHP | Assembly | New | 8.8037 | 1.3315 | 6.6121 | 0 | 0 | 0
[11 empty] | Commercial | High Efficiency PTHP | College and University | New | 6.4938 | 0.88651 | 7.3252 | 0 | 0 | 0
[11 empty] | Commercial | High Efficiency PTHP | Healthcare | New | 19.0803 | 1.3315 | 14.3303 | 0 | 0 | 0
[11 empty] | Commercial | High Efficiency PTHP | Hospitals | New | 12.0589 | 0.88651 | 13.6027 | 0 | 0 | 0
[11 empty] | Commercial | High Efficiency PTHP | Lodging/Hospitality | New | 14.4677 | 1.3315 | 10.866 | 0 | 0 | 0
[11 empty] | Commercial | High Efficiency PTHP | Offices | New | 9.8403 | 1.3315 | 7.3906 | 0 | 0 | 0
[11 empty] | Commercial | High Efficiency PTHP | Restaurants | New | 14.5265 | 1.3315 | 10.9102 | 0 | 0 | 0
[11 empty] | Commercial | High Efficiency PTHP | Retail | New | 11.3125 | 1.3315 | 8.4963 | 0 | 0 | 0
[11 empty] | Commercial | High Efficiency PTHP | Schools K-12 | New | 9.8486 | 1.3315 | 7.3968 | 0 | 0 | 0
[11 empty] | Commercial | CFL-23W | Assembly | Turnover | 9.8383 | 0.64132 | 15.3407 | 0 | 0 | 0
[11 empty] | Commercial | CFL-23W | College and University | Turnover | 10.0568 | 0.42772 | 23.5125 | 0 | 0 | 0
[11 empty] | Commercial | CFL-23W | Grocery | Turnover | 19.0068 | 0.64273 | 29.572 | 0 | 0 | 0
[11 empty] | Commercial | CFL-23W | Healthcare | Turnover | 17.1999 | 0.64132 | 26.8196 | 0 | 0 | 0
[11 empty] | Commercial | CFL-23W | Hospitals | Turnover | 15.5186 | 0.42772 | 36.2822 | 0 | 0 | 0
[11 empty] | Commercial | CFL-23W | Institutional | Turnover | 11.2853 | 0.64132 | 17.597 | 0 | 0 | 0
[11 empty] | Commercial | CFL-23W | Lodging/Hospitality | Turnover | 12.87 | 0.64273 | 20.024 | 0 | 0 | 0
[11 empty] | Commercial | CFL-23W | Miscellaneous | Turnover | 15.079 | 0.64132 | 23.5125 | 0 | 0 | 0
[11 empty] | Commercial | CFL-23W | Offices | Turnover | 11.1279 | 0.64132 | 17.3517 | 0 | 0 | 0
[11 empty] | Commercial | CFL-23W | Restaurants | Turnover | 11.509 | 0.64273 | 17.9064 | 0 | 0 | 0
[11 empty] | Commercial | CFL-23W | Retail | Turnover | 17.0869 | 0.64273 | 26.5849 | 0 | 0 | 0
[11 empty] | Commercial | CFL-23W | Schools K-12 | Turnover | 8.1381 | 0.64132 | 12.6897 | 0 | 0 | 0
[11 empty] | Commercial | CFL-23W | Warehouse | Turnover | 13.0812 | 0.64132 | 20.3974 | 0 | 0 | 0
[11 empty] | Commercial | CFL-23W | Assembly | New | 9.8383 | 0.64132 | 15.3407 | 0 | 0 | 0
[11 empty] | Commercial | CFL-23W | College and University | New | 10.0568 | 0.42772 | 23.5125 | 0 | 0 | 0
[11 empty] | Commercial | CFL-23W | Grocery | New | 19.0068 | 0.64273 | 29.572 | 0 | 0 | 0
[11 empty] | Commercial | CFL-23W | Healthcare | New | 17.1999 | 0.64132 | 26.8196 | 0 | 0 | 0
[11 empty] | Commercial | CFL-23W | Hospitals | New | 15.5186 | 0.42772 | 36.2822 | 0 | 0 | 0
[11 empty] | Commercial | CFL-23W | Institutional | New | 11.2853 | 0.64132 | 17.597 | 0 | 0 | 0
[11 empty] | Commercial | CFL-23W | Lodging/Hospitality | New | 12.87 | 0.64273 | 20.024 | 0 | 0 | 0
[11 empty] | Commercial | CFL-23W | Miscellaneous | New | 15.079 | 0.64132 | 23.5125 | 0 | 0 | 0
[11 empty] | Commercial | CFL-23W | Offices | New | 11.1279 | 0.64132 | 17.3517 | 0 | 0 | 0
[11 empty] | Commercial | CFL-23W | Restaurants | New | 11.509 | 0.64273 | 17.9064 | 0 | 0 | 0
[11 empty] | Commercial | CFL-23W | Retail | New | 17.0869 | 0.64273 | 26.5849 | 0 | 0 | 0
[11 empty] | Commercial | CFL-23W | Schools K-12 | New | 8.1381 | 0.64132 | 12.6897 | 0 | 0 | 0
[11 empty] | Commercial | CFL-23W | Warehouse | New | 13.0812 | 0.64132 | 20.3974 | 0 | 0 | 0
[11 empty] | Commercial | High Bay Fluorescent (T5) | Assembly | Turnover | 4.3285 | 0.67837 | 6.3808 | 0 | 0 | 0
[11 empty] | Commercial | High Bay Fluorescent (T5) | College and University | Turnover | 6.6343 | 0.67837 | 9.7797 | 0 | 0 | 0
[11 empty] | Commercial | High Bay Fluorescent (T5) | Grocery | Turnover | 8.344 | 0.67837 | 12.3001 | 0 | 0 | 0
[11 empty] | Commercial | High Bay Fluorescent (T5) | Healthcare | Turnover | 7.5674 | 0.67837 | 11.1553 | 0 | 0 | 0
[11 empty] | Commercial | High Bay Fluorescent (T5) | Hospitals | Turnover | 10.2374 | 0.67837 | 15.0911 | 0 | 0 | 0
[11 empty] | Commercial | High Bay Fluorescent (T5) | Institutional | Turnover | 4.9652 | 0.67837 | 7.3192 | 0 | 0 | 0
[11 empty] | Commercial | High Bay Fluorescent (T5) | Lodging/Hospitality | Turnover | 5.65 | 0.67837 | 8.3287 | 0 | 0 | 0
[11 empty] | Commercial | High Bay Fluorescent (T5) | Miscellaneous | Turnover | 6.6343 | 0.67837 | 9.7797 | 0 | 0 | 0
[11 empty] | Commercial | High Bay Fluorescent (T5) | Offices | Turnover | 4.8959 | 0.67837 | 7.2172 | 0 | 0 | 0
[11 empty] | Commercial | High Bay Fluorescent (T5) | Restaurants | Turnover | 5.0525 | 0.67837 | 7.4479 | 0 | 0 | 0
[11 empty] | Commercial | High Bay Fluorescent (T5) | Retail | Turnover | 7.5012 | 0.67837 | 11.0576 | 0 | 0 | 0
[11 empty] | Commercial | High Bay Fluorescent (T5) | Warehouse | Turnover | 5.7553 | 0.67837 | 8.484 | 0 | 0 | 0
[11 empty] | Commercial | High Bay Fluorescent (T5) | Assembly | New | 4.3285 | 0.67837 | 6.3808 | 0 | 0 | 0
[11 empty] | Commercial | High Bay Fluorescent (T5) | College and University | New | 6.6343 | 0.67837 | 9.7797 | 0 | 0 | 0
[11 empty] | Commercial | High Bay Fluorescent (T5) | Grocery | New | 8.344 | 0.67837 | 12.3001 | 0 | 0 | 0
[11 empty] | Commercial | High Bay Fluorescent (T5) | Healthcare | New | 7.5674 | 0.67837 | 11.1553 | 0 | 0 | 0
[11 empty] | Commercial | High Bay Fluorescent (T5) | Hospitals | New | 10.2374 | 0.67837 | 15.0911 | 0 | 0 | 0
[11 empty] | Commercial | High Bay Fluorescent (T5) | Institutional | New | 4.9652 | 0.67837 | 7.3192 | 0 | 0 | 0
[11 empty] | Commercial | High Bay Fluorescent (T5) | Lodging/Hospitality | New | 5.65 | 0.67837 | 8.3287 | 0 | 0 | 0
[11 empty] | Commercial | High Bay Fluorescent (T5) | Miscellaneous | New | 6.6343 | 0.67837 | 9.7797 | 0 | 0 | 0
[11 empty] | Commercial | High Bay Fluorescent (T5) | Offices | New | 4.8959 | 0.67837 | 7.2172 | 0 | 0 | 0
[11 empty] | Commercial | High Bay Fluorescent (T5) | Restaurants | New | 5.0525 | 0.67837 | 7.4479 | 0 | 0 | 0
[11 empty] | Commercial | High Bay Fluorescent (T5) | Retail | New | 7.5012 | 0.67837 | 11.0576 | 0 | 0 | 0
[11 empty] | Commercial | High Bay Fluorescent (T5) | Warehouse | New | 5.7553 | 0.67837 | 8.484 | 0 | 0 | 0
[11 empty] | Commercial | High Bay LED | College and University | Turnover | 4.497 | 0.67837 | 6.6291 | 0 | 0 | 0
[11 empty] | Commercial | High Bay LED | Grocery | Turnover | 5.6559 | 0.67837 | 8.3375 | 0 | 0 | 0
[11 empty] | Commercial | High Bay LED | Healthcare | Turnover | 5.1295 | 0.67837 | 7.5615 | 0 | 0 | 0
[11 empty] | Commercial | High Bay LED | Hospitals | Turnover | 6.9393 | 0.67837 | 10.2294 | 0 | 0 | 0
[11 empty] | Commercial | High Bay LED | Miscellaneous | Turnover | 4.497 | 0.67837 | 6.6291 | 0 | 0 | 0
[11 empty] | Commercial | High Bay LED | Retail | Turnover | 5.0846 | 0.67837 | 7.4953 | 0 | 0 | 0
[11 empty] | Commercial | High Bay LED | College and University | New | 4.497 | 0.67837 | 6.6291 | 0 | 0 | 0
[11 empty] | Commercial | High Bay LED | Grocery | New | 5.6559 | 0.67837 | 8.3375 | 0 | 0 | 0
[11 empty] | Commercial | High Bay LED | Healthcare | New | 5.1295 | 0.67837 | 7.5615 | 0 | 0 | 0
[11 empty] | Commercial | High Bay LED | Hospitals | New | 6.9393 | 0.67837 | 10.2294 | 0 | 0 | 0
[11 empty] | Commercial | High Bay LED | Miscellaneous | New | 4.497 | 0.67837 | 6.6291 | 0 | 0 | 0
[11 empty] | Commercial | High Bay LED | Retail | New | 5.0846 | 0.67837 | 7.4953 | 0 | 0 | 0
[11 empty] | Commercial | LED - 14W | Assembly | Turnover | 21.5054 | 0.79335 | 27.107 | 0 | 0 | 0
[11 empty] | Commercial | LED - 14W | College and University | Turnover | 20.9508 | 0.50427 | 41.5465 | 0 | 0 | 0
[11 empty] | Commercial | LED - 14W | Grocery | Turnover | 41.5552 | 0.79526 | 52.2536 | 0 | 0 | 0
[11 empty] | Commercial | LED - 14W | Healthcare | Turnover | 37.597 | 0.79335 | 47.3902 | 0 | 0 | 0
[11 empty] | Commercial | LED - 14W | Hospitals | Turnover | 32.3293 | 0.50427 | 64.1106 | 0 | 0 | 0
[11 empty] | Commercial | LED - 14W | Institutional | Turnover | 24.6684 | 0.79335 | 31.0939 | 0 | 0 | 0
[11 empty] | Commercial | LED - 14W | Lodging/Hospitality | Turnover | 28.1382 | 0.79526 | 35.3824 | 0 | 0 | 0
[11 empty] | Commercial | LED - 14W | Miscellaneous | Turnover | 32.9609 | 0.79335 | 41.5465 | 0 | 0 | 0
[11 empty] | Commercial | LED - 14W | Offices | Turnover | 24.3244 | 0.79335 | 30.6604 | 0 | 0 | 0
[11 empty] | Commercial | LED - 14W | Restaurants | Turnover | 25.1625 | 0.79526 | 31.6406 | 0 | 0 | 0
[11 empty] | Commercial | LED - 14W | Retail | Turnover | 37.3577 | 0.79526 | 46.9755 | 0 | 0 | 0
[11 empty] | Commercial | LED - 14W | Schools K-12 | Turnover | 17.789 | 0.79335 | 22.4227 | 0 | 0 | 0
[11 empty] | Commercial | LED - 14W | Warehouse | Turnover | 28.5941 | 0.79335 | 36.0422 | 0 | 0 | 0
[11 empty] | Commercial | LED - 14W | Assembly | New | 21.5054 | 0.79335 | 27.107 | 0 | 0 | 0
[11 empty] | Commercial | LED - 14W | College and University | New | 20.9508 | 0.50427 | 41.5465 | 0 | 0 | 0
[11 empty] | Commercial | LED - 14W | Grocery | New | 41.5552 | 0.79526 | 52.2536 | 0 | 0 | 0
[11 empty] | Commercial | LED - 14W | Healthcare | New | 37.597 | 0.79335 | 47.3902 | 0 | 0 | 0
[11 empty] | Commercial | LED - 14W | Hospitals | New | 32.3293 | 0.50427 | 64.1106 | 0 | 0 | 0
[11 empty] | Commercial | LED - 14W | Institutional | New | 24.6684 | 0.79335 | 31.0939 | 0 | 0 | 0
[11 empty] | Commercial | LED - 14W | Lodging/Hospitality | New | 28.1382 | 0.79526 | 35.3824 | 0 | 0 | 0
[11 empty] | Commercial | LED - 14W | Miscellaneous | New | 32.9609 | 0.79335 | 41.5465 | 0 | 0 | 0
[11 empty] | Commercial | LED - 14W | Offices | New | 24.3244 | 0.79335 | 30.6604 | 0 | 0 | 0
[11 empty] | Commercial | LED - 14W | Restaurants | New | 25.1625 | 0.79526 | 31.6406 | 0 | 0 | 0
[11 empty] | Commercial | LED - 14W | Retail | New | 37.3577 | 0.79526 | 46.9755 | 0 | 0 | 0
[11 empty] | Commercial | LED - 14W | Schools K-12 | New | 17.789 | 0.79335 | 22.4227 | 0 | 0 | 0
[11 empty] | Commercial | LED - 14W | Warehouse | New | 28.5941 | 0.79335 | 36.0422 | 0 | 0 | 0
[11 empty] | Commercial | LED Display Lighting (Interior) | Assembly | Turnover | 6.8872 | 0.80512 | 8.5542 | 0 | 0 | 0
[11 empty] | Commercial | LED Display Lighting (Interior) | College and University | Turnover | 6.7042 | 0.51134 | 13.1109 | 0 | 0 | 0
[11 empty] | Commercial | LED Display Lighting (Interior) | Grocery | Turnover | 13.1721 | 0.79881 | 16.4897 | 0 | 0 | 0
[11 empty] | Commercial | LED Display Lighting (Interior) | Healthcare | Turnover | 12.0406 | 0.80512 | 14.955 | 0 | 0 | 0
[11 empty] | Commercial | LED Display Lighting (Interior) | Hospitals | Turnover | 10.3452 | 0.51134 | 20.2315 | 0 | 0 | 0
[11 empty] | Commercial | LED Display Lighting (Interior) | Institutional | Turnover | 7.9001 | 0.80512 | 9.8124 | 0 | 0 | 0
[11 empty] | Commercial | LED Display Lighting (Interior) | Lodging/Hospitality | Turnover | 8.9192 | 0.79881 | 11.1657 | 0 | 0 | 0
[11 empty] | Commercial | LED Display Lighting (Interior) | Miscellaneous | Turnover | 10.5559 | 0.80512 | 13.1109 | 0 | 0 | 0
[11 empty] | Commercial | LED Display Lighting (Interior) | Offices | Turnover | 7.79 | 0.80512 | 9.6755 | 0 | 0 | 0
[11 empty] | Commercial | LED Display Lighting (Interior) | Restaurants | Turnover | 7.976 | 0.79881 | 9.9849 | 0 | 0 | 0
[11 empty] | Commercial | LED Display Lighting (Interior) | Retail | Turnover | 11.8416 | 0.79881 | 14.8241 | 0 | 0 | 0
[11 empty] | Commercial | LED Display Lighting (Interior) | Schools K-12 | Turnover | 5.697 | 0.80512 | 7.076 | 0 | 0 | 0
[11 empty] | Commercial | LED Display Lighting (Interior) | Warehouse | Turnover | 9.1573 | 0.80512 | 11.3739 | 0 | 0 | 0
[11 empty] | Commercial | LED Display Lighting (Interior) | Assembly | New | 6.8872 | 0.80512 | 8.5542 | 0 | 0 | 0
[11 empty] | Commercial | LED Display Lighting (Interior) | College and University | New | 6.7042 | 0.51134 | 13.1109 | 0 | 0 | 0
[11 empty] | Commercial | LED Display Lighting (Interior) | Grocery | New | 13.1721 | 0.79881 | 16.4897 | 0 | 0 | 0
[11 empty] | Commercial | LED Display Lighting (Interior) | Healthcare | New | 12.0406 | 0.80512 | 14.955 | 0 | 0 | 0
[11 empty] | Commercial | LED Display Lighting (Interior) | Hospitals | New | 10.3452 | 0.51134 | 20.2315 | 0 | 0 | 0
[11 empty] | Commercial | LED Display Lighting (Interior) | Institutional | New | 7.9001 | 0.80512 | 9.8124 | 0 | 0 | 0
[11 empty] | Commercial | LED Display Lighting (Interior) | Lodging/Hospitality | New | 8.9192 | 0.79881 | 11.1657 | 0 | 0 | 0
[11 empty] | Commercial | LED Display Lighting (Interior) | Miscellaneous | New | 10.5559 | 0.80512 | 13.1109 | 0 | 0 | 0
[11 empty] | Commercial | LED Display Lighting (Interior) | Offices | New | 7.79 | 0.80512 | 9.6755 | 0 | 0 | 0
[11 empty] | Commercial | LED Display Lighting (Interior) | Restaurants | New | 7.976 | 0.79881 | 9.9849 | 0 | 0 | 0
[11 empty] | Commercial | LED Display Lighting (Interior) | Retail | New | 11.8416 | 0.79881 | 14.8241 | 0 | 0 | 0
[11 empty] | Commercial | LED Display Lighting (Interior) | Schools K-12 | New | 5.697 | 0.80512 | 7.076 | 0 | 0 | 0
[11 empty] | Commercial | LED Display Lighting (Interior) | Warehouse | New | 9.1573 | 0.80512 | 11.3739 | 0 | 0 | 0
[11 empty] | Commercial | LED Linear - Fixture Replacement | Assembly | Turnover | 10.804 | 0.79851 | 13.5302 | 0 | 0 | 0
[11 empty] | Commercial | LED Linear - Fixture Replacement | College and University | Turnover | 10.5939 | 0.51086 | 20.7375 | 0 | 0 | 0
[11 empty] | Commercial | LED Linear - Fixture Replacement | Grocery | Turnover | 20.9066 | 0.80158 | 26.0819 | 0 | 0 | 0
[11 empty] | Commercial | LED Linear - Fixture Replacement | Healthcare | Turnover | 18.8882 | 0.79851 | 23.6543 | 0 | 0 | 0
[11 empty] | Commercial | LED Linear - Fixture Replacement | Hospitals | Turnover | 16.3475 | 0.51086 | 32.0002 | 0 | 0 | 0
[11 empty] | Commercial | LED Linear - Fixture Replacement | Institutional | Turnover | 12.393 | 0.79851 | 15.5202 | 0 | 0 | 0
[11 empty] | Commercial | LED Linear - Fixture Replacement | Lodging/Hospitality | Turnover | 14.1564 | 0.80158 | 17.6608 | 0 | 0 | 0
[11 empty] | Commercial | LED Linear - Fixture Replacement | Miscellaneous | Turnover | 16.5591 | 0.79851 | 20.7375 | 0 | 0 | 0
[11 empty] | Commercial | LED Linear - Fixture Replacement | Offices | Turnover | 12.2202 | 0.79851 | 15.3038 | 0 | 0 | 0
[11 empty] | Commercial | LED Linear - Fixture Replacement | Restaurants | Turnover | 12.6593 | 0.80158 | 15.7931 | 0 | 0 | 0
[11 empty] | Commercial | LED Linear - Fixture Replacement | Retail | Turnover | 18.7948 | 0.80158 | 23.4473 | 0 | 0 | 0
[11 empty] | Commercial | LED Linear - Fixture Replacement | Schools K-12 | Turnover | 8.937 | 0.79851 | 11.1921 | 0 | 0 | 0
[11 empty] | Commercial | LED Linear - Fixture Replacement | Warehouse | Turnover | 14.3653 | 0.79851 | 17.9901 | 0 | 0 | 0
[11 empty] | Commercial | LED Linear - Fixture Replacement | Assembly | New | 10.804 | 0.79851 | 13.5302 | 0 | 0 | 0
[11 empty] | Commercial | LED Linear - Fixture Replacement | College and University | New | 10.5939 | 0.51086 | 20.7375 | 0 | 0 | 0
[11 empty] | Commercial | LED Linear - Fixture Replacement | Grocery | New | 20.9066 | 0.80158 | 26.0819 | 0 | 0 | 0
[11 empty] | Commercial | LED Linear - Fixture Replacement | Healthcare | New | 18.8882 | 0.79851 | 23.6543 | 0 | 0 | 0
[11 empty] | Commercial | LED Linear - Fixture Replacement | Hospitals | New | 16.3475 | 0.51086 | 32.0002 | 0 | 0 | 0
[11 empty] | Commercial | LED Linear - Fixture Replacement | Institutional | New | 12.393 | 0.79851 | 15.5202 | 0 | 0 | 0
[11 empty] | Commercial | LED Linear - Fixture Replacement | Lodging/Hospitality | New | 14.1564 | 0.80158 | 17.6608 | 0 | 0 | 0
[11 empty] | Commercial | LED Linear - Fixture Replacement | Miscellaneous | New | 16.5591 | 0.79851 | 20.7375 | 0 | 0 | 0
[11 empty] | Commercial | LED Linear - Fixture Replacement | Offices | New | 12.2202 | 0.79851 | 15.3038 | 0 | 0 | 0
[11 empty] | Commercial | LED Linear - Fixture Replacement | Restaurants | New | 12.6593 | 0.80158 | 15.7931 | 0 | 0 | 0
[11 empty] | Commercial | LED Linear - Fixture Replacement | Retail | New | 18.7948 | 0.80158 | 23.4473 | 0 | 0 | 0
[11 empty] | Commercial | LED Linear - Fixture Replacement | Schools K-12 | New | 8.937 | 0.79851 | 11.1921 | 0 | 0 | 0
[11 empty] | Commercial | LED Linear - Fixture Replacement | Warehouse | New | 14.3653 | 0.79851 | 17.9901 | 0 | 0 | 0
[11 empty] | Commercial | LED Linear - Lamp Replacement | Assembly | Turnover | 8.4511 | 0.79674 | 10.607 | 0 | 0 | 0
[11 empty] | Commercial | LED Linear - Lamp Replacement | College and University | Turnover | 8.2637 | 0.50831 | 16.2573 | 0 | 0 | 0
[11 empty] | Commercial | LED Linear - Lamp Replacement | Grocery | Turnover | 16.2767 | 0.79604 | 20.447 | 0 | 0 | 0
[11 empty] | Commercial | LED Linear - Lamp Replacement | Healthcare | Turnover | 14.7747 | 0.79674 | 18.5439 | 0 | 0 | 0
[11 empty] | Commercial | LED Linear - Lamp Replacement | Hospitals | Turnover | 12.7517 | 0.50831 | 25.0866 | 0 | 0 | 0
[11 empty] | Commercial | LED Linear - Lamp Replacement | Institutional | Turnover | 9.694 | 0.79674 | 12.1671 | 0 | 0 | 0
[11 empty] | Commercial | LED Linear - Lamp Replacement | Lodging/Hospitality | Turnover | 11.0214 | 0.79604 | 13.8452 | 0 | 0 | 0
[11 empty] | Commercial | LED Linear - Lamp Replacement | Miscellaneous | Turnover | 12.9528 | 0.79674 | 16.2573 | 0 | 0 | 0
[11 empty] | Commercial | LED Linear - Lamp Replacement | Offices | Turnover | 9.5589 | 0.79674 | 11.9975 | 0 | 0 | 0
[11 empty] | Commercial | LED Linear - Lamp Replacement | Restaurants | Turnover | 9.8558 | 0.79604 | 12.381 | 0 | 0 | 0
[11 empty] | Commercial | LED Linear - Lamp Replacement | Retail | Turnover | 14.6326 | 0.79604 | 18.3816 | 0 | 0 | 0
[11 empty] | Commercial | LED Linear - Lamp Replacement | Schools K-12 | Turnover | 6.9906 | 0.79674 | 8.774 | 0 | 0 | 0
[11 empty] | Commercial | LED Linear - Lamp Replacement | Warehouse | Turnover | 11.2367 | 0.79674 | 14.1034 | 0 | 0 | 0
[11 empty] | Commercial | LED Linear - Lamp Replacement | Assembly | New | 8.4511 | 0.79674 | 10.607 | 0 | 0 | 0
[11 empty] | Commercial | LED Linear - Lamp Replacement | College and University | New | 8.2637 | 0.50831 | 16.2573 | 0 | 0 | 0
[11 empty] | Commercial | LED Linear - Lamp Replacement | Grocery | New | 16.2767 | 0.79604 | 20.447 | 0 | 0 | 0
[11 empty] | Commercial | LED Linear - Lamp Replacement | Healthcare | New | 14.7747 | 0.79674 | 18.5439 | 0 | 0 | 0
[11 empty] | Commercial | LED Linear - Lamp Replacement | Hospitals | New | 12.7517 | 0.50831 | 25.0866 | 0 | 0 | 0
[11 empty] | Commercial | LED Linear - Lamp Replacement | Institutional | New | 9.694 | 0.79674 | 12.1671 | 0 | 0 | 0
[11 empty] | Commercial | LED Linear - Lamp Replacement | Lodging/Hospitality | New | 11.0214 | 0.79604 | 13.8452 | 0 | 0 | 0
[11 empty] | Commercial | LED Linear - Lamp Replacement | Miscellaneous | New | 12.9528 | 0.79674 | 16.2573 | 0 | 0 | 0
[11 empty] | Commercial | LED Linear - Lamp Replacement | Offices | New | 9.5589 | 0.79674 | 11.9975 | 0 | 0 | 0
[11 empty] | Commercial | LED Linear - Lamp Replacement | Restaurants | New | 9.8558 | 0.79604 | 12.381 | 0 | 0 | 0
[11 empty] | Commercial | LED Linear - Lamp Replacement | Retail | New | 14.6326 | 0.79604 | 18.3816 | 0 | 0 | 0
[11 empty] | Commercial | LED Linear - Lamp Replacement | Schools K-12 | New | 6.9906 | 0.79674 | 8.774 | 0 | 0 | 0
[11 empty] | Commercial | LED Linear - Lamp Replacement | Warehouse | New | 11.2367 | 0.79674 | 14.1034 | 0 | 0 | 0
[11 empty] | Commercial | Premium T8 - Lamp Replacement | Assembly | Turnover | 9.5945 | 0.64382 | 14.9024 | 0 | 0 | 0
[11 empty] | Commercial | Premium T8 - Lamp Replacement | College and University | Turnover | 9.8375 | 0.4307 | 22.8407 | 0 | 0 | 0
[11 empty] | Commercial | Premium T8 - Lamp Replacement | Grocery | Turnover | 18.4804 | 0.64331 | 28.7271 | 0 | 0 | 0
[11 empty] | Commercial | Premium T8 - Lamp Replacement | Healthcare | Turnover | 16.7737 | 0.64382 | 26.0534 | 0 | 0 | 0
[11 empty] | Commercial | Premium T8 - Lamp Replacement | Hospitals | Turnover | 15.1803 | 0.4307 | 35.2456 | 0 | 0 | 0
[11 empty] | Commercial | Premium T8 - Lamp Replacement | Institutional | Turnover | 11.0057 | 0.64382 | 17.0943 | 0 | 0 | 0
[11 empty] | Commercial | Premium T8 - Lamp Replacement | Lodging/Hospitality | Turnover | 12.5136 | 0.64331 | 19.4519 | 0 | 0 | 0
[11 empty] | Commercial | Premium T8 - Lamp Replacement | Miscellaneous | Turnover | 14.7054 | 0.64382 | 22.8407 | 0 | 0 | 0
[11 empty] | Commercial | Premium T8 - Lamp Replacement | Offices | Turnover | 10.8522 | 0.64382 | 16.8559 | 0 | 0 | 0
[11 empty] | Commercial | Premium T8 - Lamp Replacement | Restaurants | Turnover | 11.1902 | 0.64331 | 17.3948 | 0 | 0 | 0
[11 empty] | Commercial | Premium T8 - Lamp Replacement | Retail | Turnover | 16.6137 | 0.64331 | 25.8254 | 0 | 0 | 0
[11 empty] | Commercial | Premium T8 - Lamp Replacement | Schools K-12 | Turnover | 7.9365 | 0.64382 | 12.3272 | 0 | 0 | 0
[11 empty] | Commercial | Premium T8 - Lamp Replacement | Warehouse | Turnover | 12.7571 | 0.64382 | 19.8146 | 0 | 0 | 0
[11 empty] | Commercial | Premium T8 - Lamp Replacement | Assembly | New | 9.5945 | 0.64382 | 14.9024 | 0 | 0 | 0
[11 empty] | Commercial | Premium T8 - Lamp Replacement | College and University | New | 9.8375 | 0.4307 | 22.8407 | 0 | 0 | 0
[11 empty] | Commercial | Premium T8 - Lamp Replacement | Grocery | New | 18.4804 | 0.64331 | 28.7271 | 0 | 0 | 0
[11 empty] | Commercial | Premium T8 - Lamp Replacement | Healthcare | New | 16.7737 | 0.64382 | 26.0534 | 0 | 0 | 0
[11 empty] | Commercial | Premium T8 - Lamp Replacement | Hospitals | New | 15.1803 | 0.4307 | 35.2456 | 0 | 0 | 0
[11 empty] | Commercial | Premium T8 - Lamp Replacement | Institutional | New | 11.0057 | 0.64382 | 17.0943 | 0 | 0 | 0
[11 empty] | Commercial | Premium T8 - Lamp Replacement | Lodging/Hospitality | New | 12.5136 | 0.64331 | 19.4519 | 0 | 0 | 0
[11 empty] | Commercial | Premium T8 - Lamp Replacement | Miscellaneous | New | 14.7054 | 0.64382 | 22.8407 | 0 | 0 | 0
[11 empty] | Commercial | Premium T8 - Lamp Replacement | Offices | New | 10.8522 | 0.64382 | 16.8559 | 0 | 0 | 0
[11 empty] | Commercial | Premium T8 - Lamp Replacement | Restaurants | New | 11.1902 | 0.64331 | 17.3948 | 0 | 0 | 0
[11 empty] | Commercial | Premium T8 - Lamp Replacement | Retail | New | 16.6137 | 0.64331 | 25.8254 | 0 | 0 | 0
[11 empty] | Commercial | Premium T8 - Lamp Replacement | Schools K-12 | New | 7.9365 | 0.64382 | 12.3272 | 0 | 0 | 0
[11 empty] | Commercial | Premium T8 - Lamp Replacement | Warehouse | New | 12.7571 | 0.64382 | 19.8146 | 0 | 0 | 0
[11 empty] | Commercial | ENERGY STAR Water Cooler | Assembly | Turnover | 3.0025 | 0.59119 | 5.0788 | 0 | 0 | 0
[11 empty] | Commercial | ENERGY STAR Water Cooler | College and University | Turnover | 3.0025 | 0.59119 | 5.0788 | 0 | 0 | 0
[11 empty] | Commercial | ENERGY STAR Water Cooler | Grocery | Turnover | 3.0025 | 0.59119 | 5.0788 | 0 | 0 | 0
[11 empty] | Commercial | ENERGY STAR Water Cooler | Healthcare | Turnover | 3.0025 | 0.59119 | 5.0788 | 0 | 0 | 0
[11 empty] | Commercial | ENERGY STAR Water Cooler | Hospitals | Turnover | 3.0025 | 0.59119 | 5.0788 | 0 | 0 | 0
[11 empty] | Commercial | ENERGY STAR Water Cooler | Institutional | Turnover | 3.0025 | 0.59119 | 5.0788 | 0 | 0 | 0
[11 empty] | Commercial | ENERGY STAR Water Cooler | Lodging/Hospitality | Turnover | 3.0025 | 0.59119 | 5.0788 | 0 | 0 | 0
[11 empty] | Commercial | ENERGY STAR Water Cooler | Miscellaneous | Turnover | 3.0025 | 0.59119 | 5.0788 | 0 | 0 | 0
[11 empty] | Commercial | ENERGY STAR Water Cooler | Offices | Turnover | 3.0025 | 0.59119 | 5.0788 | 0 | 0 | 0
[11 empty] | Commercial | ENERGY STAR Water Cooler | Restaurants | Turnover | 3.0025 | 0.59119 | 5.0788 | 0 | 0 | 0
[11 empty] | Commercial | ENERGY STAR Water Cooler | Retail | Turnover | 3.0025 | 0.59119 | 5.0788 | 0 | 0 | 0
[11 empty] | Commercial | ENERGY STAR Water Cooler | Schools K-12 | Turnover | 3.0025 | 0.59119 | 5.0788 | 0 | 0 | 0
[11 empty] | Commercial | ENERGY STAR Water Cooler | Warehouse | Turnover | 3.0025 | 0.59119 | 5.0788 | 0 | 0 | 0
[11 empty] | Commercial | ENERGY STAR Water Cooler | Assembly | New | 3.0025 | 0.59119 | 5.0788 | 0 | 0 | 0
[11 empty] | Commercial | ENERGY STAR Water Cooler | College and University | New | 3.0025 | 0.59119 | 5.0788 | 0 | 0 | 0
[11 empty] | Commercial | ENERGY STAR Water Cooler | Grocery | New | 3.0025 | 0.59119 | 5.0788 | 0 | 0 | 0
[11 empty] | Commercial | ENERGY STAR Water Cooler | Healthcare | New | 3.0025 | 0.59119 | 5.0788 | 0 | 0 | 0
[11 empty] | Commercial | ENERGY STAR Water Cooler | Hospitals | New | 3.0025 | 0.59119 | 5.0788 | 0 | 0 | 0
[11 empty] | Commercial | ENERGY STAR Water Cooler | Institutional | New | 3.0025 | 0.59119 | 5.0788 | 0 | 0 | 0
[11 empty] | Commercial | ENERGY STAR Water Cooler | Lodging/Hospitality | New | 3.0025 | 0.59119 | 5.0788 | 0 | 0 | 0
[11 empty] | Commercial | ENERGY STAR Water Cooler | Miscellaneous | New | 3.0025 | 0.59119 | 5.0788 | 0 | 0 | 0
[11 empty] | Commercial | ENERGY STAR Water Cooler | Offices | New | 3.0025 | 0.59119 | 5.0788 | 0 | 0 | 0
[11 empty] | Commercial | ENERGY STAR Water Cooler | Restaurants | New | 3.0025 | 0.59119 | 5.0788 | 0 | 0 | 0
[11 empty] | Commercial | ENERGY STAR Water Cooler | Retail | New | 3.0025 | 0.59119 | 5.0788 | 0 | 0 | 0
[11 empty] | Commercial | ENERGY STAR Water Cooler | Schools K-12 | New | 3.0025 | 0.59119 | 5.0788 | 0 | 0 | 0
[11 empty] | Commercial | ENERGY STAR Water Cooler | Warehouse | New | 3.0025 | 0.59119 | 5.0788 | 0 | 0 | 0
[11 empty] | Commercial | Heat Pump Pool Heater | Assembly | Turnover | 3.8369 | 0.33386 | 11.4926 | 0 | 0 | 0
[11 empty] | Commercial | Heat Pump Pool Heater | College and University | Turnover | 3.8369 | 0.33386 | 11.4926 | 0 | 0 | 0
[11 empty] | Commercial | Heat Pump Pool Heater | Grocery | Turnover | 3.8369 | 0.33386 | 11.4926 | 0 | 0 | 0
[11 empty] | Commercial | Heat Pump Pool Heater | Healthcare | Turnover | 3.8369 | 0.33386 | 11.4926 | 0 | 0 | 0
[11 empty] | Commercial | Heat Pump Pool Heater | Hospitals | Turnover | 3.8369 | 0.33386 | 11.4926 | 0 | 0 | 0
[11 empty] | Commercial | Heat Pump Pool Heater | Institutional | Turnover | 3.8369 | 0.33386 | 11.4926 | 0 | 0 | 0
[11 empty] | Commercial | Heat Pump Pool Heater | Lodging/Hospitality | Turnover | 3.8369 | 0.33386 | 11.4926 | 0 | 0 | 0
[11 empty] | Commercial | Heat Pump Pool Heater | Miscellaneous | Turnover | 3.8369 | 0.33386 | 11.4926 | 0 | 0 | 0
[11 empty] | Commercial | Heat Pump Pool Heater | Offices | Turnover | 3.8369 | 0.33386 | 11.4926 | 0 | 0 | 0
[11 empty] | Commercial | Heat Pump Pool Heater | Restaurants | Turnover | 3.8369 | 0.33386 | 11.4926 | 0 | 0 | 0
[11 empty] | Commercial | Heat Pump Pool Heater | Retail | Turnover | 3.8369 | 0.33386 | 11.4926 | 0 | 0 | 0
[11 empty] | Commercial | Heat Pump Pool Heater | Schools K-12 | Turnover | 3.8369 | 0.33386 | 11.4926 | 0 | 0 | 0
[11 empty] | Commercial | Heat Pump Pool Heater | Warehouse | Turnover | 3.8369 | 0.33386 | 11.4926 | 0 | 0 | 0
[11 empty] | Commercial | Heat Pump Pool Heater | Assembly | New | 3.8369 | 0.33386 | 11.4926 | 0 | 0 | 0
[11 empty] | Commercial | Heat Pump Pool Heater | College and University | New | 3.8369 | 0.33386 | 11.4926 | 0 | 0 | 0
[11 empty] | Commercial | Heat Pump Pool Heater | Grocery | New | 3.8369 | 0.33386 | 11.4926 | 0 | 0 | 0
[11 empty] | Commercial | Heat Pump Pool Heater | Healthcare | New | 3.8369 | 0.33386 | 11.4926 | 0 | 0 | 0
[11 empty] | Commercial | Heat Pump Pool Heater | Hospitals | New | 3.8369 | 0.33386 | 11.4926 | 0 | 0 | 0
[11 empty] | Commercial | Heat Pump Pool Heater | Institutional | New | 3.8369 | 0.33386 | 11.4926 | 0 | 0 | 0
[11 empty] | Commercial | Heat Pump Pool Heater | Lodging/Hospitality | New | 3.8369 | 0.33386 | 11.4926 | 0 | 0 | 0
[11 empty] | Commercial | Heat Pump Pool Heater | Miscellaneous | New | 3.8369 | 0.33386 | 11.4926 | 0 | 0 | 0
[11 empty] | Commercial | Heat Pump Pool Heater | Offices | New | 3.8369 | 0.33386 | 11.4926 | 0 | 0 | 0
[11 empty] | Commercial | Heat Pump Pool Heater | Restaurants | New | 3.8369 | 0.33386 | 11.4926 | 0 | 0 | 0
[11 empty] | Commercial | Heat Pump Pool Heater | Retail | New | 3.8369 | 0.33386 | 11.4926 | 0 | 0 | 0
[11 empty] | Commercial | Heat Pump Pool Heater | Schools K-12 | New | 3.8369 | 0.33386 | 11.4926 | 0 | 0 | 0
[11 empty] | Commercial | Heat Pump Pool Heater | Warehouse | New | 3.8369 | 0.33386 | 11.4926 | 0 | 0 | 0
[11 empty] | Commercial | Two Speed Pool Pump | Assembly | Turnover | 4.7802 | 0.70191 | 6.8103 | 0 | 0 | 0
[11 empty] | Commercial | Two Speed Pool Pump | College and University | Turnover | 4.7802 | 0.70191 | 6.8103 | 0 | 0 | 0
[11 empty] | Commercial | Two Speed Pool Pump | Grocery | Turnover | 4.7802 | 0.70191 | 6.8103 | 0 | 0 | 0
[11 empty] | Commercial | Two Speed Pool Pump | Healthcare | Turnover | 4.7802 | 0.70191 | 6.8103 | 0 | 0 | 0
[11 empty] | Commercial | Two Speed Pool Pump | Hospitals | Turnover | 4.7802 | 0.70191 | 6.8103 | 0 | 0 | 0
[11 empty] | Commercial | Two Speed Pool Pump | Institutional | Turnover | 4.7802 | 0.70191 | 6.8103 | 0 | 0 | 0
[11 empty] | Commercial | Two Speed Pool Pump | Lodging/Hospitality | Turnover | 4.7802 | 0.70191 | 6.8103 | 0 | 0 | 0
[11 empty] | Commercial | Two Speed Pool Pump | Miscellaneous | Turnover | 4.7802 | 0.70191 | 6.8103 | 0 | 0 | 0
[11 empty] | Commercial | Two Speed Pool Pump | Offices | Turnover | 4.7802 | 0.70191 | 6.8103 | 0 | 0 | 0
[11 empty] | Commercial | Two Speed Pool Pump | Restaurants | Turnover | 4.7802 | 0.70191 | 6.8103 | 0 | 0 | 0
[11 empty] | Commercial | Two Speed Pool Pump | Retail | Turnover | 4.7802 | 0.70191 | 6.8103 | 0 | 0 | 0
[11 empty] | Commercial | Two Speed Pool Pump | Schools K-12 | Turnover | 4.7802 | 0.70191 | 6.8103 | 0 | 0 | 0
[11 empty] | Commercial | Two Speed Pool Pump | Warehouse | Turnover | 4.7802 | 0.70191 | 6.8103 | 0 | 0 | 0
[11 empty] | Commercial | Two Speed Pool Pump | Assembly | New | 4.7802 | 0.70191 | 6.8103 | 0 | 0 | 0
[11 empty] | Commercial | Two Speed Pool Pump | College and University | New | 4.7802 | 0.70191 | 6.8103 | 0 | 0 | 0
[11 empty] | Commercial | Two Speed Pool Pump | Grocery | New | 4.7802 | 0.70191 | 6.8103 | 0 | 0 | 0
[11 empty] | Commercial | Two Speed Pool Pump | Healthcare | New | 4.7802 | 0.70191 | 6.8103 | 0 | 0 | 0
[11 empty] | Commercial | Two Speed Pool Pump | Hospitals | New | 4.7802 | 0.70191 | 6.8103 | 0 | 0 | 0
[11 empty] | Commercial | Two Speed Pool Pump | Institutional | New | 4.7802 | 0.70191 | 6.8103 | 0 | 0 | 0
[11 empty] | Commercial | Two Speed Pool Pump | Lodging/Hospitality | New | 4.7802 | 0.70191 | 6.8103 | 0 | 0 | 0
[11 empty] | Commercial | Two Speed Pool Pump | Miscellaneous | New | 4.7802 | 0.70191 | 6.8103 | 0 | 0 | 0
[11 empty] | Commercial | Two Speed Pool Pump | Offices | New | 4.7802 | 0.70191 | 6.8103 | 0 | 0 | 0
[11 empty] | Commercial | Two Speed Pool Pump | Restaurants | New | 4.7802 | 0.70191 | 6.8103 | 0 | 0 | 0
[11 empty] | Commercial | Two Speed Pool Pump | Retail | New | 4.7802 | 0.70191 | 6.8103 | 0 | 0 | 0
[11 empty] | Commercial | Two Speed Pool Pump | Schools K-12 | New | 4.7802 | 0.70191 | 6.8103 | 0 | 0 | 0
[11 empty] | Commercial | Two Speed Pool Pump | Warehouse | New | 4.7802 | 0.70191 | 6.8103 | 0 | 0 | 0
[11 empty] | Commercial | Energy Star PCs | College and University | Turnover | 1.117 | 0.52287 | 2.1363 | 0 | 0 | 0
[11 empty] | Commercial | Energy Star PCs | Hospitals | Turnover | 1.117 | 0.52287 | 2.1363 | 0 | 0 | 0
[11 empty] | Commercial | Energy Star PCs | College and University | New | 1.117 | 0.52287 | 2.1363 | 0 | 0 | 0
[11 empty] | Commercial | Energy Star PCs | Hospitals | New | 1.117 | 0.52287 | 2.1363 | 0 | 0 | 0
[11 empty] | Commercial | Energy Star Servers | Assembly | Turnover | 2.5983 | 0.46255 | 5.6173 | 0 | 0 | 0
[11 empty] | Commercial | Energy Star Servers | College and University | Turnover | 2.5983 | 0.46255 | 5.6173 | 0 | 0 | 0
[11 empty] | Commercial | Energy Star Servers | Grocery | Turnover | 2.5983 | 0.46255 | 5.6173 | 0 | 0 | 0
[11 empty] | Commercial | Energy Star Servers | Healthcare | Turnover | 2.5983 | 0.46255 | 5.6173 | 0 | 0 | 0
[11 empty] | Commercial | Energy Star Servers | Hospitals | Turnover | 2.5983 | 0.46255 | 5.6173 | 0 | 0 | 0
[11 empty] | Commercial | Energy Star Servers | Institutional | Turnover | 2.5983 | 0.46255 | 5.6173 | 0 | 0 | 0
[11 empty] | Commercial | Energy Star Servers | Lodging/Hospitality | Turnover | 2.5983 | 0.46255 | 5.6173 | 0 | 0 | 0
[11 empty] | Commercial | Energy Star Servers | Miscellaneous | Turnover | 2.5983 | 0.46255 | 5.6173 | 0 | 0 | 0
[11 empty] | Commercial | Energy Star Servers | Offices | Turnover | 2.5983 | 0.46255 | 5.6173 | 0 | 0 | 0
[11 empty] | Commercial | Energy Star Servers | Restaurants | Turnover | 2.5983 | 0.46255 | 5.6173 | 0 | 0 | 0
[11 empty] | Commercial | Energy Star Servers | Retail | Turnover | 2.5983 | 0.46255 | 5.6173 | 0 | 0 | 0
[11 empty] | Commercial | Energy Star Servers | Schools K-12 | Turnover | 2.5983 | 0.46255 | 5.6173 | 0 | 0 | 0
[11 empty] | Commercial | Energy Star Servers | Warehouse | Turnover | 2.5983 | 0.46255 | 5.6173 | 0 | 0 | 0
[11 empty] | Commercial | Energy Star Servers | Assembly | New | 2.5983 | 0.46255 | 5.6173 | 0 | 0 | 0
[11 empty] | Commercial | Energy Star Servers | College and University | New | 2.5983 | 0.46255 | 5.6173 | 0 | 0 | 0
[11 empty] | Commercial | Energy Star Servers | Grocery | New | 2.5983 | 0.46255 | 5.6173 | 0 | 0 | 0
[11 empty] | Commercial | Energy Star Servers | Healthcare | New | 2.5983 | 0.46255 | 5.6173 | 0 | 0 | 0
[11 empty] | Commercial | Energy Star Servers | Hospitals | New | 2.5983 | 0.46255 | 5.6173 | 0 | 0 | 0
[11 empty] | Commercial | Energy Star Servers | Institutional | New | 2.5983 | 0.46255 | 5.6173 | 0 | 0 | 0
[11 empty] | Commercial | Energy Star Servers | Lodging/Hospitality | New | 2.5983 | 0.46255 | 5.6173 | 0 | 0 | 0
[11 empty] | Commercial | Energy Star Servers | Miscellaneous | New | 2.5983 | 0.46255 | 5.6173 | 0 | 0 | 0
[11 empty] | Commercial | Energy Star Servers | Offices | New | 2.5983 | 0.46255 | 5.6173 | 0 | 0 | 0
[11 empty] | Commercial | Energy Star Servers | Restaurants | New | 2.5983 | 0.46255 | 5.6173 | 0 | 0 | 0
[11 empty] | Commercial | Energy Star Servers | Retail | New | 2.5983 | 0.46255 | 5.6173 | 0 | 0 | 0
[11 empty] | Commercial | Energy Star Servers | Schools K-12 | New | 2.5983 | 0.46255 | 5.6173 | 0 | 0 | 0
[11 empty] | Commercial | Energy Star Servers | Warehouse | New | 2.5983 | 0.46255 | 5.6173 | 0 | 0 | 0
[11 empty] | Commercial | Energy Star Commercial Glass Door Freezer | Assembly | Turnover | 14.0213 | 0.57471 | 24.397 | 0 | 0 | 0
[11 empty] | Commercial | Energy Star Commercial Glass Door Freezer | College and University | Turnover | 13.2265 | 0.54213 | 24.397 | 0 | 0 | 0
[11 empty] | Commercial | Energy Star Commercial Glass Door Freezer | Grocery | Turnover | 14.0213 | 0.57471 | 24.397 | 0 | 0 | 0
[11 empty] | Commercial | Energy Star Commercial Glass Door Freezer | Healthcare | Turnover | 13.2265 | 0.54213 | 24.397 | 0 | 0 | 0
[11 empty] | Commercial | Energy Star Commercial Glass Door Freezer | Hospitals | Turnover | 13.2265 | 0.54213 | 24.397 | 0 | 0 | 0
[11 empty] | Commercial | Energy Star Commercial Glass Door Freezer | Institutional | Turnover | 14.0213 | 0.57471 | 24.397 | 0 | 0 | 0
[11 empty] | Commercial | Energy Star Commercial Glass Door Freezer | Lodging/Hospitality | Turnover | 13.2265 | 0.54213 | 24.397 | 0 | 0 | 0
[11 empty] | Commercial | Energy Star Commercial Glass Door Freezer | Miscellaneous | Turnover | 14.0213 | 0.57471 | 24.397 | 0 | 0 | 0
[11 empty] | Commercial | Energy Star Commercial Glass Door Freezer | Offices | Turnover | 14.0213 | 0.57471 | 24.397 | 0 | 0 | 0
[11 empty] | Commercial | Energy Star Commercial Glass Door Freezer | Restaurants | Turnover | 13.2265 | 0.54213 | 24.397 | 0 | 0 | 0
[11 empty] | Commercial | Energy Star Commercial Glass Door Freezer | Retail | Turnover | 14.0213 | 0.57471 | 24.397 | 0 | 0 | 0
[11 empty] | Commercial | Energy Star Commercial Glass Door Freezer | Schools K-12 | Turnover | 13.2265 | 0.54213 | 24.397 | 0 | 0 | 0
[11 empty] | Commercial | Energy Star Commercial Glass Door Freezer | Warehouse | Turnover | 14.0213 | 0.57471 | 24.397 | 0 | 0 | 0
[11 empty] | Commercial | Energy Star Commercial Glass Door Freezer | Assembly | New | 14.0213 | 0.57471 | 24.397 | 0 | 0 | 0
[11 empty] | Commercial | Energy Star Commercial Glass Door Freezer | College and University | New | 13.2265 | 0.54213 | 24.397 | 0 | 0 | 0
[11 empty] | Commercial | Energy Star Commercial Glass Door Freezer | Grocery | New | 14.0213 | 0.57471 | 24.397 | 0 | 0 | 0
[11 empty] | Commercial | Energy Star Commercial Glass Door Freezer | Healthcare | New | 13.2265 | 0.54213 | 24.397 | 0 | 0 | 0
[11 empty] | Commercial | Energy Star Commercial Glass Door Freezer | Hospitals | New | 13.2265 | 0.54213 | 24.397 | 0 | 0 | 0
[11 empty] | Commercial | Energy Star Commercial Glass Door Freezer | Institutional | New | 14.0213 | 0.57471 | 24.397 | 0 | 0 | 0
[11 empty] | Commercial | Energy Star Commercial Glass Door Freezer | Lodging/Hospitality | New | 13.2265 | 0.54213 | 24.397 | 0 | 0 | 0
[11 empty] | Commercial | Energy Star Commercial Glass Door Freezer | Miscellaneous | New | 14.0213 | 0.57471 | 24.397 | 0 | 0 | 0
[11 empty] | Commercial | Energy Star Commercial Glass Door Freezer | Offices | New | 14.0213 | 0.57471 | 24.397 | 0 | 0 | 0
[11 empty] | Commercial | Energy Star Commercial Glass Door Freezer | Restaurants | New | 13.2265 | 0.54213 | 24.397 | 0 | 0 | 0
[11 empty] | Commercial | Energy Star Commercial Glass Door Freezer | Retail | New | 14.0213 | 0.57471 | 24.397 | 0 | 0 | 0
[11 empty] | Commercial | Energy Star Commercial Glass Door Freezer | Schools K-12 | New | 13.2265 | 0.54213 | 24.397 | 0 | 0 | 0
[11 empty] | Commercial | Energy Star Commercial Glass Door Freezer | Warehouse | New | 14.0213 | 0.57471 | 24.397 | 0 | 0 | 0
[11 empty] | Commercial | Energy Star Commercial Glass Door Refrigerator | Assembly | Turnover | 2.9835 | 0.57471 | 5.1913 | 0 | 0 | 0
[11 empty] | Commercial | Energy Star Commercial Glass Door Refrigerator | College and University | Turnover | 2.8144 | 0.54213 | 5.1913 | 0 | 0 | 0
[11 empty] | Commercial | Energy Star Commercial Glass Door Refrigerator | Grocery | Turnover | 2.9835 | 0.57471 | 5.1913 | 0 | 0 | 0
[11 empty] | Commercial | Energy Star Commercial Glass Door Refrigerator | Healthcare | Turnover | 2.8144 | 0.54213 | 5.1913 | 0 | 0 | 0
[11 empty] | Commercial | Energy Star Commercial Glass Door Refrigerator | Hospitals | Turnover | 2.8144 | 0.54213 | 5.1913 | 0 | 0 | 0
[11 empty] | Commercial | Energy Star Commercial Glass Door Refrigerator | Institutional | Turnover | 2.9835 | 0.57471 | 5.1913 | 0 | 0 | 0
[11 empty] | Commercial | Energy Star Commercial Glass Door Refrigerator | Lodging/Hospitality | Turnover | 2.8144 | 0.54213 | 5.1913 | 0 | 0 | 0
[11 empty] | Commercial | Energy Star Commercial Glass Door Refrigerator | Miscellaneous | Turnover | 2.9835 | 0.57471 | 5.1913 | 0 | 0 | 0
[11 empty] | Commercial | Energy Star Commercial Glass Door Refrigerator | Offices | Turnover | 2.9835 | 0.57471 | 5.1913 | 0 | 0 | 0
[11 empty] | Commercial | Energy Star Commercial Glass Door Refrigerator | Restaurants | Turnover | 2.8144 | 0.54213 | 5.1913 | 0 | 0 | 0
[11 empty] | Commercial | Energy Star Commercial Glass Door Refrigerator | Retail | Turnover | 2.9835 | 0.57471 | 5.1913 | 0 | 0 | 0
[11 empty] | Commercial | Energy Star Commercial Glass Door Refrigerator | Schools K-12 | Turnover | 2.8144 | 0.54213 | 5.1913 | 0 | 0 | 0
[11 empty] | Commercial | Energy Star Commercial Glass Door Refrigerator | Warehouse | Turnover | 2.9835 | 0.57471 | 5.1913 | 0 | 0 | 0
[11 empty] | Commercial | Energy Star Commercial Glass Door Refrigerator | Assembly | New | 2.9835 | 0.57471 | 5.1913 | 0 | 0 | 0
[11 empty] | Commercial | Energy Star Commercial Glass Door Refrigerator | College and University | New | 2.8144 | 0.54213 | 5.1913 | 0 | 0 | 0
[11 empty] | Commercial | Energy Star Commercial Glass Door Refrigerator | Grocery | New | 2.9835 | 0.57471 | 5.1913 | 0 | 0 | 0
[11 empty] | Commercial | Energy Star Commercial Glass Door Refrigerator | Healthcare | New | 2.8144 | 0.54213 | 5.1913 | 0 | 0 | 0
[11 empty] | Commercial | Energy Star Commercial Glass Door Refrigerator | Hospitals | New | 2.8144 | 0.54213 | 5.1913 | 0 | 0 | 0
[11 empty] | Commercial | Energy Star Commercial Glass Door Refrigerator | Institutional | New | 2.9835 | 0.57471 | 5.1913 | 0 | 0 | 0
[11 empty] | Commercial | Energy Star Commercial Glass Door Refrigerator | Lodging/Hospitality | New | 2.8144 | 0.54213 | 5.1913 | 0 | 0 | 0
[11 empty] | Commercial | Energy Star Commercial Glass Door Refrigerator | Miscellaneous | New | 2.9835 | 0.57471 | 5.1913 | 0 | 0 | 0
[11 empty] | Commercial | Energy Star Commercial Glass Door Refrigerator | Offices | New | 2.9835 | 0.57471 | 5.1913 | 0 | 0 | 0
[11 empty] | Commercial | Energy Star Commercial Glass Door Refrigerator | Restaurants | New | 2.8144 | 0.54213 | 5.1913 | 0 | 0 | 0
[11 empty] | Commercial | Energy Star Commercial Glass Door Refrigerator | Retail | New | 2.9835 | 0.57471 | 5.1913 | 0 | 0 | 0
[11 empty] | Commercial | Energy Star Commercial Glass Door Refrigerator | Schools K-12 | New | 2.8144 | 0.54213 | 5.1913 | 0 | 0 | 0
[11 empty] | Commercial | Energy Star Commercial Glass Door Refrigerator | Warehouse | New | 2.9835 | 0.57471 | 5.1913 | 0 | 0 | 0
[11 empty] | Commercial | Energy Star Commercial Solid Door Freezer | Assembly | Turnover | 8.1833 | 0.58132 | 14.0772 | 0 | 0 | 0
[11 empty] | Commercial | Energy Star Commercial Solid Door Freezer | College and University | Turnover | 7.6317 | 0.54213 | 14.0772 | 0 | 0 | 0
[11 empty] | Commercial | Energy Star Commercial Solid Door Freezer | Grocery | Turnover | 8.1833 | 0.58132 | 14.0772 | 0 | 0 | 0
[11 empty] | Commercial | Energy Star Commercial Solid Door Freezer | Healthcare | Turnover | 7.6317 | 0.54213 | 14.0772 | 0 | 0 | 0
[11 empty] | Commercial | Energy Star Commercial Solid Door Freezer | Hospitals | Turnover | 7.6317 | 0.54213 | 14.0772 | 0 | 0 | 0
[11 empty] | Commercial | Energy Star Commercial Solid Door Freezer | Institutional | Turnover | 8.1833 | 0.58132 | 14.0772 | 0 | 0 | 0
[11 empty] | Commercial | Energy Star Commercial Solid Door Freezer | Lodging/Hospitality | Turnover | 7.6317 | 0.54213 | 14.0772 | 0 | 0 | 0
[11 empty] | Commercial | Energy Star Commercial Solid Door Freezer | Miscellaneous | Turnover | 8.1833 | 0.58132 | 14.0772 | 0 | 0 | 0
[11 empty] | Commercial | Energy Star Commercial Solid Door Freezer | Offices | Turnover | 8.1833 | 0.58132 | 14.0772 | 0 | 0 | 0
[11 empty] | Commercial | Energy Star Commercial Solid Door Freezer | Restaurants | Turnover | 7.6317 | 0.54213 | 14.0772 | 0 | 0 | 0
[11 empty] | Commercial | Energy Star Commercial Solid Door Freezer | Retail | Turnover | 8.1833 | 0.58132 | 14.0772 | 0 | 0 | 0
[11 empty] | Commercial | Energy Star Commercial Solid Door Freezer | Schools K-12 | Turnover | 7.6317 | 0.54213 | 14.0772 | 0 | 0 | 0
[11 empty] | Commercial | Energy Star Commercial Solid Door Freezer | Warehouse | Turnover | 8.1833 | 0.58132 | 14.0772 | 0 | 0 | 0
[11 empty] | Commercial | Energy Star Commercial Solid Door Freezer | Assembly | New | 8.1833 | 0.58132 | 14.0772 | 0 | 0 | 0
[11 empty] | Commercial | Energy Star Commercial Solid Door Freezer | College and University | New | 7.6317 | 0.54213 | 14.0772 | 0 | 0 | 0
[11 empty] | Commercial | Energy Star Commercial Solid Door Freezer | Grocery | New | 8.1833 | 0.58132 | 14.0772 | 0 | 0 | 0
[11 empty] | Commercial | Energy Star Commercial Solid Door Freezer | Healthcare | New | 7.6317 | 0.54213 | 14.0772 | 0 | 0 | 0
[11 empty] | Commercial | Energy Star Commercial Solid Door Freezer | Hospitals | New | 7.6317 | 0.54213 | 14.0772 | 0 | 0 | 0
[11 empty] | Commercial | Energy Star Commercial Solid Door Freezer | Institutional | New | 8.1833 | 0.58132 | 14.0772 | 0 | 0 | 0
[11 empty] | Commercial | Energy Star Commercial Solid Door Freezer | Lodging/Hospitality | New | 7.6317 | 0.54213 | 14.0772 | 0 | 0 | 0
[11 empty] | Commercial | Energy Star Commercial Solid Door Freezer | Miscellaneous | New | 8.1833 | 0.58132 | 14.0772 | 0 | 0 | 0
[11 empty] | Commercial | Energy Star Commercial Solid Door Freezer | Offices | New | 8.1833 | 0.58132 | 14.0772 | 0 | 0 | 0
[11 empty] | Commercial | Energy Star Commercial Solid Door Freezer | Restaurants | New | 7.6317 | 0.54213 | 14.0772 | 0 | 0 | 0
[11 empty] | Commercial | Energy Star Commercial Solid Door Freezer | Retail | New | 8.1833 | 0.58132 | 14.0772 | 0 | 0 | 0
[11 empty] | Commercial | Energy Star Commercial Solid Door Freezer | Schools K-12 | New | 7.6317 | 0.54213 | 14.0772 | 0 | 0 | 0
[11 empty] | Commercial | Energy Star Commercial Solid Door Freezer | Warehouse | New | 8.1833 | 0.58132 | 14.0772 | 0 | 0 | 0
[11 empty] | Commercial | Faucet Aerator | Assembly | Existing | 6.4382 | 0.65338 | 9.8536 | 0 | 0 | 0
[11 empty] | Commercial | Faucet Aerator | College and University | Existing | 6.6946 | 0.6794 | 9.8536 | 0 | 0 | 0
[11 empty] | Commercial | Faucet Aerator | Grocery | Existing | 10.1743 | 1.0325 | 9.8536 | 0 | 0 | 0
[11 empty] | Commercial | Faucet Aerator | Healthcare | Existing | 6.4382 | 0.65338 | 9.8536 | 0 | 0 | 0
[11 empty] | Commercial | Faucet Aerator | Hospitals | Existing | 6.6946 | 0.6794 | 9.8536 | 0 | 0 | 0
[11 empty] | Commercial | Faucet Aerator | Institutional | Existing | 6.4382 | 0.65338 | 9.8536 | 0 | 0 | 0
[11 empty] | Commercial | Faucet Aerator | Lodging/Hospitality | Existing | 10.1743 | 1.0325 | 9.8536 | 0 | 0 | 0
[11 empty] | Commercial | Faucet Aerator | Miscellaneous | Existing | 6.4382 | 0.65338 | 9.8536 | 0 | 0 | 0
[11 empty] | Commercial | Faucet Aerator | Offices | Existing | 6.4382 | 0.65338 | 9.8536 | 0 | 0 | 0
[11 empty] | Commercial | Faucet Aerator | Restaurants | Existing | 10.1743 | 1.0325 | 9.8536 | 0 | 0 | 0
[11 empty] | Commercial | Faucet Aerator | Retail | Existing | 10.1743 | 1.0325 | 9.8536 | 0 | 0 | 0
[11 empty] | Commercial | Faucet Aerator | Schools K-12 | Existing | 6.4382 | 0.65338 | 9.8536 | 0 | 0 | 0
[11 empty] | Commercial | Faucet Aerator | Warehouse | Existing | 6.4382 | 0.65338 | 9.8536 | 0 | 0 | 0
[11 empty] | Commercial | Faucet Aerator | Assembly | New | 6.4382 | 0.65338 | 9.8536 | 0 | 0 | 0
[11 empty] | Commercial | Faucet Aerator | College and University | New | 6.6946 | 0.6794 | 9.8536 | 0 | 0 | 0
[11 empty] | Commercial | Faucet Aerator | Grocery | New | 10.1743 | 1.0325 | 9.8536 | 0 | 0 | 0
[11 empty] | Commercial | Faucet Aerator | Healthcare | New | 6.4382 | 0.65338 | 9.8536 | 0 | 0 | 0
[11 empty] | Commercial | Faucet Aerator | Hospitals | New | 6.6946 | 0.6794 | 9.8536 | 0 | 0 | 0
[11 empty] | Commercial | Faucet Aerator | Institutional | New | 6.4382 | 0.65338 | 9.8536 | 0 | 0 | 0
[11 empty] | Commercial | Faucet Aerator | Lodging/Hospitality | New | 10.1743 | 1.0325 | 9.8536 | 0 | 0 | 0
[11 empty] | Commercial | Faucet Aerator | Miscellaneous | New | 6.4382 | 0.65338 | 9.8536 | 0 | 0 | 0
[11 empty] | Commercial | Faucet Aerator | Offices | New | 6.4382 | 0.65338 | 9.8536 | 0 | 0 | 0
[11 empty] | Commercial | Faucet Aerator | Restaurants | New | 10.1743 | 1.0325 | 9.8536 | 0 | 0 | 0
[11 empty] | Commercial | Faucet Aerator | Retail | New | 10.1743 | 1.0325 | 9.8536 | 0 | 0 | 0
[11 empty] | Commercial | Faucet Aerator | Schools K-12 | New | 6.4382 | 0.65338 | 9.8536 | 0 | 0 | 0
[11 empty] | Commercial | Faucet Aerator | Warehouse | New | 6.4382 | 0.65338 | 9.8536 | 0 | 0 | 0
[11 empty] | Commercial | Hot Water Pipe Insulation | Assembly | Existing | 3.8761 | 0.52183 | 7.4279 | 0 | 0 | 0
[11 empty] | Commercial | Hot Water Pipe Insulation | College and University | Existing | 3.8499 | 0.5183 | 7.4279 | 0 | 0 | 0
[11 empty] | Commercial | Hot Water Pipe Insulation | Grocery | Existing | 4.0219 | 0.54145 | 7.4279 | 0 | 0 | 0
[11 empty] | Commercial | Hot Water Pipe Insulation | Healthcare | Existing | 3.8761 | 0.52183 | 7.4279 | 0 | 0 | 0
[11 empty] | Commercial | Hot Water Pipe Insulation | Hospitals | Existing | 3.8499 | 0.5183 | 7.4279 | 0 | 0 | 0
[11 empty] | Commercial | Hot Water Pipe Insulation | Institutional | Existing | 3.8761 | 0.52183 | 7.4279 | 0 | 0 | 0
[11 empty] | Commercial | Hot Water Pipe Insulation | Lodging/Hospitality | Existing | 4.0219 | 0.54145 | 7.4279 | 0 | 0 | 0
[11 empty] | Commercial | Hot Water Pipe Insulation | Miscellaneous | Existing | 3.8761 | 0.52183 | 7.4279 | 0 | 0 | 0
[11 empty] | Commercial | Hot Water Pipe Insulation | Offices | Existing | 3.8761 | 0.52183 | 7.4279 | 0 | 0 | 0
[11 empty] | Commercial | Hot Water Pipe Insulation | Restaurants | Existing | 4.0219 | 0.54145 | 7.4279 | 0 | 0 | 0
[11 empty] | Commercial | Hot Water Pipe Insulation | Retail | Existing | 4.0219 | 0.54145 | 7.4279 | 0 | 0 | 0
[11 empty] | Commercial | Hot Water Pipe Insulation | Schools K-12 | Existing | 3.8761 | 0.52183 | 7.4279 | 0 | 0 | 0
[11 empty] | Commercial | Hot Water Pipe Insulation | Warehouse | Existing | 3.8761 | 0.52183 | 7.4279 | 0 | 0 | 0
[11 empty] | Commercial | Hot Water Pipe Insulation | Assembly | New | 3.8761 | 0.52183 | 7.4279 | 0 | 0 | 0
[11 empty] | Commercial | Hot Water Pipe Insulation | College and University | New | 3.8499 | 0.5183 | 7.4279 | 0 | 0 | 0
[11 empty] | Commercial | Hot Water Pipe Insulation | Grocery | New | 4.0219 | 0.54145 | 7.4279 | 0 | 0 | 0
[11 empty] | Commercial | Hot Water Pipe Insulation | Healthcare | New | 3.8761 | 0.52183 | 7.4279 | 0 | 0 | 0
[11 empty] | Commercial | Hot Water Pipe Insulation | Hospitals | New | 3.8499 | 0.5183 | 7.4279 | 0 | 0 | 0
[11 empty] | Commercial | Hot Water Pipe Insulation | Institutional | New | 3.8761 | 0.52183 | 7.4279 | 0 | 0 | 0
[11 empty] | Commercial | Hot Water Pipe Insulation | Lodging/Hospitality | New | 4.0219 | 0.54145 | 7.4279 | 0 | 0 | 0
[11 empty] | Commercial | Hot Water Pipe Insulation | Miscellaneous | New | 3.8761 | 0.52183 | 7.4279 | 0 | 0 | 0
[11 empty] | Commercial | Hot Water Pipe Insulation | Offices | New | 3.8761 | 0.52183 | 7.4279 | 0 | 0 | 0
[11 empty] | Commercial | Hot Water Pipe Insulation | Restaurants | New | 4.0219 | 0.54145 | 7.4279 | 0 | 0 | 0
[11 empty] | Commercial | Hot Water Pipe Insulation | Retail | New | 4.0219 | 0.54145 | 7.4279 | 0 | 0 | 0
[11 empty] | Commercial | Hot Water Pipe Insulation | Schools K-12 | New | 3.8761 | 0.52183 | 7.4279 | 0 | 0 | 0
[11 empty] | Commercial | Hot Water Pipe Insulation | Warehouse | New | 3.8761 | 0.52183 | 7.4279 | 0 | 0 | 0
[11 empty] | Commercial | Low Flow Shower Head | Assembly | Existing | 6.6488 | 0.58232 | 11.4178 | 0 | 0 | 0
[11 empty] | Commercial | Low Flow Shower Head | College and University | Existing | 10.1756 | 0.89121 | 11.4178 | 0 | 0 | 0
[11 empty] | Commercial | Low Flow Shower Head | Grocery | Existing | 10.1756 | 0.89121 | 11.4178 | 0 | 0 | 0
[11 empty] | Commercial | Low Flow Shower Head | Healthcare | Existing | 7.7573 | 0.6794 | 11.4178 | 0 | 0 | 0
[11 empty] | Commercial | Low Flow Shower Head | Hospitals | Existing | 7.7573 | 0.6794 | 11.4178 | 0 | 0 | 0
[11 empty] | Commercial | Low Flow Shower Head | Institutional | Existing | 6.6488 | 0.58232 | 11.4178 | 0 | 0 | 0
[11 empty] | Commercial | Low Flow Shower Head | Lodging/Hospitality | Existing | 11.7644 | 1.0304 | 11.4178 | 0 | 0 | 0
[11 empty] | Commercial | Low Flow Shower Head | Miscellaneous | Existing | 6.6488 | 0.58232 | 11.4178 | 0 | 0 | 0
[11 empty] | Commercial | Low Flow Shower Head | Offices | Existing | 6.6488 | 0.58232 | 11.4178 | 0 | 0 | 0
[11 empty] | Commercial | Low Flow Shower Head | Restaurants | Existing | 10.1756 | 0.89121 | 11.4178 | 0 | 0 | 0
[11 empty] | Commercial | Low Flow Shower Head | Retail | Existing | 10.1756 | 0.89121 | 11.4178 | 0 | 0 | 0
[11 empty] | Commercial | Low Flow Shower Head | Schools K-12 | Existing | 6.6488 | 0.58232 | 11.4178 | 0 | 0 | 0
[11 empty] | Commercial | Low Flow Shower Head | Warehouse | Existing | 6.6488 | 0.58232 | 11.4178 | 0 | 0 | 0
[11 empty] | Commercial | Low Flow Shower Head | Assembly | New | 6.6488 | 0.58232 | 11.4178 | 0 | 0 | 0
[11 empty] | Commercial | Low Flow Shower Head | College and University | New | 10.1756 | 0.89121 | 11.4178 | 0 | 0 | 0
[11 empty] | Commercial | Low Flow Shower Head | Grocery | New | 10.1756 | 0.89121 | 11.4178 | 0 | 0 | 0
[11 empty] | Commercial | Low Flow Shower Head | Healthcare | New | 7.7573 | 0.6794 | 11.4178 | 0 | 0 | 0
[11 empty] | Commercial | Low Flow Shower Head | Hospitals | New | 7.7573 | 0.6794 | 11.4178 | 0 | 0 | 0
[11 empty] | Commercial | Low Flow Shower Head | Institutional | New | 6.6488 | 0.58232 | 11.4178 | 0 | 0 | 0
[11 empty] | Commercial | Low Flow Shower Head | Lodging/Hospitality | New | 11.7644 | 1.0304 | 11.4178 | 0 | 0 | 0
[11 empty] | Commercial | Low Flow Shower Head | Miscellaneous | New | 6.6488 | 0.58232 | 11.4178 | 0 | 0 | 0
[11 empty] | Commercial | Low Flow Shower Head | Offices | New | 6.6488 | 0.58232 | 11.4178 | 0 | 0 | 0
[11 empty] | Commercial | Low Flow Shower Head | Restaurants | New | 10.1756 | 0.89121 | 11.4178 | 0 | 0 | 0
[11 empty] | Commercial | Low Flow Shower Head | Retail | New | 10.1756 | 0.89121 | 11.4178 | 0 | 0 | 0
[11 empty] | Commercial | Low Flow Shower Head | Schools K-12 | New | 6.6488 | 0.58232 | 11.4178 | 0 | 0 | 0
[11 empty] | Commercial | Low Flow Shower Head | Warehouse | New | 6.6488 | 0.58232 | 11.4178 | 0 | 0 | 0
[11 empty] | Commercial | Low-Flow Pre-Rinse Sprayers | Assembly | Existing | 2.9254 | 0.56846 | 5.1463 | 0 | 0 | 0
[11 empty] | Commercial | Low-Flow Pre-Rinse Sprayers | College and University | Existing | 2.9254 | 0.56846 | 5.1463 | 0 | 0 | 0
[11 empty] | Commercial | Low-Flow Pre-Rinse Sprayers | Grocery | Existing | 2.9254 | 0.56846 | 5.1463 | 0 | 0 | 0
[11 empty] | Commercial | Low-Flow Pre-Rinse Sprayers | Healthcare | Existing | 2.9254 | 0.56846 | 5.1463 | 0 | 0 | 0
[11 empty] | Commercial | Low-Flow Pre-Rinse Sprayers | Hospitals | Existing | 2.9254 | 0.56846 | 5.1463 | 0 | 0 | 0
[11 empty] | Commercial | Low-Flow Pre-Rinse Sprayers | Institutional | Existing | 2.9254 | 0.56846 | 5.1463 | 0 | 0 | 0
[11 empty] | Commercial | Low-Flow Pre-Rinse Sprayers | Lodging/Hospitality | Existing | 4.3371 | 0.84277 | 5.1463 | 0 | 0 | 0
[11 empty] | Commercial | Low-Flow Pre-Rinse Sprayers | Miscellaneous | Existing | 2.9254 | 0.56846 | 5.1463 | 0 | 0 | 0
[11 empty] | Commercial | Low-Flow Pre-Rinse Sprayers | Offices | Existing | 2.9254 | 0.56846 | 5.1463 | 0 | 0 | 0
[11 empty] | Commercial | Low-Flow Pre-Rinse Sprayers | Restaurants | Existing | 2.4541 | 0.47687 | 5.1463 | 0 | 0 | 0
[11 empty] | Commercial | Low-Flow Pre-Rinse Sprayers | Retail | Existing | 2.9254 | 0.56846 | 5.1463 | 0 | 0 | 0
[11 empty] | Commercial | Low-Flow Pre-Rinse Sprayers | Schools K-12 | Existing | 2.9254 | 0.56846 | 5.1463 | 0 | 0 | 0
[11 empty] | Commercial | Low-Flow Pre-Rinse Sprayers | Warehouse | Existing | 2.9254 | 0.56846 | 5.1463 | 0 | 0 | 0
[11 empty] | Commercial | Low-Flow Pre-Rinse Sprayers | Assembly | New | 2.9254 | 0.56846 | 5.1463 | 0 | 0 | 0
[11 empty] | Commercial | Low-Flow Pre-Rinse Sprayers | College and University | New | 2.9254 | 0.56846 | 5.1463 | 0 | 0 | 0
[11 empty] | Commercial | Low-Flow Pre-Rinse Sprayers | Grocery | New | 2.9254 | 0.56846 | 5.1463 | 0 | 0 | 0
[11 empty] | Commercial | Low-Flow Pre-Rinse Sprayers | Healthcare | New | 2.9254 | 0.56846 | 5.1463 | 0 | 0 | 0
[11 empty] | Commercial | Low-Flow Pre-Rinse Sprayers | Hospitals | New | 2.9254 | 0.56846 | 5.1463 | 0 | 0 | 0
[11 empty] | Commercial | Low-Flow Pre-Rinse Sprayers | Institutional | New | 2.9254 | 0.56846 | 5.1463 | 0 | 0 | 0
[11 empty] | Commercial | Low-Flow Pre-Rinse Sprayers | Lodging/Hospitality | New | 4.3371 | 0.84277 | 5.1463 | 0 | 0 | 0
[11 empty] | Commercial | Low-Flow Pre-Rinse Sprayers | Miscellaneous | New | 2.9254 | 0.56846 | 5.1463 | 0 | 0 | 0
[11 empty] | Commercial | Low-Flow Pre-Rinse Sprayers | Offices | New | 2.9254 | 0.56846 | 5.1463 | 0 | 0 | 0
[11 empty] | Commercial | Low-Flow Pre-Rinse Sprayers | Restaurants | New | 2.4541 | 0.47687 | 5.1463 | 0 | 0 | 0
[11 empty] | Commercial | Low-Flow Pre-Rinse Sprayers | Retail | New | 2.9254 | 0.56846 | 5.1463 | 0 | 0 | 0
[11 empty] | Commercial | Low-Flow Pre-Rinse Sprayers | Schools K-12 | New | 2.9254 | 0.56846 | 5.1463 | 0 | 0 | 0
[11 empty] | Commercial | Low-Flow Pre-Rinse Sprayers | Warehouse | New | 2.9254 | 0.56846 | 5.1463 | 0 | 0 | 0
[11 empty] | Commercial | Thermostatic Shower Restriction Valve | Assembly | Existing | 13.1483 | 0.58232 | 22.5791 | 0 | 0 | 0
[11 empty] | Commercial | Thermostatic Shower Restriction Valve | College and University | Existing | 20.1227 | 0.89121 | 22.5791 | 0 | 0 | 0
[11 empty] | Commercial | Thermostatic Shower Restriction Valve | Grocery | Existing | 20.1227 | 0.89121 | 22.5791 | 0 | 0 | 0
[11 empty] | Commercial | Thermostatic Shower Restriction Valve | Healthcare | Existing | 15.3403 | 0.6794 | 22.5791 | 0 | 0 | 0
[11 empty] | Commercial | Thermostatic Shower Restriction Valve | Hospitals | Existing | 15.3403 | 0.6794 | 22.5791 | 0 | 0 | 0
[11 empty] | Commercial | Thermostatic Shower Restriction Valve | Institutional | Existing | 13.1483 | 0.58232 | 22.5791 | 0 | 0 | 0
[11 empty] | Commercial | Thermostatic Shower Restriction Valve | Lodging/Hospitality | Existing | 23.2646 | 1.0304 | 22.5791 | 0 | 0 | 0
[11 empty] | Commercial | Thermostatic Shower Restriction Valve | Miscellaneous | Existing | 13.1483 | 0.58232 | 22.5791 | 0 | 0 | 0
[11 empty] | Commercial | Thermostatic Shower Restriction Valve | Offices | Existing | 13.1483 | 0.58232 | 22.5791 | 0 | 0 | 0
[11 empty] | Commercial | Thermostatic Shower Restriction Valve | Restaurants | Existing | 20.1227 | 0.89121 | 22.5791 | 0 | 0 | 0
[11 empty] | Commercial | Thermostatic Shower Restriction Valve | Retail | Existing | 20.1227 | 0.89121 | 22.5791 | 0 | 0 | 0
[11 empty] | Commercial | Thermostatic Shower Restriction Valve | Schools K-12 | Existing | 13.1483 | 0.58232 | 22.5791 | 0 | 0 | 0
[11 empty] | Commercial | Thermostatic Shower Restriction Valve | Warehouse | Existing | 13.1483 | 0.58232 | 22.5791 | 0 | 0 | 0
[11 empty] | Commercial | Thermostatic Shower Restriction Valve | Assembly | New | 13.1483 | 0.58232 | 22.5791 | 0 | 0 | 0
[11 empty] | Commercial | Thermostatic Shower Restriction Valve | College and University | New | 20.1227 | 0.89121 | 22.5791 | 0 | 0 | 0
[11 empty] | Commercial | Thermostatic Shower Restriction Valve | Grocery | New | 20.1227 | 0.89121 | 22.5791 | 0 | 0 | 0
[11 empty] | Commercial | Thermostatic Shower Restriction Valve | Healthcare | New | 15.3403 | 0.6794 | 22.5791 | 0 | 0 | 0
[11 empty] | Commercial | Thermostatic Shower Restriction Valve | Hospitals | New | 15.3403 | 0.6794 | 22.5791 | 0 | 0 | 0
[11 empty] | Commercial | Thermostatic Shower Restriction Valve | Institutional | New | 13.1483 | 0.58232 | 22.5791 | 0 | 0 | 0
[11 empty] | Commercial | Thermostatic Shower Restriction Valve | Lodging/Hospitality | New | 23.2646 | 1.0304 | 22.5791 | 0 | 0 | 0
[11 empty] | Commercial | Thermostatic Shower Restriction Valve | Miscellaneous | New | 13.1483 | 0.58232 | 22.5791 | 0 | 0 | 0
[11 empty] | Commercial | Thermostatic Shower Restriction Valve | Offices | New | 13.1483 | 0.58232 | 22.5791 | 0 | 0 | 0
[11 empty] | Commercial | Thermostatic Shower Restriction Valve | Restaurants | New | 20.1227 | 0.89121 | 22.5791 | 0 | 0 | 0
[11 empty] | Commercial | Thermostatic Shower Restriction Valve | Retail | New | 20.1227 | 0.89121 | 22.5791 | 0 | 0 | 0
[11 empty] | Commercial | Thermostatic Shower Restriction Valve | Schools K-12 | New | 13.1483 | 0.58232 | 22.5791 | 0 | 0 | 0
[11 empty] | Commercial | Thermostatic Shower Restriction Valve | Warehouse | New | 13.1483 | 0.58232 | 22.5791 | 0 | 0 | 0
[11 empty] | Commercial | Airside Economizer | Assembly | Existing | 8.8425 | 0.27774 | 31.8374 | 0 | 0 | 0
[11 empty] | Commercial | Airside Economizer | College and University | Existing | 15.9423 | 0.50074 | 31.8374 | 0 | 0 | 0
[11 empty] | Commercial | Airside Economizer | Grocery | Existing | 9.1991 | 0.28894 | 31.8374 | 0 | 0 | 0
[11 empty] | Commercial | Airside Economizer | Healthcare | Existing | 8.8425 | 0.27774 | 31.8374 | 0 | 0 | 0
[11 empty] | Commercial | Airside Economizer | Hospitals | Existing | 15.9423 | 0.50074 | 31.8374 | 0 | 0 | 0
[11 empty] | Commercial | Airside Economizer | Institutional | Existing | 8.8425 | 0.27774 | 31.8374 | 0 | 0 | 0
[11 empty] | Commercial | Airside Economizer | Lodging/Hospitality | Existing | 9.1991 | 0.28894 | 31.8374 | 0 | 0 | 0
[11 empty] | Commercial | Airside Economizer | Miscellaneous | Existing | 8.8425 | 0.27774 | 31.8374 | 0 | 0 | 0
[11 empty] | Commercial | Airside Economizer | Offices | Existing | 8.8425 | 0.27774 | 31.8374 | 0 | 0 | 0
[11 empty] | Commercial | Airside Economizer | Restaurants | Existing | 9.1991 | 0.28894 | 31.8374 | 0 | 0 | 0
[11 empty] | Commercial | Airside Economizer | Retail | Existing | 9.1991 | 0.28894 | 31.8374 | 0 | 0 | 0
[11 empty] | Commercial | Airside Economizer | Schools K-12 | Existing | 8.8425 | 0.27774 | 31.8374 | 0 | 0 | 0
[11 empty] | Commercial | Airside Economizer | Warehouse | Existing | 8.8425 | 0.27774 | 31.8374 | 0 | 0 | 0
[11 empty] | Commercial | Airside Economizer | Assembly | New | 8.8425 | 0.27774 | 31.8374 | 0 | 0 | 0
[11 empty] | Commercial | Airside Economizer | College and University | New | 15.9423 | 0.50074 | 31.8374 | 0 | 0 | 0
[11 empty] | Commercial | Airside Economizer | Grocery | New | 9.1991 | 0.28894 | 31.8374 | 0 | 0 | 0
[11 empty] | Commercial | Airside Economizer | Healthcare | New | 8.8425 | 0.27774 | 31.8374 | 0 | 0 | 0
[11 empty] | Commercial | Airside Economizer | Hospitals | New | 15.9423 | 0.50074 | 31.8374 | 0 | 0 | 0
[11 empty] | Commercial | Airside Economizer | Institutional | New | 8.8425 | 0.27774 | 31.8374 | 0 | 0 | 0
[11 empty] | Commercial | Airside Economizer | Lodging/Hospitality | New | 9.1991 | 0.28894 | 31.8374 | 0 | 0 | 0
[11 empty] | Commercial | Airside Economizer | Miscellaneous | New | 8.8425 | 0.27774 | 31.8374 | 0 | 0 | 0
[11 empty] | Commercial | Airside Economizer | Offices | New | 8.8425 | 0.27774 | 31.8374 | 0 | 0 | 0
[11 empty] | Commercial | Airside Economizer | Restaurants | New | 9.1991 | 0.28894 | 31.8374 | 0 | 0 | 0
[11 empty] | Commercial | Airside Economizer | Retail | New | 9.1991 | 0.28894 | 31.8374 | 0 | 0 | 0
[11 empty] | Commercial | Airside Economizer | Schools K-12 | New | 8.8425 | 0.27774 | 31.8374 | 0 | 0 | 0
[11 empty] | Commercial | Airside Economizer | Warehouse | New | 8.8425 | 0.27774 | 31.8374 | 0 | 0 | 0
[11 empty] | Commercial | Chilled Water Controls Optimization | Assembly | Existing | 17.5044 | 1.009 | 17.349 | 0 | 0 | 0
[11 empty] | Commercial | Chilled Water Controls Optimization | College and University | Existing | 38.9528 | 0.70145 | 55.5321 | 0 | 0 | 0
[11 empty] | Commercial | Chilled Water Controls Optimization | Healthcare | Existing | 26.7207 | 1.009 | 26.4835 | 0 | 0 | 0
[11 empty] | Commercial | Chilled Water Controls Optimization | Hospitals | Existing | 107.8857 | 0.70145 | 153.8044 | 0 | 0 | 0
[11 empty] | Commercial | Chilled Water Controls Optimization | Institutional | Existing | 9.4553 | 1.009 | 9.3714 | 0 | 0 | 0
[11 empty] | Commercial | Chilled Water Controls Optimization | Lodging/Hospitality | Existing | 72.7304 | 1.009 | 72.0847 | 0 | 0 | 0
[11 empty] | Commercial | Chilled Water Controls Optimization | Miscellaneous | Existing | 22.5215 | 1.009 | 22.3215 | 0 | 0 | 0
[11 empty] | Commercial | Chilled Water Controls Optimization | Offices | Existing | 23.0681 | 1.009 | 22.8633 | 0 | 0 | 0
[11 empty] | Commercial | Chilled Water Controls Optimization | Restaurants | Existing | 28.366 | 1.009 | 28.1142 | 0 | 0 | 0
[11 empty] | Commercial | Chilled Water Controls Optimization | Retail | Existing | 20.7575 | 1.009 | 20.5732 | 0 | 0 | 0
[11 empty] | Commercial | Chilled Water Controls Optimization | Schools K-12 | Existing | 15.9241 | 1.009 | 15.7827 | 0 | 0 | 0
[11 empty] | Commercial | Chilled Water Controls Optimization | Warehouse | Existing | 6.1517 | 1.009 | 6.0971 | 0 | 0 | 0
[11 empty] | Commercial | Chilled Water Controls Optimization | Assembly | New | 17.5044 | 1.009 | 17.349 | 0 | 0 | 0
[11 empty] | Commercial | Chilled Water Controls Optimization | College and University | New | 38.9528 | 0.70145 | 55.5321 | 0 | 0 | 0
[11 empty] | Commercial | Chilled Water Controls Optimization | Healthcare | New | 26.7207 | 1.009 | 26.4835 | 0 | 0 | 0
[11 empty] | Commercial | Chilled Water Controls Optimization | Hospitals | New | 107.8857 | 0.70145 | 153.8044 | 0 | 0 | 0
[11 empty] | Commercial | Chilled Water Controls Optimization | Institutional | New | 9.4553 | 1.009 | 9.3714 | 0 | 0 | 0
[11 empty] | Commercial | Chilled Water Controls Optimization | Lodging/Hospitality | New | 72.7304 | 1.009 | 72.0847 | 0 | 0 | 0
[11 empty] | Commercial | Chilled Water Controls Optimization | Miscellaneous | New | 22.5215 | 1.009 | 22.3215 | 0 | 0 | 0
[11 empty] | Commercial | Chilled Water Controls Optimization | Offices | New | 23.0681 | 1.009 | 22.8633 | 0 | 0 | 0
[11 empty] | Commercial | Chilled Water Controls Optimization | Restaurants | New | 28.366 | 1.009 | 28.1142 | 0 | 0 | 0
[11 empty] | Commercial | Chilled Water Controls Optimization | Retail | New | 20.7575 | 1.009 | 20.5732 | 0 | 0 | 0
[11 empty] | Commercial | Chilled Water Controls Optimization | Schools K-12 | New | 15.9241 | 1.009 | 15.7827 | 0 | 0 | 0
[11 empty] | Commercial | Chilled Water Controls Optimization | Warehouse | New | 6.1517 | 1.009 | 6.0971 | 0 | 0 | 0
[11 empty] | Commercial | Duct Sealing Repair | Grocery | Existing | 48.672 | 1.6399 | 29.6807 | 0 | 0 | 0
[11 empty] | Commercial | Duct Sealing Repair | Healthcare | Existing | 19.8945 | 1.6399 | 12.1319 | 0 | 0 | 0
[11 empty] | Commercial | Duct Sealing Repair | Hospitals | Existing | 19.8945 | 1.6399 | 12.1319 | 0 | 0 | 0
[11 empty] | Commercial | Duct Sealing Repair | Institutional | Existing | 22.4302 | 1.6399 | 13.6782 | 0 | 0 | 0
[11 empty] | Commercial | Duct Sealing Repair | Lodging/Hospitality | Existing | 11.229 | 1.6399 | 6.8475 | 0 | 0 | 0
[11 empty] | Commercial | Duct Sealing Repair | Miscellaneous | Existing | 15.2814 | 1.6399 | 9.3188 | 0 | 0 | 0
[11 empty] | Commercial | Duct Sealing Repair | Offices | Existing | 20.5273 | 1.6399 | 12.5178 | 0 | 0 | 0
[11 empty] | Commercial | Duct Sealing Repair | Restaurants | Existing | 47.0415 | 1.6399 | 28.6864 | 0 | 0 | 0
[11 empty] | Commercial | Duct Sealing Repair | Grocery | New | 48.672 | 1.6399 | 29.6807 | 0 | 0 | 0
[11 empty] | Commercial | Duct Sealing Repair | Healthcare | New | 19.8945 | 1.6399 | 12.1319 | 0 | 0 | 0
[11 empty] | Commercial | Duct Sealing Repair | Hospitals | New | 19.8945 | 1.6399 | 12.1319 | 0 | 0 | 0
[11 empty] | Commercial | Duct Sealing Repair | Institutional | New | 22.4302 | 1.6399 | 13.6782 | 0 | 0 | 0
[11 empty] | Commercial | Duct Sealing Repair | Lodging/Hospitality | New | 11.229 | 1.6399 | 6.8475 | 0 | 0 | 0
[11 empty] | Commercial | Duct Sealing Repair | Miscellaneous | New | 15.2814 | 1.6399 | 9.3188 | 0 | 0 | 0
[11 empty] | Commercial | Duct Sealing Repair | Offices | New | 20.5273 | 1.6399 | 12.5178 | 0 | 0 | 0
[11 empty] | Commercial | Duct Sealing Repair | Restaurants | New | 47.0415 | 1.6399 | 28.6864 | 0 | 0 | 0
[11 empty] | Commercial | ECM Motors on Furnaces | Restaurants | Existing | 3.9048 | 0.48382 | 8.0708 | 0 | 0 | 0
[11 empty] | Commercial | ECM Motors on Furnaces | Restaurants | New | 3.9048 | 0.48382 | 8.0708 | 0 | 0 | 0
[11 empty] | Commercial | Facility Energy Management System | Grocery | Existing | 11.6235 | 0.8373 | 13.8822 | 0 | 0 | 0
[11 empty] | Commercial | Facility Energy Management System | Institutional | Existing | 4.6697 | 0.72993 | 6.3975 | 0 | 0 | 0
[11 empty] | Commercial | Facility Energy Management System | Restaurants | Existing | 11.2341 | 0.8373 | 13.4171 | 0 | 0 | 0
[11 empty] | Commercial | Facility Energy Management System | Grocery | New | 11.6235 | 0.8373 | 13.8822 | 0 | 0 | 0
[11 empty] | Commercial | Facility Energy Management System | Institutional | New | 4.6697 | 0.72993 | 6.3975 | 0 | 0 | 0
[11 empty] | Commercial | Facility Energy Management System | Restaurants | New | 11.2341 | 0.8373 | 13.4171 | 0 | 0 | 0
[11 empty] | Commercial | HVAC tune-up | Healthcare | Existing | 2.6196 | 0.95317 | 2.7483 | 0 | 0 | 0
[11 empty] | Commercial | HVAC tune-up | Hospitals | Existing | 1.7089 | 0.65644 | 2.6033 | 0 | 0 | 0
[11 empty] | Commercial | HVAC tune-up | Healthcare | New | 2.6196 | 0.95317 | 2.7483 | 0 | 0 | 0
[11 empty] | Commercial | HVAC tune-up | Hospitals | New | 1.7089 | 0.65644 | 2.6033 | 0 | 0 | 0
[11 empty] | Commercial | Programmable Thermostat | Grocery | Existing | 5.0386 | 0.98803 | 5.0996 | 0 | 0 | 0
[11 empty] | Commercial | Programmable Thermostat | Grocery | New | 5.0386 | 0.98803 | 5.0996 | 0 | 0 | 0
[11 empty] | Commercial | Smart Thermostat | Grocery | Existing | 8.9385 | 0.98803 | 9.0469 | 0 | 0 | 0
[11 empty] | Commercial | Smart Thermostat | Restaurants | Existing | 7.4512 | 0.98803 | 7.5415 | 0 | 0 | 0
[11 empty] | Commercial | Smart Thermostat | Grocery | New | 8.9385 | 0.98803 | 9.0469 | 0 | 0 | 0
[11 empty] | Commercial | Smart Thermostat | Restaurants | New | 7.4512 | 0.98803 | 7.5415 | 0 | 0 | 0
[11 empty] | Commercial | Interior Lighting Controls | Hospitals | Existing | 1.0678 | 0.27073 | 3.9442 | 0 | 0 | 0
[11 empty] | Commercial | Interior Lighting Controls | Hospitals | New | 1.0678 | 0.27073 | 3.9442 | 0 | 0 | 0
[11 empty] | Commercial | Smart Strip Plug Outlet | College and University | Existing | 1.1747 | 0.46235 | 2.5408 | 0 | 0 | 0
[11 empty] | Commercial | Smart Strip Plug Outlet | Grocery | Existing | 1.1378 | 0.46235 | 2.4609 | 0 | 0 | 0
[11 empty] | Commercial | Smart Strip Plug Outlet | Healthcare | Existing | 1.599 | 0.46235 | 3.4585 | 0 | 0 | 0
[11 empty] | Commercial | Smart Strip Plug Outlet | Hospitals | Existing | 1.7532 | 0.46235 | 3.792 | 0 | 0 | 0
[11 empty] | Commercial | Smart Strip Plug Outlet | Institutional | Existing | 1.4597 | 0.46235 | 3.1572 | 0 | 0 | 0
[11 empty] | Commercial | Smart Strip Plug Outlet | Lodging/Hospitality | Existing | 1.313 | 0.46235 | 2.8398 | 0 | 0 | 0
[11 empty] | Commercial | Smart Strip Plug Outlet | Miscellaneous | Existing | 1.7818 | 0.46235 | 3.8537 | 0 | 0 | 0
[11 empty] | Commercial | Smart Strip Plug Outlet | Offices | Existing | 1.1097 | 0.46235 | 2.4001 | 0 | 0 | 0
[11 empty] | Commercial | Smart Strip Plug Outlet | Restaurants | Existing | 1.0698 | 0.46235 | 2.3138 | 0 | 0 | 0
[11 empty] | Commercial | Smart Strip Plug Outlet | Schools K-12 | Existing | 1.6108 | 0.46235 | 3.484 | 0 | 0 | 0
[11 empty] | Commercial | Smart Strip Plug Outlet | College and University | New | 1.1747 | 0.46235 | 2.5408 | 0 | 0 | 0
[11 empty] | Commercial | Smart Strip Plug Outlet | Grocery | New | 1.1378 | 0.46235 | 2.4609 | 0 | 0 | 0
[11 empty] | Commercial | Smart Strip Plug Outlet | Healthcare | New | 1.599 | 0.46235 | 3.4585 | 0 | 0 | 0
[11 empty] | Commercial | Smart Strip Plug Outlet | Hospitals | New | 1.7532 | 0.46235 | 3.792 | 0 | 0 | 0
[11 empty] | Commercial | Smart Strip Plug Outlet | Institutional | New | 1.4597 | 0.46235 | 3.1572 | 0 | 0 | 0
[11 empty] | Commercial | Smart Strip Plug Outlet | Lodging/Hospitality | New | 1.313 | 0.46235 | 2.8398 | 0 | 0 | 0
[11 empty] | Commercial | Smart Strip Plug Outlet | Miscellaneous | New | 1.7818 | 0.46235 | 3.8537 | 0 | 0 | 0
[11 empty] | Commercial | Smart Strip Plug Outlet | Offices | New | 1.1097 | 0.46235 | 2.4001 | 0 | 0 | 0
[11 empty] | Commercial | Smart Strip Plug Outlet | Restaurants | New | 1.0698 | 0.46235 | 2.3138 | 0 | 0 | 0
[11 empty] | Commercial | Smart Strip Plug Outlet | Schools K-12 | New | 1.6108 | 0.46235 | 3.484 | 0 | 0 | 0
[11 empty] | Commercial | Anti-Sweat Controls | Assembly | Existing | 1.4937 | 0.38563 | 3.8735 | 0 | 0 | 0
[11 empty] | Commercial | Anti-Sweat Controls | College and University | Existing | 1.8244 | 0.47099 | 3.8735 | 0 | 0 | 0
[11 empty] | Commercial | Anti-Sweat Controls | Grocery | Existing | 1.4937 | 0.38563 | 3.8735 | 0 | 0 | 0
[11 empty] | Commercial | Anti-Sweat Controls | Healthcare | Existing | 1.8244 | 0.47099 | 3.8735 | 0 | 0 | 0
[11 empty] | Commercial | Anti-Sweat Controls | Hospitals | Existing | 1.8244 | 0.47099 | 3.8735 | 0 | 0 | 0
[11 empty] | Commercial | Anti-Sweat Controls | Institutional | Existing | 1.4937 | 0.38563 | 3.8735 | 0 | 0 | 0
[11 empty] | Commercial | Anti-Sweat Controls | Lodging/Hospitality | Existing | 1.8244 | 0.47099 | 3.8735 | 0 | 0 | 0
[11 empty] | Commercial | Anti-Sweat Controls | Miscellaneous | Existing | 1.4937 | 0.38563 | 3.8735 | 0 | 0 | 0
[11 empty] | Commercial | Anti-Sweat Controls | Offices | Existing | 1.4937 | 0.38563 | 3.8735 | 0 | 0 | 0
[11 empty] | Commercial | Anti-Sweat Controls | Restaurants | Existing | 1.8244 | 0.47099 | 3.8735 | 0 | 0 | 0
[11 empty] | Commercial | Anti-Sweat Controls | Retail | Existing | 1.4937 | 0.38563 | 3.8735 | 0 | 0 | 0
[11 empty] | Commercial | Anti-Sweat Controls | Schools K-12 | Existing | 1.8244 | 0.47099 | 3.8735 | 0 | 0 | 0
[11 empty] | Commercial | Anti-Sweat Controls | Warehouse | Existing | 1.4937 | 0.38563 | 3.8735 | 0 | 0 | 0
[11 empty] | Commercial | Anti-Sweat Controls | Assembly | New | 1.4937 | 0.38563 | 3.8735 | 0 | 0 | 0
[11 empty] | Commercial | Anti-Sweat Controls | College and University | New | 1.8244 | 0.47099 | 3.8735 | 0 | 0 | 0
[11 empty] | Commercial | Anti-Sweat Controls | Grocery | New | 1.4937 | 0.38563 | 3.8735 | 0 | 0 | 0
[11 empty] | Commercial | Anti-Sweat Controls | Healthcare | New | 1.8244 | 0.47099 | 3.8735 | 0 | 0 | 0
[11 empty] | Commercial | Anti-Sweat Controls | Hospitals | New | 1.8244 | 0.47099 | 3.8735 | 0 | 0 | 0
[11 empty] | Commercial | Anti-Sweat Controls | Institutional | New | 1.4937 | 0.38563 | 3.8735 | 0 | 0 | 0
[11 empty] | Commercial | Anti-Sweat Controls | Lodging/Hospitality | New | 1.8244 | 0.47099 | 3.8735 | 0 | 0 | 0
[11 empty] | Commercial | Anti-Sweat Controls | Miscellaneous | New | 1.4937 | 0.38563 | 3.8735 | 0 | 0 | 0
[11 empty] | Commercial | Anti-Sweat Controls | Offices | New | 1.4937 | 0.38563 | 3.8735 | 0 | 0 | 0
[11 empty] | Commercial | Anti-Sweat Controls | Restaurants | New | 1.8244 | 0.47099 | 3.8735 | 0 | 0 | 0
[11 empty] | Commercial | Anti-Sweat Controls | Retail | New | 1.4937 | 0.38563 | 3.8735 | 0 | 0 | 0
[11 empty] | Commercial | Anti-Sweat Controls | Schools K-12 | New | 1.8244 | 0.47099 | 3.8735 | 0 | 0 | 0
[11 empty] | Commercial | Anti-Sweat Controls | Warehouse | New | 1.4937 | 0.38563 | 3.8735 | 0 | 0 | 0
[11 empty] | Commercial | Floating Head Pressure Controls | Assembly | Existing | 5.5258 | 0.607 | 9.1035 | 0 | 0 | 0
[11 empty] | Commercial | Floating Head Pressure Controls | College and University | Existing | 5.1237 | 0.56283 | 9.1035 | 0 | 0 | 0
[11 empty] | Commercial | Floating Head Pressure Controls | Grocery | Existing | 5.5258 | 0.607 | 9.1035 | 0 | 0 | 0
[11 empty] | Commercial | Floating Head Pressure Controls | Healthcare | Existing | 5.1237 | 0.56283 | 9.1035 | 0 | 0 | 0
[11 empty] | Commercial | Floating Head Pressure Controls | Hospitals | Existing | 5.1237 | 0.56283 | 9.1035 | 0 | 0 | 0
[11 empty] | Commercial | Floating Head Pressure Controls | Institutional | Existing | 5.5258 | 0.607 | 9.1035 | 0 | 0 | 0
[11 empty] | Commercial | Floating Head Pressure Controls | Lodging/Hospitality | Existing | 5.1237 | 0.56283 | 9.1035 | 0 | 0 | 0
[11 empty] | Commercial | Floating Head Pressure Controls | Miscellaneous | Existing | 5.5258 | 0.607 | 9.1035 | 0 | 0 | 0
[11 empty] | Commercial | Floating Head Pressure Controls | Offices | Existing | 5.5258 | 0.607 | 9.1035 | 0 | 0 | 0
[11 empty] | Commercial | Floating Head Pressure Controls | Restaurants | Existing | 5.1237 | 0.56283 | 9.1035 | 0 | 0 | 0
[11 empty] | Commercial | Floating Head Pressure Controls | Retail | Existing | 5.5258 | 0.607 | 9.1035 | 0 | 0 | 0
[11 empty] | Commercial | Floating Head Pressure Controls | Schools K-12 | Existing | 5.1237 | 0.56283 | 9.1035 | 0 | 0 | 0
[11 empty] | Commercial | Floating Head Pressure Controls | Warehouse | Existing | 5.5258 | 0.607 | 9.1035 | 0 | 0 | 0
[11 empty] | Commercial | Floating Head Pressure Controls | Assembly | New | 5.5258 | 0.607 | 9.1035 | 0 | 0 | 0
[11 empty] | Commercial | Floating Head Pressure Controls | College and University | New | 5.1237 | 0.56283 | 9.1035 | 0 | 0 | 0
[11 empty] | Commercial | Floating Head Pressure Controls | Grocery | New | 5.5258 | 0.607 | 9.1035 | 0 | 0 | 0
[11 empty] | Commercial | Floating Head Pressure Controls | Healthcare | New | 5.1237 | 0.56283 | 9.1035 | 0 | 0 | 0
[11 empty] | Commercial | Floating Head Pressure Controls | Hospitals | New | 5.1237 | 0.56283 | 9.1035 | 0 | 0 | 0
[11 empty] | Commercial | Floating Head Pressure Controls | Institutional | New | 5.5258 | 0.607 | 9.1035 | 0 | 0 | 0
[11 empty] | Commercial | Floating Head Pressure Controls | Lodging/Hospitality | New | 5.1237 | 0.56283 | 9.1035 | 0 | 0 | 0
[11 empty] | Commercial | Floating Head Pressure Controls | Miscellaneous | New | 5.5258 | 0.607 | 9.1035 | 0 | 0 | 0
[11 empty] | Commercial | Floating Head Pressure Controls | Offices | New | 5.5258 | 0.607 | 9.1035 | 0 | 0 | 0
[11 empty] | Commercial | Floating Head Pressure Controls | Restaurants | New | 5.1237 | 0.56283 | 9.1035 | 0 | 0 | 0
[11 empty] | Commercial | Floating Head Pressure Controls | Retail | New | 5.5258 | 0.607 | 9.1035 | 0 | 0 | 0
[11 empty] | Commercial | Floating Head Pressure Controls | Schools K-12 | New | 5.1237 | 0.56283 | 9.1035 | 0 | 0 | 0
[11 empty] | Commercial | Floating Head Pressure Controls | Warehouse | New | 5.5258 | 0.607 | 9.1035 | 0 | 0 | 0
[11 empty] | Commercial | CO Sensors for Parking Garage Exhaust | Assembly | Existing | 3.4159 | 0.37595 | 9.086 | 0 | 0 | 0
[11 empty] | Commercial | CO Sensors for Parking Garage Exhaust | College and University | Existing | 3.4159 | 0.37595 | 9.086 | 0 | 0 | 0
[11 empty] | Commercial | CO Sensors for Parking Garage Exhaust | Grocery | Existing | 3.4159 | 0.37595 | 9.086 | 0 | 0 | 0
[11 empty] | Commercial | CO Sensors for Parking Garage Exhaust | Healthcare | Existing | 3.4159 | 0.37595 | 9.086 | 0 | 0 | 0
[11 empty] | Commercial | CO Sensors for Parking Garage Exhaust | Hospitals | Existing | 3.4159 | 0.37595 | 9.086 | 0 | 0 | 0
[11 empty] | Commercial | CO Sensors for Parking Garage Exhaust | Institutional | Existing | 3.4159 | 0.37595 | 9.086 | 0 | 0 | 0
[11 empty] | Commercial | CO Sensors for Parking Garage Exhaust | Lodging/Hospitality | Existing | 3.4159 | 0.37595 | 9.086 | 0 | 0 | 0
[11 empty] | Commercial | CO Sensors for Parking Garage Exhaust | Miscellaneous | Existing | 3.4159 | 0.37595 | 9.086 | 0 | 0 | 0
[11 empty] | Commercial | CO Sensors for Parking Garage Exhaust | Offices | Existing | 3.4159 | 0.37595 | 9.086 | 0 | 0 | 0
[11 empty] | Commercial | CO Sensors for Parking Garage Exhaust | Restaurants | Existing | 3.4159 | 0.37595 | 9.086 | 0 | 0 | 0
[11 empty] | Commercial | CO Sensors for Parking Garage Exhaust | Retail | Existing | 3.4159 | 0.37595 | 9.086 | 0 | 0 | 0
[11 empty] | Commercial | CO Sensors for Parking Garage Exhaust | Schools K-12 | Existing | 3.4159 | 0.37595 | 9.086 | 0 | 0 | 0
[11 empty] | Commercial | CO Sensors for Parking Garage Exhaust | Warehouse | Existing | 3.4159 | 0.37595 | 9.086 | 0 | 0 | 0
[11 empty] | Commercial | CO Sensors for Parking Garage Exhaust | Assembly | New | 3.4159 | 0.37595 | 9.086 | 0 | 0 | 0
[11 empty] | Commercial | CO Sensors for Parking Garage Exhaust | College and University | New | 3.4159 | 0.37595 | 9.086 | 0 | 0 | 0
[11 empty] | Commercial | CO Sensors for Parking Garage Exhaust | Grocery | New | 3.4159 | 0.37595 | 9.086 | 0 | 0 | 0
[11 empty] | Commercial | CO Sensors for Parking Garage Exhaust | Healthcare | New | 3.4159 | 0.37595 | 9.086 | 0 | 0 | 0
[11 empty] | Commercial | CO Sensors for Parking Garage Exhaust | Hospitals | New | 3.4159 | 0.37595 | 9.086 | 0 | 0 | 0
[11 empty] | Commercial | CO Sensors for Parking Garage Exhaust | Institutional | New | 3.4159 | 0.37595 | 9.086 | 0 | 0 | 0
[11 empty] | Commercial | CO Sensors for Parking Garage Exhaust | Lodging/Hospitality | New | 3.4159 | 0.37595 | 9.086 | 0 | 0 | 0
[11 empty] | Commercial | CO Sensors for Parking Garage Exhaust | Miscellaneous | New | 3.4159 | 0.37595 | 9.086 | 0 | 0 | 0
[11 empty] | Commercial | CO Sensors for Parking Garage Exhaust | Offices | New | 3.4159 | 0.37595 | 9.086 | 0 | 0 | 0
[11 empty] | Commercial | CO Sensors for Parking Garage Exhaust | Restaurants | New | 3.4159 | 0.37595 | 9.086 | 0 | 0 | 0
[11 empty] | Commercial | CO Sensors for Parking Garage Exhaust | Retail | New | 3.4159 | 0.37595 | 9.086 | 0 | 0 | 0
[11 empty] | Commercial | CO Sensors for Parking Garage Exhaust | Schools K-12 | New | 3.4159 | 0.37595 | 9.086 | 0 | 0 | 0
[11 empty] | Commercial | CO Sensors for Parking Garage Exhaust | Warehouse | New | 3.4159 | 0.37595 | 9.086 | 0 | 0 | 0
[11 empty] | Commercial | Demand Controlled Ventilation | College and University | Existing | 6.1433 | 1.2547 | 4.8961 | 0 | 0 | 0
[11 empty] | Commercial | Demand Controlled Ventilation | Healthcare | Existing | 5.9859 | 1.2547 | 4.7707 | 0 | 0 | 0
[11 empty] | Commercial | Demand Controlled Ventilation | Hospitals | Existing | 8.9103 | 1.2547 | 7.1014 | 0 | 0 | 0
[11 empty] | Commercial | Demand Controlled Ventilation | Institutional | Existing | 6.1375 | 1.2547 | 4.8915 | 0 | 0 | 0
[11 empty] | Commercial | Demand Controlled Ventilation | Schools K-12 | Existing | 6.3179 | 1.2547 | 5.0353 | 0 | 0 | 0
[11 empty] | Commercial | Demand Controlled Ventilation | College and University | New | 6.1433 | 1.2547 | 4.8961 | 0 | 0 | 0
[11 empty] | Commercial | Demand Controlled Ventilation | Healthcare | New | 5.9859 | 1.2547 | 4.7707 | 0 | 0 | 0
[11 empty] | Commercial | Demand Controlled Ventilation | Hospitals | New | 8.9103 | 1.2547 | 7.1014 | 0 | 0 | 0
[11 empty] | Commercial | Demand Controlled Ventilation | Institutional | New | 6.1375 | 1.2547 | 4.8915 | 0 | 0 | 0
[11 empty] | Commercial | Demand Controlled Ventilation | Schools K-12 | New | 6.3179 | 1.2547 | 5.0353 | 0 | 0 | 0
[11 empty] | Commercial | VAV System | Assembly | Existing | 8.2844 | 0.75914 | 10.9128 | 0 | 0 | 0
[11 empty] | Commercial | VAV System | College and University | Existing | 8.2844 | 0.75914 | 10.9128 | 0 | 0 | 0
[11 empty] | Commercial | VAV System | Grocery | Existing | 8.2844 | 0.75914 | 10.9128 | 0 | 0 | 0
[11 empty] | Commercial | VAV System | Healthcare | Existing | 8.2844 | 0.75914 | 10.9128 | 0 | 0 | 0
[11 empty] | Commercial | VAV System | Hospitals | Existing | 8.2844 | 0.75914 | 10.9128 | 0 | 0 | 0
[11 empty] | Commercial | VAV System | Institutional | Existing | 8.2844 | 0.75914 | 10.9128 | 0 | 0 | 0
[11 empty] | Commercial | VAV System | Lodging/Hospitality | Existing | 8.2844 | 0.75914 | 10.9128 | 0 | 0 | 0
[11 empty] | Commercial | VAV System | Miscellaneous | Existing | 8.2844 | 0.75914 | 10.9128 | 0 | 0 | 0
[11 empty] | Commercial | VAV System | Offices | Existing | 8.2844 | 0.75914 | 10.9128 | 0 | 0 | 0
[11 empty] | Commercial | VAV System | Restaurants | Existing | 8.2844 | 0.75914 | 10.9128 | 0 | 0 | 0
[11 empty] | Commercial | VAV System | Retail | Existing | 8.2844 | 0.75914 | 10.9128 | 0 | 0 | 0
[11 empty] | Commercial | VAV System | Schools K-12 | Existing | 8.2844 | 0.75914 | 10.9128 | 0 | 0 | 0
[11 empty] | Commercial | VAV System | Warehouse | Existing | 8.2844 | 0.75914 | 10.9128 | 0 | 0 | 0
[11 empty] | Commercial | VAV System | Assembly | New | 8.2844 | 0.75914 | 10.9128 | 0 | 0 | 0
[11 empty] | Commercial | VAV System | College and University | New | 8.2844 | 0.75914 | 10.9128 | 0 | 0 | 0
[11 empty] | Commercial | VAV System | Grocery | New | 8.2844 | 0.75914 | 10.9128 | 0 | 0 | 0
[11 empty] | Commercial | VAV System | Healthcare | New | 8.2844 | 0.75914 | 10.9128 | 0 | 0 | 0
[11 empty] | Commercial | VAV System | Hospitals | New | 8.2844 | 0.75914 | 10.9128 | 0 | 0 | 0
[11 empty] | Commercial | VAV System | Institutional | New | 8.2844 | 0.75914 | 10.9128 | 0 | 0 | 0
[11 empty] | Commercial | VAV System | Lodging/Hospitality | New | 8.2844 | 0.75914 | 10.9128 | 0 | 0 | 0
[11 empty] | Commercial | VAV System | Miscellaneous | New | 8.2844 | 0.75914 | 10.9128 | 0 | 0 | 0
[11 empty] | Commercial | VAV System | Offices | New | 8.2844 | 0.75914 | 10.9128 | 0 | 0 | 0
[11 empty] | Commercial | VAV System | Restaurants | New | 8.2844 | 0.75914 | 10.9128 | 0 | 0 | 0
[11 empty] | Commercial | VAV System | Retail | New | 8.2844 | 0.75914 | 10.9128 | 0 | 0 | 0
[11 empty] | Commercial | VAV System | Schools K-12 | New | 8.2844 | 0.75914 | 10.9128 | 0 | 0 | 0
[11 empty] | Commercial | VAV System | Warehouse | New | 8.2844 | 0.75914 | 10.9128 | 0 | 0 | 0
[11 empty] | Commercial | Retro-Commissioning | Grocery | Existing | 14.4054 | 1.031 | 13.9727 | 0 | 0 | 0
[11 empty] | Commercial | Retro-Commissioning | Healthcare | Existing | 5.2973 | 0.92752 | 5.7113 | 0 | 0 | 0
[11 empty] | Commercial | Retro-Commissioning | Hospitals | Existing | 4.8371 | 0.84693 | 5.7113 | 0 | 0 | 0
[11 empty] | Commercial | Retro-Commissioning | Institutional | Existing | 5.9725 | 0.92752 | 6.4392 | 0 | 0 | 0
[11 empty] | Commercial | Retro-Commissioning | Lodging/Hospitality | Existing | 3.3234 | 1.031 | 3.2236 | 0 | 0 | 0
[11 empty] | Commercial | Retro-Commissioning | Miscellaneous | Existing | 4.0791 | 0.92752 | 4.3979 | 0 | 0 | 0
[11 empty] | Commercial | Retro-Commissioning | Offices | Existing | 5.4658 | 0.92752 | 5.893 | 0 | 0 | 0
[11 empty] | Commercial | Retro-Commissioning | Restaurants | Existing | 13.9228 | 1.031 | 13.5046 | 0 | 0 | 0
[11 empty] | Commercial | Retro-Commissioning | Retail | Existing | 2.6993 | 1.031 | 2.6183 | 0 | 0 | 0
[11 empty] | Commercial | Retro-Commissioning | Grocery | New | 14.4054 | 1.031 | 13.9727 | 0 | 0 | 0
[11 empty] | Commercial | Retro-Commissioning | Healthcare | New | 5.2973 | 0.92752 | 5.7113 | 0 | 0 | 0
[11 empty] | Commercial | Retro-Commissioning | Hospitals | New | 4.8371 | 0.84693 | 5.7113 | 0 | 0 | 0
[11 empty] | Commercial | Retro-Commissioning | Institutional | New | 5.9725 | 0.92752 | 6.4392 | 0 | 0 | 0
[11 empty] | Commercial | Retro-Commissioning | Lodging/Hospitality | New | 3.3234 | 1.031 | 3.2236 | 0 | 0 | 0
[11 empty] | Commercial | Retro-Commissioning | Miscellaneous | New | 4.0791 | 0.92752 | 4.3979 | 0 | 0 | 0
[11 empty] | Commercial | Retro-Commissioning | Offices | New | 5.4658 | 0.92752 | 5.893 | 0 | 0 | 0
[11 empty] | Commercial | Retro-Commissioning | Restaurants | New | 13.9228 | 1.031 | 13.5046 | 0 | 0 | 0
[11 empty] | Commercial | Retro-Commissioning | Retail | New | 2.6993 | 1.031 | 2.6183 | 0 | 0 | 0
[11 empty] | Industrial | Process Other Systems Optimization | Agriculture and Assembly |  | 8.1931 | 0.44924 | 18.2376 | 0 | 0 | 0
[11 empty] | Industrial | Plant Energy Management | Agriculture and Assembly |  | 3.8465 | 0.54219 | 7.0944 | 0 | 0 | 0
[11 empty] | Industrial | Process Refrig Equipment Upgrade | Agriculture and Assembly |  | 2.2556 | 0.52587 | 4.2893 | 0 | 0 | 0
[11 empty] | Industrial | Pump System Optimization | Agriculture and Assembly |  | 7.4056 | 0.52044 | 14.2294 | 0 | 0 | 0
[11 empty] | Industrial | Pump Improved Controls | Agriculture and Assembly |  | 9.9508 | 0.57329 | 17.3573 | 0 | 0 | 0
[11 empty] | Industrial | Motor Optimization | Agriculture and Assembly |  | 3.1929 | 0.52044 | 6.135 | 0 | 0 | 0
[11 empty] | Industrial | Motor Improved Controls | Agriculture and Assembly |  | 9.9508 | 0.57329 | 17.3573 | 0 | 0 | 0
[11 empty] | Industrial | Motor Equipment Upgrades | Agriculture and Assembly |  | 2.5915 | 0.52044 | 4.9795 | 0 | 0 | 0
[11 empty] | Industrial | Fan Improved Controls | Agriculture and Assembly |  | 25.8065 | 0.57329 | 45.0144 | 0 | 0 | 0
[11 empty] | Industrial | Lighting Controls | Agriculture and Assembly |  | 3.3363 | 0.535 | 6.236 | 0 | 0 | 0
[11 empty] | Industrial | HVAC Recommissioning | Agriculture and Assembly |  | 5.2236 | 0.53449 | 9.773 | 0 | 0 | 0
[11 empty] | Industrial | HVAC Improved Controls | Agriculture and Assembly |  | 73.8907 | 0.58958 | 125.3272 | 0 | 0 | 0
[11 empty] | Industrial | Building Envelope Improvements | Agriculture and Assembly |  | 4.048 | 0.58958 | 6.8658 | 0 | 0 | 0
[11 empty] | Industrial | HVAC Equipment Upgrades | Agriculture and Assembly |  | 6.1772 | 0.60648 | 10.1853 | 0 | 0 | 0
[11 empty] | Industrial | Lighting Controls - Exterior | Agriculture and Assembly |  | 1.7319 | 0.27772 | 6.236 | 0 | 0 | 0
[11 empty] | Industrial | Efficient Lighting - Exterior | Agriculture and Assembly |  | 2.6538 | 0.28969 | 9.161 | 0 | 0 | 0
[11 empty] | Industrial | Compressed Air System Optimization | Agriculture and Assembly |  | 8.2701 | 0.52044 | 15.8905 | 0 | 0 | 0
[11 empty] | Industrial | Process Other Systems Optimization | Chemicals and Plastics |  | 8.1931 | 0.44924 | 18.2376 | 0 | 0 | 0
[11 empty] | Industrial | Plant Energy Management | Chemicals and Plastics |  | 19.9837 | 0.54073 | 36.9568 | 0 | 0 | 0
[11 empty] | Industrial | Process Refrig System Optimization | Chemicals and Plastics |  | 9.0947 | 0.44924 | 20.2444 | 0 | 0 | 0
[11 empty] | Industrial | Process Refrig Equipment Upgrade | Chemicals and Plastics |  | 2.4885 | 0.52587 | 4.7322 | 0 | 0 | 0
[11 empty] | Industrial | Pump System Optimization | Chemicals and Plastics |  | 4.2448 | 0.52044 | 8.1562 | 0 | 0 | 0
[11 empty] | Industrial | Pump Improved Controls | Chemicals and Plastics |  | 9.9508 | 0.57329 | 17.3573 | 0 | 0 | 0
[11 empty] | Industrial | Motor Optimization | Chemicals and Plastics |  | 4.3987 | 0.52044 | 8.452 | 0 | 0 | 0
[11 empty] | Industrial | Motor Improved Controls | Chemicals and Plastics |  | 5.9906 | 0.57329 | 10.4494 | 0 | 0 | 0
[11 empty] | Industrial | Fan System Optimization | Chemicals and Plastics |  | 5.0016 | 0.52044 | 9.6103 | 0 | 0 | 0
[11 empty] | Industrial | Fan Improved Controls | Chemicals and Plastics |  | 25.8065 | 0.57329 | 45.0144 | 0 | 0 | 0
[11 empty] | Industrial | Lighting Controls | Chemicals and Plastics |  | 2.9789 | 0.535 | 5.568 | 0 | 0 | 0
[11 empty] | Industrial | HVAC Improved Controls | Chemicals and Plastics |  | 37.7137 | 0.58958 | 63.9667 | 0 | 0 | 0
[11 empty] | Industrial | Building Envelope Improvements | Chemicals and Plastics |  | 5.8412 | 0.58958 | 9.9074 | 0 | 0 | 0
[11 empty] | Industrial | HVAC Equipment Upgrades | Chemicals and Plastics |  | 8.0835 | 0.60648 | 13.3284 | 0 | 0 | 0
[11 empty] | Industrial | Lighting Controls - Exterior | Chemicals and Plastics |  | 1.5464 | 0.27772 | 5.568 | 0 | 0 | 0
[11 empty] | Industrial | Efficient Lighting - Exterior | Chemicals and Plastics |  | 2.6538 | 0.28969 | 9.161 | 0 | 0 | 0
[11 empty] | Industrial | Compressed Air System Optimization | Chemicals and Plastics |  | 7.7408 | 0.52044 | 14.8735 | 0 | 0 | 0
[11 empty] | Industrial | Compressed Air Controls | Chemicals and Plastics |  | 3.0326 | 0.55985 | 5.4168 | 0 | 0 | 0
[11 empty] | Industrial | Compressed Air Equipment | Chemicals and Plastics |  | 4.7052 | 0.57329 | 8.2074 | 0 | 0 | 0
[11 empty] | Industrial | Process Other Systems Optimization | Construction |  | 5.8045 | 0.44924 | 12.9206 | 0 | 0 | 0
[11 empty] | Industrial | Plant Energy Management | Construction |  | 20.0033 | 0.54126 | 36.9568 | 0 | 0 | 0
[11 empty] | Industrial | Process Refrig System Optimization | Construction |  | 1.6807 | 0.44924 | 3.7412 | 0 | 0 | 0
[11 empty] | Industrial | Process Refrig Controls | Construction |  | 9.677 | 0.57959 | 16.6964 | 0 | 0 | 0
[11 empty] | Industrial | Pump System Optimization | Construction |  | 6.184 | 0.52044 | 11.8822 | 0 | 0 | 0
[11 empty] | Industrial | Pump Improved Controls | Construction |  | 9.9508 | 0.57329 | 17.3573 | 0 | 0 | 0
[11 empty] | Industrial | Motor Improved Controls | Construction |  | 6.1221 | 0.57329 | 10.6788 | 0 | 0 | 0
[11 empty] | Industrial | Pump Equipment Upgrade | Construction |  | 4.7682 | 0.57329 | 8.3171 | 0 | 0 | 0
[11 empty] | Industrial | Motor Equipment Upgrades | Construction |  | 2.4616 | 0.52044 | 4.7299 | 0 | 0 | 0
[11 empty] | Industrial | Fan System Optimization | Construction |  | 11.6194 | 0.52044 | 22.326 | 0 | 0 | 0
[11 empty] | Industrial | Fan Improved Controls | Construction |  | 19.0494 | 0.57329 | 33.2279 | 0 | 0 | 0
[11 empty] | Industrial | Fan Equipment Upgrades | Construction |  | 3.4809 | 0.57329 | 6.0718 | 0 | 0 | 0
[11 empty] | Industrial | Lighting Controls | Construction |  | 3.0149 | 0.535 | 5.6354 | 0 | 0 | 0
[11 empty] | Industrial | HVAC Improved Controls | Construction |  | 12.9325 | 0.58958 | 21.935 | 0 | 0 | 0
[11 empty] | Industrial | Building Envelope Improvements | Construction |  | 4.5219 | 0.58958 | 7.6696 | 0 | 0 | 0
[11 empty] | Industrial | HVAC Equipment Upgrades | Construction |  | 5.601 | 0.60648 | 9.2351 | 0 | 0 | 0
[11 empty] | Industrial | Lighting Controls - Exterior | Construction |  | 1.5651 | 0.27772 | 5.6354 | 0 | 0 | 0
[11 empty] | Industrial | Efficient Lighting - Exterior | Construction |  | 2.6538 | 0.28969 | 9.161 | 0 | 0 | 0
[11 empty] | Industrial | Compressed Air System Optimization | Construction |  | 7.6035 | 0.52044 | 14.6097 | 0 | 0 | 0
[11 empty] | Industrial | Compressed Air Controls | Construction |  | 9.9842 | 0.55985 | 17.8338 | 0 | 0 | 0
[11 empty] | Industrial | Compressed Air Equipment | Construction |  | 6.1318 | 0.57329 | 10.6957 | 0 | 0 | 0
[11 empty] | Industrial | Process Other Systems Optimization | Electrical and Electronic Equip. |  | 1.5848 | 0.44924 | 3.5276 | 0 | 0 | 0
[11 empty] | Industrial | Plant Energy Management | Electrical and Electronic Equip. |  | 20.0434 | 0.54235 | 36.9568 | 0 | 0 | 0
[11 empty] | Industrial | Process Heat System Optimization | Electrical and Electronic Equip. |  | 1.9385 | 0.45211 | 4.2877 | 0 | 0 | 0
[11 empty] | Industrial | Process Refrig System Optimization | Electrical and Electronic Equip. |  | 26.4349 | 0.44924 | 58.8432 | 0 | 0 | 0
[11 empty] | Industrial | Process Refrig Equipment Upgrade | Electrical and Electronic Equip. |  | 4.5978 | 0.52587 | 8.7433 | 0 | 0 | 0
[11 empty] | Industrial | Pump Improved Controls | Electrical and Electronic Equip. |  | 9.9508 | 0.57329 | 17.3573 | 0 | 0 | 0
[11 empty] | Industrial | Motor Optimization | Electrical and Electronic Equip. |  | 5.7835 | 0.52044 | 11.1127 | 0 | 0 | 0
[11 empty] | Industrial | Motor Improved Controls | Electrical and Electronic Equip. |  | 9.9508 | 0.57329 | 17.3573 | 0 | 0 | 0
[11 empty] | Industrial | Motor Equipment Upgrades | Electrical and Electronic Equip. |  | 2.496 | 0.52044 | 4.796 | 0 | 0 | 0
[11 empty] | Industrial | Fan Improved Controls | Electrical and Electronic Equip. |  | 25.8065 | 0.57329 | 45.0144 | 0 | 0 | 0
[11 empty] | Industrial | Lighting Controls | Electrical and Electronic Equip. |  | 2.9196 | 0.535 | 5.4572 | 0 | 0 | 0
[11 empty] | Industrial | HVAC Recommissioning | Electrical and Electronic Equip. |  | 11.7327 | 0.53449 | 21.9514 | 0 | 0 | 0
[11 empty] | Industrial | HVAC Improved Controls | Electrical and Electronic Equip. |  | 4.8012 | 0.58958 | 8.1434 | 0 | 0 | 0
[11 empty] | Industrial | Building Envelope Improvements | Electrical and Electronic Equip. |  | 3.7544 | 0.58958 | 6.3679 | 0 | 0 | 0
[11 empty] | Industrial | HVAC Equipment Upgrades | Electrical and Electronic Equip. |  | 6.1772 | 0.60648 | 10.1853 | 0 | 0 | 0
[11 empty] | Industrial | Lighting Controls - Exterior | Electrical and Electronic Equip. |  | 1.5156 | 0.27772 | 5.4572 | 0 | 0 | 0
[11 empty] | Industrial | Efficient Lighting - Exterior | Electrical and Electronic Equip. |  | 2.6538 | 0.28969 | 9.161 | 0 | 0 | 0
[11 empty] | Industrial | Compressed Air System Optimization | Electrical and Electronic Equip. |  | 8.5077 | 0.52044 | 16.347 | 0 | 0 | 0
[11 empty] | Industrial | Compressed Air Controls | Electrical and Electronic Equip. |  | 18.0014 | 0.55985 | 32.1542 | 0 | 0 | 0
[11 empty] | Industrial | Compressed Air Equipment | Electrical and Electronic Equip. |  | 16.6056 | 0.57329 | 28.9652 | 0 | 0 | 0
[11 empty] | Industrial | Process Other Systems Optimization | Lumber/Furniture/Pulp/Paper |  | 1.6108 | 0.44924 | 3.5856 | 0 | 0 | 0
[11 empty] | Industrial | Plant Energy Management | Lumber/Furniture/Pulp/Paper |  | 3.8344 | 0.54048 | 7.0944 | 0 | 0 | 0
[11 empty] | Industrial | Process Other Equipment Upgrades | Lumber/Furniture/Pulp/Paper |  | 4.7399 | 0.52587 | 9.0135 | 0 | 0 | 0
[11 empty] | Industrial | Pump Improved Controls | Lumber/Furniture/Pulp/Paper |  | 9.9508 | 0.57329 | 17.3573 | 0 | 0 | 0
[11 empty] | Industrial | Motor Optimization | Lumber/Furniture/Pulp/Paper |  | 5.2114 | 0.52044 | 10.0134 | 0 | 0 | 0
[11 empty] | Industrial | Motor Improved Controls | Lumber/Furniture/Pulp/Paper |  | 12.9003 | 0.57329 | 22.5021 | 0 | 0 | 0
[11 empty] | Industrial | Motor Equipment Upgrades | Lumber/Furniture/Pulp/Paper |  | 6.2536 | 0.52044 | 12.0159 | 0 | 0 | 0
[11 empty] | Industrial | Fan System Optimization | Lumber/Furniture/Pulp/Paper |  | 11.7046 | 0.52044 | 22.4898 | 0 | 0 | 0
[11 empty] | Industrial | Fan Improved Controls | Lumber/Furniture/Pulp/Paper |  | 25.8065 | 0.57329 | 45.0145 | 0 | 0 | 0
[11 empty] | Industrial | Lighting Controls | Lumber/Furniture/Pulp/Paper |  | 2.4172 | 0.535 | 4.5182 | 0 | 0 | 0
[11 empty] | Industrial | HVAC Improved Controls | Lumber/Furniture/Pulp/Paper |  | 37.986 | 0.58958 | 64.4286 | 0 | 0 | 0
[11 empty] | Industrial | HVAC Equipment Upgrades | Lumber/Furniture/Pulp/Paper |  | 6.1772 | 0.60648 | 10.1853 | 0 | 0 | 0
[11 empty] | Industrial | Lighting Controls - Exterior | Lumber/Furniture/Pulp/Paper |  | 1.2548 | 0.27772 | 4.5182 | 0 | 0 | 0
[11 empty] | Industrial | Efficient Lighting - Exterior | Lumber/Furniture/Pulp/Paper |  | 2.6538 | 0.28969 | 9.161 | 0 | 0 | 0
[11 empty] | Industrial | Compressed Air System Optimization | Lumber/Furniture/Pulp/Paper |  | 8.3613 | 0.52044 | 16.0659 | 0 | 0 | 0
[11 empty] | Industrial | Compressed Air Controls | Lumber/Furniture/Pulp/Paper |  | 16.1976 | 0.55985 | 28.9323 | 0 | 0 | 0
[11 empty] | Industrial | Compressed Air Equipment | Lumber/Furniture/Pulp/Paper |  | 4.362 | 0.57329 | 7.6086 | 0 | 0 | 0
[11 empty] | Industrial | Process Other Systems Optimization | Metal Products and Machinery |  | 1.0706 | 0.44924 | 2.383 | 0 | 0 | 0
[11 empty] | Industrial | Plant Energy Management | Metal Products and Machinery |  | 4.9044 | 0.54108 | 9.0642 | 0 | 0 | 0
[11 empty] | Industrial | Process Heat Equipment Upgrade | Metal Products and Machinery |  | 4.0553 | 0.52587 | 7.7117 | 0 | 0 | 0
[11 empty] | Industrial | Process Refrig System Optimization | Metal Products and Machinery |  | 34.1292 | 0.44924 | 75.9706 | 0 | 0 | 0
[11 empty] | Industrial | Pump System Optimization | Metal Products and Machinery |  | 14.051 | 0.52044 | 26.9983 | 0 | 0 | 0
[11 empty] | Industrial | Pump Improved Controls | Metal Products and Machinery |  | 9.9508 | 0.57329 | 17.3573 | 0 | 0 | 0
[11 empty] | Industrial | Motor Optimization | Metal Products and Machinery |  | 5.0612 | 0.52044 | 9.7249 | 0 | 0 | 0
[11 empty] | Industrial | Motor Improved Controls | Metal Products and Machinery |  | 14.0042 | 0.57329 | 24.4276 | 0 | 0 | 0
[11 empty] | Industrial | Pump Equipment Upgrade | Metal Products and Machinery |  | 4.3216 | 0.57329 | 7.5382 | 0 | 0 | 0
[11 empty] | Industrial | Motor Equipment Upgrades | Metal Products and Machinery |  | 2.2404 | 0.52044 | 4.3048 | 0 | 0 | 0
[11 empty] | Industrial | Fan System Optimization | Metal Products and Machinery |  | 19.9081 | 0.52044 | 38.2524 | 0 | 0 | 0
[11 empty] | Industrial | Fan Improved Controls | Metal Products and Machinery |  | 25.8065 | 0.57329 | 45.0145 | 0 | 0 | 0
[11 empty] | Industrial | Fan Equipment Upgrades | Metal Products and Machinery |  | 4.3216 | 0.57329 | 7.5382 | 0 | 0 | 0
[11 empty] | Industrial | Lighting Controls | Metal Products and Machinery |  | 2.6503 | 0.535 | 4.9539 | 0 | 0 | 0
[11 empty] | Industrial | HVAC Improved Controls | Metal Products and Machinery |  | 11.1422 | 0.58958 | 18.8984 | 0 | 0 | 0
[11 empty] | Industrial | Building Envelope Improvements | Metal Products and Machinery |  | 5.0642 | 0.58958 | 8.5895 | 0 | 0 | 0
[11 empty] | Industrial | HVAC Equipment Upgrades | Metal Products and Machinery |  | 5.1751 | 0.60648 | 8.5329 | 0 | 0 | 0
[11 empty] | Industrial | Lighting Controls - Exterior | Metal Products and Machinery |  | 1.3758 | 0.27772 | 4.9539 | 0 | 0 | 0
[11 empty] | Industrial | Efficient Lighting - Exterior | Metal Products and Machinery |  | 2.6538 | 0.28969 | 9.161 | 0 | 0 | 0
[11 empty] | Industrial | Compressed Air System Optimization | Metal Products and Machinery |  | 8.6164 | 0.52044 | 16.5559 | 0 | 0 | 0
[11 empty] | Industrial | Compressed Air Controls | Metal Products and Machinery |  | 10.9702 | 0.55985 | 19.5951 | 0 | 0 | 0
[11 empty] | Industrial | Compressed Air Equipment | Metal Products and Machinery |  | 6.4339 | 0.57329 | 11.2227 | 0 | 0 | 0
[11 empty] | Industrial | Process Other Systems Optimization | Miscellaneous Manufacturing |  | 8.1931 | 0.44924 | 18.2376 | 0 | 0 | 0
[11 empty] | Industrial | Plant Energy Management | Miscellaneous Manufacturing |  | 20.0524 | 0.54259 | 36.9568 | 0 | 0 | 0
[11 empty] | Industrial | Pump System Optimization | Miscellaneous Manufacturing |  | 2.9178 | 0.52044 | 5.6063 | 0 | 0 | 0
[11 empty] | Industrial | Pump Improved Controls | Miscellaneous Manufacturing |  | 9.9508 | 0.57329 | 17.3573 | 0 | 0 | 0
[11 empty] | Industrial | Motor Improved Controls | Miscellaneous Manufacturing |  | 9.9508 | 0.57329 | 17.3573 | 0 | 0 | 0
[11 empty] | Industrial | Pump Equipment Upgrade | Miscellaneous Manufacturing |  | 4.7682 | 0.57329 | 8.3171 | 0 | 0 | 0
[11 empty] | Industrial | Fan Improved Controls | Miscellaneous Manufacturing |  | 25.8065 | 0.57329 | 45.0144 | 0 | 0 | 0
[11 empty] | Industrial | Fan Equipment Upgrades | Miscellaneous Manufacturing |  | 3.4809 | 0.57329 | 6.0718 | 0 | 0 | 0
[11 empty] | Industrial | Lighting Controls | Miscellaneous Manufacturing |  | 3.7369 | 0.535 | 6.9848 | 0 | 0 | 0
[11 empty] | Industrial | HVAC Improved Controls | Miscellaneous Manufacturing |  | 104.6584 | 0.58958 | 177.5128 | 0 | 0 | 0
[11 empty] | Industrial | Building Envelope Improvements | Miscellaneous Manufacturing |  | 6.5404 | 0.58958 | 11.0933 | 0 | 0 | 0
[11 empty] | Industrial | Lighting Controls - Exterior | Miscellaneous Manufacturing |  | 1.9398 | 0.27772 | 6.9848 | 0 | 0 | 0
[11 empty] | Industrial | Efficient Lighting - Exterior | Miscellaneous Manufacturing |  | 2.6538 | 0.28969 | 9.161 | 0 | 0 | 0
[11 empty] | Industrial | Compressed Air System Optimization | Miscellaneous Manufacturing |  | 5.551 | 0.52044 | 10.666 | 0 | 0 | 0
[11 empty] | Industrial | Compressed Air Controls | Miscellaneous Manufacturing |  | 84.9661 | 0.55985 | 151.7669 | 0 | 0 | 0
[11 empty] | Industrial | Compressed Air Equipment | Miscellaneous Manufacturing |  | 44.0442 | 0.57329 | 76.8266 | 0 | 0 | 0
[11 empty] | Industrial | Plant Energy Management | Primary Resources Industries |  | 20.0608 | 0.54282 | 36.9568 | 0 | 0 | 0
[11 empty] | Industrial | Process Refrig System Optimization | Primary Resources Industries |  | 34.1292 | 0.44924 | 75.9706 | 0 | 0 | 0
[11 empty] | Industrial | Process Refrig Equipment Upgrade | Primary Resources Industries |  | 2.8204 | 0.52587 | 5.3633 | 0 | 0 | 0
[11 empty] | Industrial | Pump System Optimization | Primary Resources Industries |  | 48.9871 | 0.52044 | 94.126 | 0 | 0 | 0
[11 empty] | Industrial | Pump Improved Controls | Primary Resources Industries |  | 9.9508 | 0.57329 | 17.3573 | 0 | 0 | 0
[11 empty] | Industrial | Motor Optimization | Primary Resources Industries |  | 6.6719 | 0.52044 | 12.8196 | 0 | 0 | 0
[11 empty] | Industrial | Motor Improved Controls | Primary Resources Industries |  | 9.9508 | 0.57329 | 17.3573 | 0 | 0 | 0
[11 empty] | Industrial | Pump Equipment Upgrade | Primary Resources Industries |  | 5.7075 | 0.57329 | 9.9556 | 0 | 0 | 0
[11 empty] | Industrial | Motor Equipment Upgrades | Primary Resources Industries |  | 2.3753 | 0.52044 | 4.5641 | 0 | 0 | 0
[11 empty] | Industrial | Fan System Optimization | Primary Resources Industries |  | 126.0632 | 0.52044 | 242.2237 | 0 | 0 | 0
[11 empty] | Industrial | Fan Improved Controls | Primary Resources Industries |  | 25.8065 | 0.57329 | 45.0144 | 0 | 0 | 0
[11 empty] | Industrial | Fan Equipment Upgrades | Primary Resources Industries |  | 5.7075 | 0.57329 | 9.9556 | 0 | 0 | 0
[11 empty] | Industrial | Lighting Controls | Primary Resources Industries |  | 2.8699 | 0.535 | 5.3642 | 0 | 0 | 0
[11 empty] | Industrial | HVAC Improved Controls | Primary Resources Industries |  | 20.9552 | 0.58958 | 35.5425 | 0 | 0 | 0
[11 empty] | Industrial | Building Envelope Improvements | Primary Resources Industries |  | 5.025 | 0.58958 | 8.5229 | 0 | 0 | 0
[11 empty] | Industrial | Lighting Controls - Exterior | Primary Resources Industries |  | 1.4898 | 0.27772 | 5.3642 | 0 | 0 | 0
[11 empty] | Industrial | Efficient Lighting - Exterior | Primary Resources Industries |  | 2.6538 | 0.28969 | 9.161 | 0 | 0 | 0
[11 empty] | Industrial | Compressed Air System Optimization | Primary Resources Industries |  | 8.9705 | 0.52044 | 17.2363 | 0 | 0 | 0
[11 empty] | Industrial | Compressed Air Controls | Primary Resources Industries |  | 12.126 | 0.55985 | 21.6595 | 0 | 0 | 0
[11 empty] | Industrial | Compressed Air Equipment | Primary Resources Industries |  | 5.2528 | 0.57329 | 9.1625 | 0 | 0 | 0
[11 empty] | Industrial | Process Other Systems Optimization | Stone/Clay/Glass/Concrete |  | 8.1931 | 0.44924 | 18.2376 | 0 | 0 | 0
[11 empty] | Industrial | Plant Energy Management | Stone/Clay/Glass/Concrete |  | 19.9858 | 0.54079 | 36.9568 | 0 | 0 | 0
[11 empty] | Industrial | Pump Improved Controls | Stone/Clay/Glass/Concrete |  | 9.9508 | 0.57329 | 17.3573 | 0 | 0 | 0
[11 empty] | Industrial | Motor Optimization | Stone/Clay/Glass/Concrete |  | 6.2829 | 0.52044 | 12.0722 | 0 | 0 | 0
[11 empty] | Industrial | Motor Improved Controls | Stone/Clay/Glass/Concrete |  | 9.9508 | 0.57329 | 17.3573 | 0 | 0 | 0
[11 empty] | Industrial | Pump Equipment Upgrade | Stone/Clay/Glass/Concrete |  | 3.4809 | 0.57329 | 6.0718 | 0 | 0 | 0
[11 empty] | Industrial | Motor Equipment Upgrades | Stone/Clay/Glass/Concrete |  | 6.7035 | 0.52044 | 12.8803 | 0 | 0 | 0
[11 empty] | Industrial | Fan Improved Controls | Stone/Clay/Glass/Concrete |  | 25.8065 | 0.57329 | 45.0144 | 0 | 0 | 0
[11 empty] | Industrial | Fan Equipment Upgrades | Stone/Clay/Glass/Concrete |  | 3.4809 | 0.57329 | 6.0718 | 0 | 0 | 0
[11 empty] | Industrial | Lighting Controls | Stone/Clay/Glass/Concrete |  | 2.8144 | 0.535 | 5.2605 | 0 | 0 | 0
[11 empty] | Industrial | HVAC Improved Controls | Stone/Clay/Glass/Concrete |  | 16.0341 | 0.58958 | 27.1957 | 0 | 0 | 0
[11 empty] | Industrial | Building Envelope Improvements | Stone/Clay/Glass/Concrete |  | 4.2168 | 0.58958 | 7.1521 | 0 | 0 | 0
[11 empty] | Industrial | HVAC Equipment Upgrades | Stone/Clay/Glass/Concrete |  | 6.1772 | 0.60648 | 10.1853 | 0 | 0 | 0
[11 empty] | Industrial | Lighting Controls - Exterior | Stone/Clay/Glass/Concrete |  | 1.461 | 0.27772 | 5.2605 | 0 | 0 | 0
[11 empty] | Industrial | Efficient Lighting - Exterior | Stone/Clay/Glass/Concrete |  | 2.6538 | 0.28969 | 9.161 | 0 | 0 | 0
[11 empty] | Industrial | Compressed Air System Optimization | Stone/Clay/Glass/Concrete |  | 6.6644 | 0.52044 | 12.8052 | 0 | 0 | 0
[11 empty] | Industrial | Compressed Air Controls | Stone/Clay/Glass/Concrete |  | 10.3367 | 0.55985 | 18.4634 | 0 | 0 | 0
[11 empty] | Industrial | Process Other Systems Optimization | Textiles and Leather |  | 3.4762 | 0.44924 | 7.7379 | 0 | 0 | 0
[11 empty] | Industrial | Process Heat Equipment Upgrade | Textiles and Leather |  | 11.0995 | 0.52587 | 21.1069 | 0 | 0 | 0
[11 empty] | Industrial | Process Refrig Equipment Upgrade | Textiles and Leather |  | 2.5187 | 0.52587 | 4.7895 | 0 | 0 | 0
[11 empty] | Industrial | Pump Improved Controls | Textiles and Leather |  | 9.9508 | 0.57329 | 17.3573 | 0 | 0 | 0
[11 empty] | Industrial | Motor Improved Controls | Textiles and Leather |  | 9.9508 | 0.57329 | 17.3573 | 0 | 0 | 0
[11 empty] | Industrial | Pump Equipment Upgrade | Textiles and Leather |  | 4.9648 | 0.57329 | 8.6601 | 0 | 0 | 0
[11 empty] | Industrial | Motor Equipment Upgrades | Textiles and Leather |  | 2.917 | 0.52044 | 5.6048 | 0 | 0 | 0
[11 empty] | Industrial | Fan Improved Controls | Textiles and Leather |  | 25.8065 | 0.57329 | 45.0144 | 0 | 0 | 0
[11 empty] | Industrial | Fan Equipment Upgrades | Textiles and Leather |  | 4.9648 | 0.57329 | 8.6601 | 0 | 0 | 0
[11 empty] | Industrial | Lighting Controls | Textiles and Leather |  | 3.2854 | 0.535 | 6.1409 | 0 | 0 | 0
[11 empty] | Industrial | HVAC Recommissioning | Textiles and Leather |  | 7.1 | 0.53449 | 13.2838 | 0 | 0 | 0
[11 empty] | Industrial | HVAC Improved Controls | Textiles and Leather |  | 199.398 | 0.58958 | 338.2021 | 0 | 0 | 0
[11 empty] | Industrial | HVAC Equipment Upgrades | Textiles and Leather |  | 6.025 | 0.60648 | 9.9343 | 0 | 0 | 0
[11 empty] | Industrial | Lighting Controls - Exterior | Textiles and Leather |  | 1.7055 | 0.27772 | 6.1409 | 0 | 0 | 0
[11 empty] | Industrial | Efficient Lighting - Exterior | Textiles and Leather |  | 2.6538 | 0.28969 | 9.161 | 0 | 0 | 0
[11 empty] | Industrial | Compressed Air System Optimization | Textiles and Leather |  | 8.211 | 0.52044 | 15.777 | 0 | 0 | 0
[11 empty] | Industrial | Compressed Air Controls | Textiles and Leather |  | 10.0593 | 0.55985 | 17.9679 | 0 | 0 | 0
[11 empty] | Industrial | Compressed Air Equipment | Textiles and Leather |  | 5.0427 | 0.57329 | 8.796 | 0 | 0 | 0
[11 empty] | Industrial | Process Other Systems Optimization | Transportation Equipment |  | 8.1931 | 0.44924 | 18.2376 | 0 | 0 | 0
[11 empty] | Industrial | Plant Energy Management | Transportation Equipment |  | 20.0556 | 0.54268 | 36.9568 | 0 | 0 | 0
[11 empty] | Industrial | Process Refrig Equipment Upgrade | Transportation Equipment |  | 3.3886 | 0.52587 | 6.4438 | 0 | 0 | 0
[11 empty] | Industrial | Pump System Optimization | Transportation Equipment |  | 5.2391 | 0.52044 | 10.0666 | 0 | 0 | 0
[11 empty] | Industrial | Pump Improved Controls | Transportation Equipment |  | 9.9508 | 0.57329 | 17.3573 | 0 | 0 | 0
[11 empty] | Industrial | Motor Optimization | Transportation Equipment |  | 4.8986 | 0.52044 | 9.4124 | 0 | 0 | 0
[11 empty] | Industrial | Motor Improved Controls | Transportation Equipment |  | 9.9508 | 0.57329 | 17.3573 | 0 | 0 | 0
[11 empty] | Industrial | Motor Equipment Upgrades | Transportation Equipment |  | 13.0461 | 0.52044 | 25.0674 | 0 | 0 | 0
[11 empty] | Industrial | Fan System Optimization | Transportation Equipment |  | 11.7046 | 0.52044 | 22.4898 | 0 | 0 | 0
[11 empty] | Industrial | Fan Improved Controls | Transportation Equipment |  | 64.4027 | 0.57329 | 112.3381 | 0 | 0 | 0
[11 empty] | Industrial | Lighting Controls | Transportation Equipment |  | 3.2092 | 0.535 | 5.9986 | 0 | 0 | 0
[11 empty] | Industrial | HVAC Improved Controls | Transportation Equipment |  | 43.3684 | 0.58958 | 73.5578 | 0 | 0 | 0
[11 empty] | Industrial | Building Envelope Improvements | Transportation Equipment |  | 4.8193 | 0.58958 | 8.1742 | 0 | 0 | 0
[11 empty] | Industrial | HVAC Equipment Upgrades | Transportation Equipment |  | 6.1772 | 0.60648 | 10.1853 | 0 | 0 | 0
[11 empty] | Industrial | Lighting Controls - Exterior | Transportation Equipment |  | 1.6659 | 0.27772 | 5.9986 | 0 | 0 | 0
[11 empty] | Industrial | Efficient Lighting - Exterior | Transportation Equipment |  | 2.6538 | 0.28969 | 9.161 | 0 | 0 | 0
[11 empty] | Industrial | Compressed Air System Optimization | Transportation Equipment |  | 6.7193 | 0.52044 | 12.9108 | 0 | 0 | 0
[11 empty] | Industrial | Compressed Air Controls | Transportation Equipment |  | 8.1105 | 0.55985 | 14.487 | 0 | 0 | 0
[11 empty] | Industrial | Compressed Air Equipment | Transportation Equipment |  | 7.3261 | 0.57329 | 12.779 | 0 | 0 | 0
[11 empty] | Industrial | Process Other Systems Optimization | Water and Wastewater |  | 5.8045 | 0.44924 | 12.9206 | 0 | 0 | 0
[11 empty] | Industrial | Plant Energy Management | Water and Wastewater |  | 20.0142 | 0.54156 | 36.9568 | 0 | 0 | 0
[11 empty] | Industrial | Process Refrig System Optimization | Water and Wastewater |  | 1.6807 | 0.44924 | 3.7412 | 0 | 0 | 0
[11 empty] | Industrial | Process Refrig Controls | Water and Wastewater |  | 9.677 | 0.57959 | 16.6964 | 0 | 0 | 0
[11 empty] | Industrial | Pump System Optimization | Water and Wastewater |  | 6.184 | 0.52044 | 11.8822 | 0 | 0 | 0
[11 empty] | Industrial | Pump Improved Controls | Water and Wastewater |  | 9.9508 | 0.57329 | 17.3573 | 0 | 0 | 0
[11 empty] | Industrial | Motor Improved Controls | Water and Wastewater |  | 6.1221 | 0.57329 | 10.6788 | 0 | 0 | 0
[11 empty] | Industrial | Pump Equipment Upgrade | Water and Wastewater |  | 4.7682 | 0.57329 | 8.3171 | 0 | 0 | 0
[11 empty] | Industrial | Motor Equipment Upgrades | Water and Wastewater |  | 2.4616 | 0.52044 | 4.7299 | 0 | 0 | 0
[11 empty] | Industrial | Fan System Optimization | Water and Wastewater |  | 11.6194 | 0.52044 | 22.326 | 0 | 0 | 0
[11 empty] | Industrial | Fan Improved Controls | Water and Wastewater |  | 19.0494 | 0.57329 | 33.2279 | 0 | 0 | 0
[11 empty] | Industrial | Fan Equipment Upgrades | Water and Wastewater |  | 3.4809 | 0.57329 | 6.0718 | 0 | 0 | 0
[11 empty] | Industrial | Lighting Controls | Water and Wastewater |  | 3.0149 | 0.535 | 5.6354 | 0 | 0 | 0
[11 empty] | Industrial | HVAC Improved Controls | Water and Wastewater |  | 12.9325 | 0.58958 | 21.935 | 0 | 0 | 0
[11 empty] | Industrial | Building Envelope Improvements | Water and Wastewater |  | 4.5219 | 0.58958 | 7.6696 | 0 | 0 | 0
[11 empty] | Industrial | HVAC Equipment Upgrades | Water and Wastewater |  | 5.601 | 0.60648 | 9.2351 | 0 | 0 | 0
[11 empty] | Industrial | Lighting Controls - Exterior | Water and Wastewater |  | 1.5651 | 0.27772 | 5.6354 | 0 | 0 | 0
[11 empty] | Industrial | Efficient Lighting - Exterior | Water and Wastewater |  | 2.6538 | 0.28969 | 9.161 | 0 | 0 | 0
[11 empty] | Industrial | Compressed Air System Optimization | Water and Wastewater |  | 7.6035 | 0.52044 | 14.6097 | 0 | 0 | 0
[11 empty] | Industrial | Compressed Air Controls | Water and Wastewater |  | 9.9842 | 0.55985 | 17.8338 | 0 | 0 | 0
[11 empty] | Industrial | Compressed Air Equipment | Water and Wastewater |  | 6.1318 | 0.57329 | 10.6957 | 0 | 0 | 0