## Staff ROG18
Technical Potential – Excluded Measures
Customer | Measure | Measure | Reason for
Class | Type | Name | Exclusion
HVAC | Unit | AC Heat Recovery Units | Applies mostly to lower than current code SEERs
HVAC | Ancillary | HVAC Proper Sizing | Code requirement
Motor | Pump | High Efficiency One Speed Pool Pump (1.5 hp) | Code/standard practice, and more efficient measures included in study (two-speed and variable speed pool pumps)
Lighting-Exterior | LED | LED Exit Sign | Code/standard practice
Lighting-Interior | Other | High Pressure Sodium 250W Lamp | More efficient measure (LED) included in study
Lighting-Interior | Other | PSMH, 250W, magnetic ballast | More efficient measure (LED) included in study
Compressed Air | Optimization | Compressed Air-O&M | Behavioral measure
Fans | Optimization | Fans - O&M | Behavioral measure
Pumps | Optimization | Pumps - O&M | Behavioral measure
Process Other | Optimization | Bakery - Process (Mixing) - O&M | Behavioral measure
Process Other | Optimization | O&M/drives spinning machines | Behavioral measure
Process Other | Optimization | O&M - Extruders/Injection Moulding | Behavioral measure

## Staff ROG 22a-RIM
RIM Scenario:
EP Step 1 - RIM perspective |  |  |  | EP Step 2 - PCT perspective |  |  |  | EP Step 3 - Simple Payback |  |  |  | AP Step 1 - RIM perspective |  |  |  | AP Step 2 - PCT perspective |  |  |  | AP Step 3 - Simple Payback
Measure Permutations eliminated |  |  |  | Measure Permutations eliminated |  |  |  | Measure Permutations eliminated |  |  |  | Measure Permutations eliminated |  |  |  | Measure Permutations eliminated |  |  |  | Measure Permutations eliminated
Sector | Vintage | Segment | Name | Sector | Vintage | Segment | Name | Sector | Vintage | Segment | Name | Sector | Vintage | Segment | Name | Sector | Vintage | Segment | Name | Sector | Vintage | Segment | Name
Residential | Turnover | Single Family | Energy Star Clothes Dryer | Residential | Existing | Single Family | Water Heater Timeclock | Industrial | New | Agriculture and Assembly | Efficient Lighting - Exterior | Residential | New | Single Family | Central air conditioner - Load Shed | NONE |  |  |  | NONE
Residential | Turnover | Multi-Family | Energy Star Clothes Dryer | Residential | Existing | Multi-Family | Water Heater Timeclock | Industrial | Turnover | Agriculture and Assembly | Efficient Lighting - Exterior | Residential | New | Multi Family | Central air conditioner - Load Shed
Residential | Turnover | Manufactured Home | Energy Star Clothes Dryer | Residential | Existing | Manufactured Home | Water Heater Timeclock | Industrial | New | Chemicals and Plastics | Efficient Lighting - Exterior | Residential | New | Mobile Home/Other | Central air conditioner - Load Shed
Residential | New | Single Family | Energy Star Clothes Dryer | Residential | New | Single Family | Water Heater Timeclock | Industrial | Turnover | Chemicals and Plastics | Efficient Lighting - Exterior | Residential | New | Single Family | Central Heating - Load Shed
Residential | New | Multi-Family | Energy Star Clothes Dryer | Residential | New | Multi-Family | Water Heater Timeclock | Industrial | New | Construction | Efficient Lighting - Exterior | Residential | New | Multi Family | Central Heating - Load Shed
Residential | New | Manufactured Home | Energy Star Clothes Dryer | Residential | New | Manufactured Home | Water Heater Timeclock | Industrial | Turnover | Construction | Efficient Lighting - Exterior | Residential | New | Mobile Home/Other | Central Heating - Load Shed
Residential | Turnover | Single Family | Energy Star Clothes Washer |  |  |  |  | Industrial | New | Electrical and Electronic Equip. | Efficient Lighting - Exterior | Residential | New | Single Family | Central air conditioner - 50% cycling
Residential | Turnover | Multi-Family | Energy Star Clothes Washer |  |  |  |  | Industrial | Turnover | Electrical and Electronic Equip. | Efficient Lighting - Exterior | Residential | New | Multi Family | Central air conditioner - 50% cycling
Residential | Turnover | Manufactured Home | Energy Star Clothes Washer |  |  |  |  | Industrial | New | Lumber/Furniture/Pulp/Paper | Efficient Lighting - Exterior | Residential | New | Mobile Home/Other | Central air conditioner - 50% cycling
Residential | New | Single Family | Energy Star Clothes Washer |  |  |  |  | Industrial | Turnover | Lumber/Furniture/Pulp/Paper | Efficient Lighting - Exterior | Residential | New | Single Family | Central Heating - 50% cycling
Residential | New | Multi-Family | Energy Star Clothes Washer |  |  |  |  | Industrial | New | Metal Products and Machinery | Efficient Lighting - Exterior | Residential | New | Multi Family | Central Heating - 50% cycling
Residential | New | Manufactured Home | Energy Star Clothes Washer |  |  |  |  | Industrial | Turnover | Metal Products and Machinery | Efficient Lighting - Exterior | Residential | New | Mobile Home/Other | Central Heating - 50% cycling
Residential | Turnover | Single Family | Energy Star Dishwasher |  |  |  |  | Industrial | New | Miscellaneous Manufacturing | Efficient Lighting - Exterior | Residential | New | Single Family | Water heater switches
Residential | Turnover | Multi-Family | Energy Star Dishwasher |  |  |  |  | Industrial | Turnover | Miscellaneous Manufacturing | Efficient Lighting - Exterior | Residential | New | Multi Family | Water heater switches
Residential | Turnover | Manufactured Home | Energy Star Dishwasher |  |  |  |  | Industrial | Existing | Miscellaneous Manufacturing | Lighting Controls - Exterior | Residential | New | Mobile Home/Other | Water heater switches
Residential | New | Single Family | Energy Star Dishwasher |  |  |  |  | Industrial | New | Miscellaneous Manufacturing | Lighting Controls - Exterior | Residential | New | Single Family | Pool pump switches
Residential | New | Multi-Family | Energy Star Dishwasher |  |  |  |  | Industrial | New | Primary Resources Industries | Efficient Lighting - Exterior | Residential | New | Multi Family | Pool pump switches
Residential | New | Manufactured Home | Energy Star Dishwasher |  |  |  |  | Industrial | Turnover | Primary Resources Industries | Efficient Lighting - Exterior | Residential | New | Mobile Home/Other | Pool pump switches
Residential | Turnover | Single Family | Energy Star Freezer |  |  |  |  | Industrial | New | Stone/Clay/Glass/Concrete | Efficient Lighting - Exterior | Residential | New | Single Family | Room AC control
Residential | Turnover | Multi-Family | Energy Star Freezer |  |  |  |  | Industrial | Turnover | Stone/Clay/Glass/Concrete | Efficient Lighting - Exterior | Residential | New | Multi Family | Room AC control
Residential | Turnover | Manufactured Home | Energy Star Freezer |  |  |  |  | Industrial | New | Textiles and Leather | Efficient Lighting - Exterior | Residential | New | Mobile Home/Other | Room AC control
Residential | New | Single Family | Energy Star Freezer |  |  |  |  | Industrial | Turnover | Textiles and Leather | Efficient Lighting - Exterior | Residential | New | Single Family | Smart thermostats - Utility Installation
Residential | New | Multi-Family | Energy Star Freezer |  |  |  |  | Industrial | New | Transportation Equipment | Efficient Lighting - Exterior | Residential | New | Multi Family | Smart thermostats - Utility Installation
Residential | New | Manufactured Home | Energy Star Freezer |  |  |  |  | Industrial | Turnover | Transportation Equipment | Efficient Lighting - Exterior | Residential | New | Mobile Home/Other | Smart thermostats - Utility Installation
Residential | Turnover | Single Family | Energy Star Refrigerator |  |  |  |  | Industrial | New | Water and Wastewater | Efficient Lighting - Exterior | Residential | New | Single Family | Smart thermostats - BYOT
Residential | Turnover | Multi-Family | Energy Star Refrigerator |  |  |  |  | Industrial | Turnover | Water and Wastewater | Efficient Lighting - Exterior | Residential | New | Multi Family | Smart thermostats - BYOT
Residential | Turnover | Manufactured Home | Energy Star Refrigerator | [8 empty] | Residential | New | Mobile Home/Other | Smart thermostats - BYOT
Residential | New | Single Family | Energy Star Refrigerator | [8 empty] | Residential | New | Single Family | CPP + Tech
Residential | New | Multi-Family | Energy Star Refrigerator | [8 empty] | Residential | New | Multi Family | CPP + Tech
Residential | New | Manufactured Home | Energy Star Refrigerator | [8 empty] | Residential | New | Mobile Home/Other | CPP + Tech
Residential | Turnover | Single Family | Heat Pump Clothes Dryer | [8 empty] | Small C&I | New | 0-15,000 kWh | Central air conditioner - Load Shed
Residential | Turnover | Multi-Family | Heat Pump Clothes Dryer | [8 empty] | Small C&I | New | 15,001-25,000 kWh | Central air conditioner - Load Shed
Residential | Turnover | Manufactured Home | Heat Pump Clothes Dryer | [8 empty] | Small C&I | New | 25,001-50,000 kWh | Central air conditioner - Load Shed
Residential | New | Single Family | Heat Pump Clothes Dryer | [8 empty] | Small C&I | New | 50,001 kWh + | Central air conditioner - Load Shed
Residential | New | Multi-Family | Heat Pump Clothes Dryer | [8 empty] | Small C&I | New | 0-15,000 kWh | Central Heating - Load Shed
Residential | New | Manufactured Home | Heat Pump Clothes Dryer | [8 empty] | Small C&I | New | 15,001-25,000 kWh | Central Heating - Load Shed
Residential | Turnover | Single Family | High Efficiency Convection Oven | [8 empty] | Small C&I | New | 25,001-50,000 kWh | Central Heating - Load Shed
Residential | Turnover | Multi-Family | High Efficiency Convection Oven | [8 empty] | Small C&I | New | 50,001 kWh + | Central Heating - Load Shed
Residential | Turnover | Manufactured Home | High Efficiency Convection Oven | [8 empty] | Small C&I | New | 0-15,000 kWh | Central air conditioner - 50% cycling
Residential | New | Single Family | High Efficiency Convection Oven | [8 empty] | Small C&I | New | 15,001-25,000 kWh | Central air conditioner - 50% cycling
Residential | New | Multi-Family | High Efficiency Convection Oven | [8 empty] | Small C&I | New | 25,001-50,000 kWh | Central air conditioner - 50% cycling
Residential | New | Manufactured Home | High Efficiency Convection Oven | [8 empty] | Small C&I | New | 50,001 kWh + | Central air conditioner - 50% cycling
Residential | Turnover | Single Family | High Efficiency Induction Cooktop | [8 empty] | Small C&I | New | 0-15,000 kWh | Central Heating - 50% cycling
Residential | Turnover | Multi-Family | High Efficiency Induction Cooktop | [8 empty] | Small C&I | New | 15,001-25,000 kWh | Central Heating - 50% cycling
Residential | Turnover | Manufactured Home | High Efficiency Induction Cooktop | [8 empty] | Small C&I | New | 25,001-50,000 kWh | Central Heating - 50% cycling
Residential | New | Single Family | High Efficiency Induction Cooktop | [8 empty] | Small C&I | New | 50,001 kWh + | Central Heating - 50% cycling
Residential | New | Multi-Family | High Efficiency Induction Cooktop | [8 empty] | Small C&I | New | 0-15,000 kWh | Smart thermostats - Utility Installation
Residential | New | Manufactured Home | High Efficiency Induction Cooktop | [8 empty] | Small C&I | New | 15,001-25,000 kWh | Smart thermostats - Utility Installation
Residential | Turnover | Single Family | Heat Pump Water Heater | [8 empty] | Small C&I | New | 25,001-50,000 kWh | Smart thermostats - Utility Installation
Residential | Turnover | Multi-Family | Heat Pump Water Heater | [8 empty] | Small C&I | New | 50,001 kWh + | Smart thermostats - Utility Installation
Residential | Turnover | Manufactured Home | Heat Pump Water Heater | [8 empty] | Small C&I | New | 0-15,000 kWh | Smart thermostats - BYOT
Residential | New | Single Family | Heat Pump Water Heater | [8 empty] | Small C&I | New | 15,001-25,000 kWh | Smart thermostats - BYOT
Residential | New | Multi-Family | Heat Pump Water Heater | [8 empty] | Small C&I | New | 25,001-50,000 kWh | Smart thermostats - BYOT
Residential | New | Manufactured Home | Heat Pump Water Heater | [8 empty] | Small C&I | New | 50,001 kWh + | Smart thermostats - BYOT
Residential | Turnover | Single Family | Instantaneous Hot Water System | [8 empty] | Small C&I | New | 0-15,000 kWh | CPP + Tech
Residential | Turnover | Multi-Family | Instantaneous Hot Water System | [8 empty] | Small C&I | New | 15,001-25,000 kWh | CPP + Tech
Residential | Turnover | Manufactured Home | Instantaneous Hot Water System | [8 empty] | Small C&I | New | 25,001-50,000 kWh | CPP + Tech
Residential | New | Single Family | Instantaneous Hot Water System | [8 empty] | Small C&I | New | 50,001 kWh + | CPP + Tech
Residential | New | Multi-Family | Instantaneous Hot Water System
Residential | New | Manufactured Home | Instantaneous Hot Water System
Residential | Turnover | Single Family | Solar Water Heater
Residential | Turnover | Multi-Family | Solar Water Heater
Residential | Turnover | Manufactured Home | Solar Water Heater
Residential | New | Single Family | Solar Water Heater
Residential | New | Multi-Family | Solar Water Heater
Residential | New | Manufactured Home | Solar Water Heater
Residential | Turnover | Single Family | Energy Star Air Purifier
Residential | Turnover | Multi-Family | Energy Star Air Purifier
Residential | Turnover | Manufactured Home | Energy Star Air Purifier
Residential | New | Single Family | Energy Star Air Purifier
Residential | New | Multi-Family | Energy Star Air Purifier
Residential | New | Manufactured Home | Energy Star Air Purifier
Residential | Turnover | Single Family | Energy Star Audio-Video Equipment
Residential | Turnover | Multi-Family | Energy Star Audio-Video Equipment
Residential | Turnover | Manufactured Home | Energy Star Audio-Video Equipment
Residential | New | Single Family | Energy Star Audio-Video Equipment
Residential | New | Multi-Family | Energy Star Audio-Video Equipment
Residential | New | Manufactured Home | Energy Star Audio-Video Equipment
Residential | Turnover | Single Family | Energy Star Imaging Equipment
Residential | Turnover | Multi-Family | Energy Star Imaging Equipment
Residential | Turnover | Manufactured Home | Energy Star Imaging Equipment
Residential | New | Single Family | Energy Star Imaging Equipment
Residential | New | Multi-Family | Energy Star Imaging Equipment
Residential | New | Manufactured Home | Energy Star Imaging Equipment
Residential | Turnover | Single Family | Energy Star Personal Computer
Residential | Turnover | Multi-Family | Energy Star Personal Computer
Residential | Turnover | Manufactured Home | Energy Star Personal Computer
Residential | New | Single Family | Energy Star Personal Computer
Residential | New | Multi-Family | Energy Star Personal Computer
Residential | New | Manufactured Home | Energy Star Personal Computer
Residential | Turnover | Single Family | Energy Star TV
Residential | Turnover | Multi-Family | Energy Star TV
Residential | Turnover | Manufactured Home | Energy Star TV
Residential | New | Single Family | Energy Star TV
Residential | New | Multi-Family | Energy Star TV
Residential | New | Manufactured Home | Energy Star TV
Residential | Turnover | Single Family | 14 SEER ASHP from base electric resistance heating
Residential | Turnover | Multi-Family | 14 SEER ASHP from base electric resistance heating
Residential | Turnover | Manufactured Home | 14 SEER ASHP from base electric resistance heating
Residential | New | Single Family | 14 SEER ASHP from base electric resistance heating
Residential | New | Multi-Family | 14 SEER ASHP from base electric resistance heating
Residential | New | Manufactured Home | 14 SEER ASHP from base electric resistance heating
Residential | Turnover | Single Family | 15 SEER Air Source Heat Pump
Residential | Turnover | Multi-Family | 15 SEER Air Source Heat Pump
Residential | Turnover | Manufactured Home | 15 SEER Air Source Heat Pump
Residential | New | Single Family | 15 SEER Air Source Heat Pump
Residential | New | Multi-Family | 15 SEER Air Source Heat Pump
Residential | New | Manufactured Home | 15 SEER Air Source Heat Pump
Residential | Turnover | Single Family | 15 SEER Central AC
Residential | Turnover | Multi-Family | 15 SEER Central AC
Residential | Turnover | Manufactured Home | 15 SEER Central AC
Residential | New | Single Family | 15 SEER Central AC
Residential | New | Multi-Family | 15 SEER Central AC
Residential | New | Manufactured Home | 15 SEER Central AC
Residential | Turnover | Single Family | 16 SEER Air Source Heat Pump
Residential | Turnover | Multi-Family | 16 SEER Air Source Heat Pump
Residential | Turnover | Manufactured Home | 16 SEER Air Source Heat Pump
Residential | New | Single Family | 16 SEER Air Source Heat Pump
Residential | New | Multi-Family | 16 SEER Air Source Heat Pump
Residential | New | Manufactured Home | 16 SEER Air Source Heat Pump
Residential | Turnover | Single Family | 16 SEER Central AC
Residential | Turnover | Multi-Family | 16 SEER Central AC
Residential | Turnover | Manufactured Home | 16 SEER Central AC
Residential | New | Single Family | 16 SEER Central AC
Residential | New | Multi-Family | 16 SEER Central AC
Residential | New | Manufactured Home | 16 SEER Central AC
Residential | Turnover | Single Family | 17 SEER Air Source Heat Pump
Residential | Turnover | Multi-Family | 17 SEER Air Source Heat Pump
Residential | Turnover | Manufactured Home | 17 SEER Air Source Heat Pump
Residential | New | Single Family | 17 SEER Air Source Heat Pump
Residential | New | Multi-Family | 17 SEER Air Source Heat Pump
Residential | New | Manufactured Home | 17 SEER Air Source Heat Pump
Residential | Turnover | Single Family | 17 SEER Central AC
Residential | Turnover | Multi-Family | 17 SEER Central AC
Residential | Turnover | Manufactured Home | 17 SEER Central AC
Residential | New | Single Family | 17 SEER Central AC
Residential | New | Multi-Family | 17 SEER Central AC
Residential | New | Manufactured Home | 17 SEER Central AC
Residential | Turnover | Single Family | 18 SEER Air Source Heat Pump
Residential | Turnover | Multi-Family | 18 SEER Air Source Heat Pump
Residential | Turnover | Manufactured Home | 18 SEER Air Source Heat Pump
Residential | New | Single Family | 18 SEER Air Source Heat Pump
Residential | New | Multi-Family | 18 SEER Air Source Heat Pump
Residential | New | Manufactured Home | 18 SEER Air Source Heat Pump
Residential | Turnover | Single Family | 18 SEER Central AC
Residential | Turnover | Multi-Family | 18 SEER Central AC
Residential | Turnover | Manufactured Home | 18 SEER Central AC
Residential | New | Single Family | 18 SEER Central AC
Residential | New | Multi-Family | 18 SEER Central AC
Residential | New | Manufactured Home | 18 SEER Central AC
Residential | Turnover | Single Family | 21 SEER Air Source Heat Pump
Residential | Turnover | Multi-Family | 21 SEER Air Source Heat Pump
Residential | Turnover | Manufactured Home | 21 SEER Air Source Heat Pump
Residential | New | Single Family | 21 SEER Air Source Heat Pump
Residential | New | Multi-Family | 21 SEER Air Source Heat Pump
Residential | New | Manufactured Home | 21 SEER Air Source Heat Pump
Residential | Turnover | Single Family | 21 SEER ASHP from base electric resistance heating
Residential | Turnover | Multi-Family | 21 SEER ASHP from base electric resistance heating
Residential | Turnover | Manufactured Home | 21 SEER ASHP from base electric resistance heating
Residential | New | Single Family | 21 SEER ASHP from base electric resistance heating
Residential | New | Multi-Family | 21 SEER ASHP from base electric resistance heating
Residential | New | Manufactured Home | 21 SEER ASHP from base electric resistance heating
Residential | Turnover | Single Family | 21 SEER Central AC
Residential | Turnover | Multi-Family | 21 SEER Central AC
Residential | Turnover | Manufactured Home | 21 SEER Central AC
Residential | New | Single Family | 21 SEER Central AC
Residential | New | Multi-Family | 21 SEER Central AC
Residential | New | Manufactured Home | 21 SEER Central AC
Residential | Turnover | Single Family | Energy Star Room AC
Residential | Turnover | Multi-Family | Energy Star Room AC
Residential | Turnover | Manufactured Home | Energy Star Room AC
Residential | New | Single Family | Energy Star Room AC
Residential | New | Multi-Family | Energy Star Room AC
Residential | New | Manufactured Home | Energy Star Room AC
Residential | Turnover | Single Family | Ground Source Heat Pump
Residential | Turnover | Multi-Family | Ground Source Heat Pump
Residential | Turnover | Manufactured Home | Ground Source Heat Pump
Residential | New | Single Family | Ground Source Heat Pump
Residential | New | Multi-Family | Ground Source Heat Pump
Residential | New | Manufactured Home | Ground Source Heat Pump
Residential | Turnover | Single Family | Variable Refrigerant Flow (VRF) HVAC Systems
Residential | Turnover | Multi-Family | Variable Refrigerant Flow (VRF) HVAC Systems
Residential | Turnover | Manufactured Home | Variable Refrigerant Flow (VRF) HVAC Systems
Residential | New | Single Family | Variable Refrigerant Flow (VRF) HVAC Systems
Residential | New | Multi-Family | Variable Refrigerant Flow (VRF) HVAC Systems
Residential | New | Manufactured Home | Variable Refrigerant Flow (VRF) HVAC Systems
Residential | Turnover | Single Family | CFL - 15W Flood (Exterior)
Residential | Turnover | Multi-Family | CFL - 15W Flood (Exterior)
Residential | Turnover | Manufactured Home | CFL - 15W Flood (Exterior)
Residential | New | Single Family | CFL - 15W Flood (Exterior)
Residential | New | Multi-Family | CFL - 15W Flood (Exterior)
Residential | New | Manufactured Home | CFL - 15W Flood (Exterior)
Residential | Turnover | Single Family | CFL - 15W Flood
Residential | Turnover | Multi-Family | CFL - 15W Flood
Residential | Turnover | Manufactured Home | CFL - 15W Flood
Residential | New | Single Family | CFL - 15W Flood
Residential | New | Multi-Family | CFL - 15W Flood
Residential | New | Manufactured Home | CFL - 15W Flood
Residential | Turnover | Single Family | CFL-13W
Residential | Turnover | Multi-Family | CFL-13W
Residential | Turnover | Manufactured Home | CFL-13W
Residential | New | Single Family | CFL-13W
Residential | New | Multi-Family | CFL-13W
Residential | New | Manufactured Home | CFL-13W
Residential | Turnover | Single Family | CFL-23W
Residential | Turnover | Multi-Family | CFL-23W
Residential | Turnover | Manufactured Home | CFL-23W
Residential | New | Single Family | CFL-23W
Residential | New | Multi-Family | CFL-23W
Residential | New | Manufactured Home | CFL-23W
Residential | Turnover | Single Family | LED - 14W
Residential | Turnover | Multi-Family | LED - 14W
Residential | Turnover | Manufactured Home | LED - 14W
Residential | New | Single Family | LED - 14W
Residential | New | Multi-Family | LED - 14W
Residential | New | Manufactured Home | LED - 14W
Residential | Turnover | Single Family | LED - 9W Flood (Exterior)
Residential | Turnover | Multi-Family | LED - 9W Flood (Exterior)
Residential | Turnover | Manufactured Home | LED - 9W Flood (Exterior)
Residential | New | Single Family | LED - 9W Flood (Exterior)
Residential | New | Multi-Family | LED - 9W Flood (Exterior)
Residential | New | Manufactured Home | LED - 9W Flood (Exterior)
Residential | Turnover | Single Family | LED - 9W Flood
Residential | Turnover | Multi-Family | LED - 9W Flood
Residential | Turnover | Manufactured Home | LED - 9W Flood
Residential | New | Single Family | LED - 9W Flood
Residential | New | Multi-Family | LED - 9W Flood
Residential | New | Manufactured Home | LED - 9W Flood
Residential | Turnover | Single Family | LED - 9W
Residential | Turnover | Multi-Family | LED - 9W
Residential | Turnover | Manufactured Home | LED - 9W
Residential | New | Single Family | LED - 9W
Residential | New | Multi-Family | LED - 9W
Residential | New | Manufactured Home | LED - 9W
Residential | Turnover | Single Family | LED Specialty Lamps-5W Chandelier
Residential | Turnover | Multi-Family | LED Specialty Lamps-5W Chandelier
Residential | Turnover | Manufactured Home | LED Specialty Lamps-5W Chandelier
Residential | New | Single Family | LED Specialty Lamps-5W Chandelier
Residential | New | Multi-Family | LED Specialty Lamps-5W Chandelier
Residential | New | Manufactured Home | LED Specialty Lamps-5W Chandelier
Residential | Turnover | Single Family | Linear LED
Residential | Turnover | Multi-Family | Linear LED
Residential | Turnover | Manufactured Home | Linear LED
Residential | New | Single Family | Linear LED
Residential | New | Multi-Family | Linear LED
Residential | New | Manufactured Home | Linear LED
Residential | Turnover | Single Family | Low Wattage T8 Fixture
Residential | Turnover | Multi-Family | Low Wattage T8 Fixture
Residential | Turnover | Manufactured Home | Low Wattage T8 Fixture
Residential | New | Single Family | Low Wattage T8 Fixture
Residential | New | Multi-Family | Low Wattage T8 Fixture
Residential | New | Manufactured Home | Low Wattage T8 Fixture
Residential | Turnover | Single Family | Energy Star Bathroom Ventilating Fan
Residential | Turnover | Multi-Family | Energy Star Bathroom Ventilating Fan
Residential | Turnover | Manufactured Home | Energy Star Bathroom Ventilating Fan
Residential | New | Single Family | Energy Star Bathroom Ventilating Fan
Residential | New | Multi-Family | Energy Star Bathroom Ventilating Fan
Residential | New | Manufactured Home | Energy Star Bathroom Ventilating Fan
Residential | Turnover | Single Family | Energy Star Ceiling Fan
Residential | Turnover | Multi-Family | Energy Star Ceiling Fan
Residential | Turnover | Manufactured Home | Energy Star Ceiling Fan
Residential | New | Single Family | Energy Star Ceiling Fan
Residential | New | Multi-Family | Energy Star Ceiling Fan
Residential | New | Manufactured Home | Energy Star Ceiling Fan
Residential | Turnover | Single Family | Energy Star Dehumidifier
Residential | Turnover | Multi-Family | Energy Star Dehumidifier
Residential | Turnover | Manufactured Home | Energy Star Dehumidifier
Residential | New | Single Family | Energy Star Dehumidifier
Residential | New | Multi-Family | Energy Star Dehumidifier
Residential | New | Manufactured Home | Energy Star Dehumidifier
Residential | Turnover | Single Family | Heat Pump Pool Heater
Residential | Turnover | Multi-Family | Heat Pump Pool Heater
Residential | Turnover | Manufactured Home | Heat Pump Pool Heater
Residential | New | Single Family | Heat Pump Pool Heater
Residential | New | Multi-Family | Heat Pump Pool Heater
Residential | New | Manufactured Home | Heat Pump Pool Heater
Residential | Turnover | Single Family | Solar Pool Heater
Residential | Turnover | Multi-Family | Solar Pool Heater
Residential | Turnover | Manufactured Home | Solar Pool Heater
Residential | New | Single Family | Solar Pool Heater
Residential | New | Multi-Family | Solar Pool Heater
Residential | New | Manufactured Home | Solar Pool Heater
Residential | Turnover | Single Family | Solar Powered Pool Pumps
Residential | Turnover | Multi-Family | Solar Powered Pool Pumps
Residential | Turnover | Manufactured Home | Solar Powered Pool Pumps
Residential | New | Single Family | Solar Powered Pool Pumps
Residential | New | Multi-Family | Solar Powered Pool Pumps
Residential | New | Manufactured Home | Solar Powered Pool Pumps
Residential | Turnover | Single Family | Two Speed Pool Pump
Residential | Turnover | Multi-Family | Two Speed Pool Pump
Residential | Turnover | Manufactured Home | Two Speed Pool Pump
Residential | New | Single Family | Two Speed Pool Pump
Residential | New | Multi-Family | Two Speed Pool Pump
Residential | New | Manufactured Home | Two Speed Pool Pump
Residential | Turnover | Single Family | Variable Speed Pool Pump
Residential | Turnover | Multi-Family | Variable Speed Pool Pump
Residential | Turnover | Manufactured Home | Variable Speed Pool Pump
Residential | New | Single Family | Variable Speed Pool Pump
Residential | New | Multi-Family | Variable Speed Pool Pump
Residential | New | Manufactured Home | Variable Speed Pool Pump
Residential | Existing | Single Family | Removal of 2nd Refrigerator-Freezer
Residential | Existing | Multi-Family | Removal of 2nd Refrigerator-Freezer
Residential | Existing | Manufactured Home | Removal of 2nd Refrigerator-Freezer
Residential | New | Single Family | Removal of 2nd Refrigerator-Freezer
Residential | New | Multi-Family | Removal of 2nd Refrigerator-Freezer
Residential | New | Manufactured Home | Removal of 2nd Refrigerator-Freezer
Residential | Existing | Single Family | Drain Water Heat Recovery
Residential | Existing | Multi-Family | Drain Water Heat Recovery
Residential | Existing | Manufactured Home | Drain Water Heat Recovery
Residential | New | Single Family | Drain Water Heat Recovery
Residential | New | Multi-Family | Drain Water Heat Recovery
Residential | New | Manufactured Home | Drain Water Heat Recovery
Residential | Existing | Single Family | Faucet Aerator
Residential | Existing | Multi-Family | Faucet Aerator
Residential | Existing | Manufactured Home | Faucet Aerator
Residential | New | Single Family | Faucet Aerator
Residential | New | Multi-Family | Faucet Aerator
Residential | New | Manufactured Home | Faucet Aerator
Residential | Existing | Single Family | Heat Trap
Residential | Existing | Multi-Family | Heat Trap
Residential | Existing | Manufactured Home | Heat Trap
Residential | New | Single Family | Heat Trap
Residential | New | Multi-Family | Heat Trap
Residential | New | Manufactured Home | Heat Trap
Residential | Existing | Single Family | Hot Water Pipe Insulation
Residential | Existing | Multi-Family | Hot Water Pipe Insulation
Residential | Existing | Manufactured Home | Hot Water Pipe Insulation
Residential | New | Single Family | Hot Water Pipe Insulation
Residential | New | Multi-Family | Hot Water Pipe Insulation
Residential | New | Manufactured Home | Hot Water Pipe Insulation
Residential | Existing | Single Family | Low Flow Showerhead
Residential | Existing | Multi-Family | Low Flow Showerhead
Residential | Existing | Manufactured Home | Low Flow Showerhead
Residential | New | Single Family | Low Flow Showerhead
Residential | New | Multi-Family | Low Flow Showerhead
Residential | New | Manufactured Home | Low Flow Showerhead
Residential | Existing | Single Family | Thermostatic Shower Restriction Valve
Residential | Existing | Multi-Family | Thermostatic Shower Restriction Valve
Residential | Existing | Manufactured Home | Thermostatic Shower Restriction Valve
Residential | New | Single Family | Thermostatic Shower Restriction Valve
Residential | New | Multi-Family | Thermostatic Shower Restriction Valve
Residential | New | Manufactured Home | Thermostatic Shower Restriction Valve
Residential | Existing | Single Family | Water Heater Blanket
Residential | Existing | Multi-Family | Water Heater Blanket
Residential | Existing | Manufactured Home | Water Heater Blanket
Residential | New | Single Family | Water Heater Blanket
Residential | New | Multi-Family | Water Heater Blanket
Residential | New | Manufactured Home | Water Heater Blanket
Residential | Existing | Single Family | Water Heater Thermostat Setback
Residential | Existing | Multi-Family | Water Heater Thermostat Setback
Residential | Existing | Manufactured Home | Water Heater Thermostat Setback
Residential | New | Single Family | Water Heater Thermostat Setback
Residential | New | Multi-Family | Water Heater Thermostat Setback
Residential | New | Manufactured Home | Water Heater Thermostat Setback
Residential | Existing | Single Family | Smart Power Strip
Residential | Existing | Multi-Family | Smart Power Strip
Residential | Existing | Manufactured Home | Smart Power Strip
Residential | New | Single Family | Smart Power Strip
Residential | New | Multi-Family | Smart Power Strip
Residential | New | Manufactured Home | Smart Power Strip
Residential | Existing | Single Family | Air Sealing-Infiltration Control
Residential | Existing | Multi-Family | Air Sealing-Infiltration Control
Residential | Existing | Manufactured Home | Air Sealing-Infiltration Control
Residential | New | Single Family | Air Sealing-Infiltration Control
Residential | New | Multi-Family | Air Sealing-Infiltration Control
Residential | New | Manufactured Home | Air Sealing-Infiltration Control
Residential | Existing | Single Family | Ceiling Insulation(R12 to R38)
Residential | Existing | Multi-Family | Ceiling Insulation(R12 to R38)
Residential | Existing | Manufactured Home | Ceiling Insulation(R12 to R38)
Residential | New | Single Family | Ceiling Insulation(R12 to R38)
Residential | New | Multi-Family | Ceiling Insulation(R12 to R38)
Residential | New | Manufactured Home | Ceiling Insulation(R12 to R38)
Residential | Existing | Single Family | Ceiling Insulation(R19 to R38)
Residential | Existing | Multi-Family | Ceiling Insulation(R19 to R38)
Residential | Existing | Manufactured Home | Ceiling Insulation(R19 to R38)
Residential | New | Single Family | Ceiling Insulation(R19 to R38)
Residential | New | Multi-Family | Ceiling Insulation(R19 to R38)
Residential | New | Manufactured Home | Ceiling Insulation(R19 to R38)
Residential | Existing | Single Family | Ceiling Insulation(R2 to R38)
Residential | Existing | Multi-Family | Ceiling Insulation(R2 to R38)
Residential | Existing | Manufactured Home | Ceiling Insulation(R2 to R38)
Residential | New | Single Family | Ceiling Insulation(R2 to R38)
Residential | New | Multi-Family | Ceiling Insulation(R2 to R38)
Residential | New | Manufactured Home | Ceiling Insulation(R2 to R38)
Residential | Existing | Single Family | Ceiling Insulation(R30 to R38)
Residential | Existing | Multi-Family | Ceiling Insulation(R30 to R38)
Residential | Existing | Manufactured Home | Ceiling Insulation(R30 to R38)
Residential | New | Single Family | Ceiling Insulation(R30 to R38)
Residential | New | Multi-Family | Ceiling Insulation(R30 to R38)
Residential | New | Manufactured Home | Ceiling Insulation(R30 to R38)
Residential | Existing | Single Family | Central AC Tune Up
Residential | Existing | Multi-Family | Central AC Tune Up
Residential | Existing | Manufactured Home | Central AC Tune Up
Residential | New | Single Family | Central AC Tune Up
Residential | New | Multi-Family | Central AC Tune Up
Residential | New | Manufactured Home | Central AC Tune Up
Residential | Existing | Single Family | Duct Insulation
Residential | Existing | Multi-Family | Duct Insulation
Residential | Existing | Manufactured Home | Duct Insulation
Residential | New | Single Family | Duct Insulation
Residential | New | Multi-Family | Duct Insulation
Residential | New | Manufactured Home | Duct Insulation
Residential | Existing | Single Family | Duct Repair
Residential | Existing | Multi-Family | Duct Repair
Residential | Existing | Manufactured Home | Duct Repair
Residential | New | Single Family | Duct Repair
Residential | New | Multi-Family | Duct Repair
Residential | New | Manufactured Home | Duct Repair
Residential | Existing | Single Family | Energy Star Certified Roof Products
Residential | Existing | Multi-Family | Energy Star Certified Roof Products
Residential | Existing | Manufactured Home | Energy Star Certified Roof Products
Residential | New | Single Family | Energy Star Certified Roof Products
Residential | New | Multi-Family | Energy Star Certified Roof Products
Residential | New | Manufactured Home | Energy Star Certified Roof Products
Residential | Existing | Single Family | Energy Star Door
Residential | Existing | Multi-Family | Energy Star Door
Residential | Existing | Manufactured Home | Energy Star Door
Residential | New | Single Family | Energy Star Door
Residential | New | Multi-Family | Energy Star Door
Residential | New | Manufactured Home | Energy Star Door
Residential | Existing | Single Family | Energy Star Windows
Residential | Existing | Multi-Family | Energy Star Windows
Residential | Existing | Manufactured Home | Energy Star Windows
Residential | New | Single Family | Energy Star Windows
Residential | New | Multi-Family | Energy Star Windows
Residential | New | Manufactured Home | Energy Star Windows
Residential | Existing | Single Family | Floor Insulation
Residential | Existing | Multi-Family | Floor Insulation
Residential | Existing | Manufactured Home | Floor Insulation
Residential | New | Single Family | Floor Insulation
Residential | New | Multi-Family | Floor Insulation
Residential | New | Manufactured Home | Floor Insulation
Residential | Existing | Single Family | Green Roof
Residential | Existing | Multi-Family | Green Roof
Residential | Existing | Manufactured Home | Green Roof
Residential | New | Single Family | Green Roof
Residential | New | Multi-Family | Green Roof
Residential | New | Manufactured Home | Green Roof
Residential | Existing | Single Family | Heat Pump Tune Up
Residential | Existing | Multi-Family | Heat Pump Tune Up
Residential | Existing | Manufactured Home | Heat Pump Tune Up
Residential | New | Single Family | Heat Pump Tune Up
Residential | New | Multi-Family | Heat Pump Tune Up
Residential | New | Manufactured Home | Heat Pump Tune Up
Residential | Existing | Single Family | Home Energy Management System
Residential | Existing | Multi-Family | Home Energy Management System
Residential | Existing | Manufactured Home | Home Energy Management System
Residential | New | Single Family | Home Energy Management System
Residential | New | Multi-Family | Home Energy Management System
Residential | New | Manufactured Home | Home Energy Management System
Residential | Existing | Single Family | HVAC ECM Motor
Residential | Existing | Multi-Family | HVAC ECM Motor
Residential | Existing | Manufactured Home | HVAC ECM Motor
Residential | New | Single Family | HVAC ECM Motor
Residential | New | Multi-Family | HVAC ECM Motor
Residential | New | Manufactured Home | HVAC ECM Motor
Residential | Existing | Single Family | Programmable Thermostat
Residential | Existing | Multi-Family | Programmable Thermostat
Residential | Existing | Manufactured Home | Programmable Thermostat
Residential | New | Single Family | Programmable Thermostat
Residential | New | Multi-Family | Programmable Thermostat
Residential | New | Manufactured Home | Programmable Thermostat
Residential | Existing | Single Family | Radiant Barrier
Residential | Existing | Multi-Family | Radiant Barrier
Residential | Existing | Manufactured Home | Radiant Barrier
Residential | New | Single Family | Radiant Barrier
Residential | New | Multi-Family | Radiant Barrier
Residential | New | Manufactured Home | Radiant Barrier
Residential | Existing | Single Family | Sealed crawlspace
Residential | Existing | Multi-Family | Sealed crawlspace
Residential | Existing | Manufactured Home | Sealed crawlspace
Residential | New | Single Family | Sealed crawlspace
Residential | New | Multi-Family | Sealed crawlspace
Residential | New | Manufactured Home | Sealed crawlspace
Residential | Existing | Single Family | Smart Thermostat
Residential | Existing | Multi-Family | Smart Thermostat
Residential | Existing | Manufactured Home | Smart Thermostat
Residential | New | Single Family | Smart Thermostat
Residential | New | Multi-Family | Smart Thermostat
Residential | New | Manufactured Home | Smart Thermostat
Residential | Existing | Single Family | Spray Foam Insulation(Base R12)
Residential | Existing | Multi-Family | Spray Foam Insulation(Base R12)
Residential | Existing | Manufactured Home | Spray Foam Insulation(Base R12)
Residential | New | Single Family | Spray Foam Insulation(Base R12)
Residential | New | Multi-Family | Spray Foam Insulation(Base R12)
Residential | New | Manufactured Home | Spray Foam Insulation(Base R12)
Residential | Existing | Single Family | Spray Foam Insulation(Base R19)
Residential | Existing | Multi-Family | Spray Foam Insulation(Base R19)
Residential | Existing | Manufactured Home | Spray Foam Insulation(Base R19)
Residential | New | Single Family | Spray Foam Insulation(Base R19)
Residential | New | Multi-Family | Spray Foam Insulation(Base R19)
Residential | New | Manufactured Home | Spray Foam Insulation(Base R19)
Residential | Existing | Single Family | Spray Foam Insulation(Base R2)
Residential | Existing | Multi-Family | Spray Foam Insulation(Base R2)
Residential | Existing | Manufactured Home | Spray Foam Insulation(Base R2)
Residential | New | Single Family | Spray Foam Insulation(Base R2)
Residential | New | Multi-Family | Spray Foam Insulation(Base R2)
Residential | New | Manufactured Home | Spray Foam Insulation(Base R2)
Residential | Existing | Single Family | Spray Foam Insulation(Base R30)
Residential | Existing | Multi-Family | Spray Foam Insulation(Base R30)
Residential | Existing | Manufactured Home | Spray Foam Insulation(Base R30)
Residential | New | Single Family | Spray Foam Insulation(Base R30)
Residential | New | Multi-Family | Spray Foam Insulation(Base R30)
Residential | New | Manufactured Home | Spray Foam Insulation(Base R30)
Residential | Existing | Single Family | Storm Door
Residential | Existing | Multi-Family | Storm Door
Residential | Existing | Manufactured Home | Storm Door
Residential | New | Single Family | Storm Door
Residential | New | Multi-Family | Storm Door
Residential | New | Manufactured Home | Storm Door
Residential | Existing | Single Family | Wall Insulation
Residential | Existing | Multi-Family | Wall Insulation
Residential | Existing | Manufactured Home | Wall Insulation
Residential | New | Single Family | Wall Insulation
Residential | New | Multi-Family | Wall Insulation
Residential | New | Manufactured Home | Wall Insulation
Residential | Existing | Single Family | Window Sun Protection
Residential | Existing | Multi-Family | Window Sun Protection
Residential | Existing | Manufactured Home | Window Sun Protection
Residential | New | Single Family | Window Sun Protection
Residential | New | Multi-Family | Window Sun Protection
Residential | New | Manufactured Home | Window Sun Protection
Residential | Existing | Single Family | Exterior Lighting Controls
Residential | Existing | Multi-Family | Exterior Lighting Controls
Residential | Existing | Manufactured Home | Exterior Lighting Controls
Residential | New | Single Family | Exterior Lighting Controls
Residential | New | Multi-Family | Exterior Lighting Controls
Residential | New | Manufactured Home | Exterior Lighting Controls
Residential | Existing | Single Family | Interior Lighting Controls
Residential | Existing | Multi-Family | Interior Lighting Controls
Residential | Existing | Manufactured Home | Interior Lighting Controls
Residential | New | Single Family | Interior Lighting Controls
Residential | New | Multi-Family | Interior Lighting Controls
Residential | New | Manufactured Home | Interior Lighting Controls
Residential | Existing | Single Family | Solar Attic Fan
Residential | Existing | Multi-Family | Solar Attic Fan
Residential | Existing | Manufactured Home | Solar Attic Fan
Residential | New | Single Family | Solar Attic Fan
Residential | New | Multi-Family | Solar Attic Fan
Residential | New | Manufactured Home | Solar Attic Fan
Commercial | Turnover | Assembly | Efficient Exhaust Hood
Commercial | Turnover | College and University | Efficient Exhaust Hood
Commercial | Turnover | Grocery | Efficient Exhaust Hood
Commercial | Turnover | Healthcare | Efficient Exhaust Hood
Commercial | Turnover | Hospitals | Efficient Exhaust Hood
Commercial | Turnover | Institutional | Efficient Exhaust Hood
Commercial | Turnover | Lodging/Hospitality | Efficient Exhaust Hood
Commercial | Turnover | Miscellaneous | Efficient Exhaust Hood
Commercial | Turnover | Offices | Efficient Exhaust Hood
Commercial | Turnover | Restaurants | Efficient Exhaust Hood
Commercial | Turnover | Retail | Efficient Exhaust Hood
Commercial | Turnover | Schools K-12 | Efficient Exhaust Hood
Commercial | Turnover | Warehouse | Efficient Exhaust Hood
Commercial | New | Assembly | Efficient Exhaust Hood
Commercial | New | College and University | Efficient Exhaust Hood
Commercial | New | Grocery | Efficient Exhaust Hood
Commercial | New | Healthcare | Efficient Exhaust Hood
Commercial | New | Hospitals | Efficient Exhaust Hood
Commercial | New | Institutional | Efficient Exhaust Hood
Commercial | New | Lodging/Hospitality | Efficient Exhaust Hood
Commercial | New | Miscellaneous | Efficient Exhaust Hood
Commercial | New | Offices | Efficient Exhaust Hood
Commercial | New | Restaurants | Efficient Exhaust Hood
Commercial | New | Retail | Efficient Exhaust Hood
Commercial | New | Schools K-12 | Efficient Exhaust Hood
Commercial | New | Warehouse | Efficient Exhaust Hood
Commercial | Turnover | Assembly | Energy Star Commercial Oven
Commercial | Turnover | College and University | Energy Star Commercial Oven
Commercial | Turnover | Grocery | Energy Star Commercial Oven
Commercial | Turnover | Healthcare | Energy Star Commercial Oven
Commercial | Turnover | Hospitals | Energy Star Commercial Oven
Commercial | Turnover | Institutional | Energy Star Commercial Oven
Commercial | Turnover | Lodging/Hospitality | Energy Star Commercial Oven
Commercial | Turnover | Miscellaneous | Energy Star Commercial Oven
Commercial | Turnover | Offices | Energy Star Commercial Oven
Commercial | Turnover | Restaurants | Energy Star Commercial Oven
Commercial | Turnover | Retail | Energy Star Commercial Oven
Commercial | Turnover | Schools K-12 | Energy Star Commercial Oven
Commercial | Turnover | Warehouse | Energy Star Commercial Oven
Commercial | New | Assembly | Energy Star Commercial Oven
Commercial | New | College and University | Energy Star Commercial Oven
Commercial | New | Grocery | Energy Star Commercial Oven
Commercial | New | Healthcare | Energy Star Commercial Oven
Commercial | New | Hospitals | Energy Star Commercial Oven
Commercial | New | Institutional | Energy Star Commercial Oven
Commercial | New | Lodging/Hospitality | Energy Star Commercial Oven
Commercial | New | Miscellaneous | Energy Star Commercial Oven
Commercial | New | Offices | Energy Star Commercial Oven
Commercial | New | Restaurants | Energy Star Commercial Oven
Commercial | New | Retail | Energy Star Commercial Oven
Commercial | New | Schools K-12 | Energy Star Commercial Oven
Commercial | New | Warehouse | Energy Star Commercial Oven
Commercial | Turnover | Assembly | Energy Star Fryer
Commercial | Turnover | College and University | Energy Star Fryer
Commercial | Turnover | Grocery | Energy Star Fryer
Commercial | Turnover | Healthcare | Energy Star Fryer
Commercial | Turnover | Hospitals | Energy Star Fryer
Commercial | Turnover | Institutional | Energy Star Fryer
Commercial | Turnover | Lodging/Hospitality | Energy Star Fryer
Commercial | Turnover | Miscellaneous | Energy Star Fryer
Commercial | Turnover | Offices | Energy Star Fryer
Commercial | Turnover | Restaurants | Energy Star Fryer
Commercial | Turnover | Retail | Energy Star Fryer
Commercial | Turnover | Schools K-12 | Energy Star Fryer
Commercial | Turnover | Warehouse | Energy Star Fryer
Commercial | New | Assembly | Energy Star Fryer
Commercial | New | College and University | Energy Star Fryer
Commercial | New | Grocery | Energy Star Fryer
Commercial | New | Healthcare | Energy Star Fryer
Commercial | New | Hospitals | Energy Star Fryer
Commercial | New | Institutional | Energy Star Fryer
Commercial | New | Lodging/Hospitality | Energy Star Fryer
Commercial | New | Miscellaneous | Energy Star Fryer
Commercial | New | Offices | Energy Star Fryer
Commercial | New | Restaurants | Energy Star Fryer
Commercial | New | Retail | Energy Star Fryer
Commercial | New | Schools K-12 | Energy Star Fryer
Commercial | New | Warehouse | Energy Star Fryer
Commercial | Turnover | Assembly | Energy Star Griddle
Commercial | Turnover | College and University | Energy Star Griddle
Commercial | Turnover | Grocery | Energy Star Griddle
Commercial | Turnover | Healthcare | Energy Star Griddle
Commercial | Turnover | Hospitals | Energy Star Griddle
Commercial | Turnover | Institutional | Energy Star Griddle
Commercial | Turnover | Lodging/Hospitality | Energy Star Griddle
Commercial | Turnover | Miscellaneous | Energy Star Griddle
Commercial | Turnover | Offices | Energy Star Griddle
Commercial | Turnover | Restaurants | Energy Star Griddle
Commercial | Turnover | Retail | Energy Star Griddle
Commercial | Turnover | Schools K-12 | Energy Star Griddle
Commercial | Turnover | Warehouse | Energy Star Griddle
Commercial | New | Assembly | Energy Star Griddle
Commercial | New | College and University | Energy Star Griddle
Commercial | New | Grocery | Energy Star Griddle
Commercial | New | Healthcare | Energy Star Griddle
Commercial | New | Hospitals | Energy Star Griddle
Commercial | New | Institutional | Energy Star Griddle
Commercial | New | Lodging/Hospitality | Energy Star Griddle
Commercial | New | Miscellaneous | Energy Star Griddle
Commercial | New | Offices | Energy Star Griddle
Commercial | New | Restaurants | Energy Star Griddle
Commercial | New | Retail | Energy Star Griddle
Commercial | New | Schools K-12 | Energy Star Griddle
Commercial | New | Warehouse | Energy Star Griddle
Commercial | Turnover | Assembly | Energy Star Hot Food Holding Cabinet
Commercial | Turnover | College and University | Energy Star Hot Food Holding Cabinet
Commercial | Turnover | Grocery | Energy Star Hot Food Holding Cabinet
Commercial | Turnover | Healthcare | Energy Star Hot Food Holding Cabinet
Commercial | Turnover | Hospitals | Energy Star Hot Food Holding Cabinet
Commercial | Turnover | Institutional | Energy Star Hot Food Holding Cabinet
Commercial | Turnover | Lodging/Hospitality | Energy Star Hot Food Holding Cabinet
Commercial | Turnover | Miscellaneous | Energy Star Hot Food Holding Cabinet
Commercial | Turnover | Offices | Energy Star Hot Food Holding Cabinet
Commercial | Turnover | Restaurants | Energy Star Hot Food Holding Cabinet
Commercial | Turnover | Retail | Energy Star Hot Food Holding Cabinet
Commercial | Turnover | Schools K-12 | Energy Star Hot Food Holding Cabinet
Commercial | Turnover | Warehouse | Energy Star Hot Food Holding Cabinet
Commercial | New | Assembly | Energy Star Hot Food Holding Cabinet
Commercial | New | College and University | Energy Star Hot Food Holding Cabinet
Commercial | New | Grocery | Energy Star Hot Food Holding Cabinet
Commercial | New | Healthcare | Energy Star Hot Food Holding Cabinet
Commercial | New | Hospitals | Energy Star Hot Food Holding Cabinet
Commercial | New | Institutional | Energy Star Hot Food Holding Cabinet
Commercial | New | Lodging/Hospitality | Energy Star Hot Food Holding Cabinet
Commercial | New | Miscellaneous | Energy Star Hot Food Holding Cabinet
Commercial | New | Offices | Energy Star Hot Food Holding Cabinet
Commercial | New | Restaurants | Energy Star Hot Food Holding Cabinet
Commercial | New | Retail | Energy Star Hot Food Holding Cabinet
Commercial | New | Schools K-12 | Energy Star Hot Food Holding Cabinet
Commercial | New | Warehouse | Energy Star Hot Food Holding Cabinet
Commercial | Turnover | Assembly | Energy Star Steamer
Commercial | Turnover | College and University | Energy Star Steamer
Commercial | Turnover | Grocery | Energy Star Steamer
Commercial | Turnover | Healthcare | Energy Star Steamer
Commercial | Turnover | Hospitals | Energy Star Steamer
Commercial | Turnover | Institutional | Energy Star Steamer
Commercial | Turnover | Lodging/Hospitality | Energy Star Steamer
Commercial | Turnover | Miscellaneous | Energy Star Steamer
Commercial | Turnover | Offices | Energy Star Steamer
Commercial | Turnover | Restaurants | Energy Star Steamer
Commercial | Turnover | Retail | Energy Star Steamer
Commercial | Turnover | Schools K-12 | Energy Star Steamer
Commercial | Turnover | Warehouse | Energy Star Steamer
Commercial | New | Assembly | Energy Star Steamer
Commercial | New | College and University | Energy Star Steamer
Commercial | New | Grocery | Energy Star Steamer
Commercial | New | Healthcare | Energy Star Steamer
Commercial | New | Hospitals | Energy Star Steamer
Commercial | New | Institutional | Energy Star Steamer
Commercial | New | Lodging/Hospitality | Energy Star Steamer
Commercial | New | Miscellaneous | Energy Star Steamer
Commercial | New | Offices | Energy Star Steamer
Commercial | New | Restaurants | Energy Star Steamer
Commercial | New | Retail | Energy Star Steamer
Commercial | New | Schools K-12 | Energy Star Steamer
Commercial | New | Warehouse | Energy Star Steamer
Commercial | Turnover | Assembly | Induction Cooktops
Commercial | Turnover | College and University | Induction Cooktops
Commercial | Turnover | Grocery | Induction Cooktops
Commercial | Turnover | Healthcare | Induction Cooktops
Commercial | Turnover | Hospitals | Induction Cooktops
Commercial | Turnover | Institutional | Induction Cooktops
Commercial | Turnover | Lodging/Hospitality | Induction Cooktops
Commercial | Turnover | Miscellaneous | Induction Cooktops
Commercial | Turnover | Offices | Induction Cooktops
Commercial | Turnover | Restaurants | Induction Cooktops
Commercial | Turnover | Retail | Induction Cooktops
Commercial | Turnover | Schools K-12 | Induction Cooktops
Commercial | Turnover | Warehouse | Induction Cooktops
Commercial | New | Assembly | Induction Cooktops
Commercial | New | College and University | Induction Cooktops
Commercial | New | Grocery | Induction Cooktops
Commercial | New | Healthcare | Induction Cooktops
Commercial | New | Hospitals | Induction Cooktops
Commercial | New | Institutional | Induction Cooktops
Commercial | New | Lodging/Hospitality | Induction Cooktops
Commercial | New | Miscellaneous | Induction Cooktops
Commercial | New | Offices | Induction Cooktops
Commercial | New | Restaurants | Induction Cooktops
Commercial | New | Retail | Induction Cooktops
Commercial | New | Schools K-12 | Induction Cooktops
Commercial | New | Warehouse | Induction Cooktops
Commercial | Turnover | Assembly | Energy Star Commercial Dishwasher
Commercial | Turnover | College and University | Energy Star Commercial Dishwasher
Commercial | Turnover | Grocery | Energy Star Commercial Dishwasher
Commercial | Turnover | Healthcare | Energy Star Commercial Dishwasher
Commercial | Turnover | Hospitals | Energy Star Commercial Dishwasher
Commercial | Turnover | Institutional | Energy Star Commercial Dishwasher
Commercial | Turnover | Lodging/Hospitality | Energy Star Commercial Dishwasher
Commercial | Turnover | Miscellaneous | Energy Star Commercial Dishwasher
Commercial | Turnover | Offices | Energy Star Commercial Dishwasher
Commercial | Turnover | Restaurants | Energy Star Commercial Dishwasher
Commercial | Turnover | Retail | Energy Star Commercial Dishwasher
Commercial | Turnover | Schools K-12 | Energy Star Commercial Dishwasher
Commercial | Turnover | Warehouse | Energy Star Commercial Dishwasher
Commercial | New | Assembly | Energy Star Commercial Dishwasher
Commercial | New | College and University | Energy Star Commercial Dishwasher
Commercial | New | Grocery | Energy Star Commercial Dishwasher
Commercial | New | Healthcare | Energy Star Commercial Dishwasher
Commercial | New | Hospitals | Energy Star Commercial Dishwasher
Commercial | New | Institutional | Energy Star Commercial Dishwasher
Commercial | New | Lodging/Hospitality | Energy Star Commercial Dishwasher
Commercial | New | Miscellaneous | Energy Star Commercial Dishwasher
Commercial | New | Offices | Energy Star Commercial Dishwasher
Commercial | New | Restaurants | Energy Star Commercial Dishwasher
Commercial | New | Retail | Energy Star Commercial Dishwasher
Commercial | New | Schools K-12 | Energy Star Commercial Dishwasher
Commercial | New | Warehouse | Energy Star Commercial Dishwasher
Commercial | Turnover | Assembly | Heat Pump Water Heater
Commercial | Turnover | College and University | Heat Pump Water Heater
Commercial | Turnover | Grocery | Heat Pump Water Heater
Commercial | Turnover | Healthcare | Heat Pump Water Heater
Commercial | Turnover | Hospitals | Heat Pump Water Heater
Commercial | Turnover | Institutional | Heat Pump Water Heater
Commercial | Turnover | Lodging/Hospitality | Heat Pump Water Heater
Commercial | Turnover | Miscellaneous | Heat Pump Water Heater
Commercial | Turnover | Offices | Heat Pump Water Heater
Commercial | Turnover | Restaurants | Heat Pump Water Heater
Commercial | Turnover | Retail | Heat Pump Water Heater
Commercial | Turnover | Schools K-12 | Heat Pump Water Heater
Commercial | Turnover | Warehouse | Heat Pump Water Heater
Commercial | New | Assembly | Heat Pump Water Heater
Commercial | New | College and University | Heat Pump Water Heater
Commercial | New | Grocery | Heat Pump Water Heater
Commercial | New | Healthcare | Heat Pump Water Heater
Commercial | New | Hospitals | Heat Pump Water Heater
Commercial | New | Institutional | Heat Pump Water Heater
Commercial | New | Lodging/Hospitality | Heat Pump Water Heater
Commercial | New | Miscellaneous | Heat Pump Water Heater
Commercial | New | Offices | Heat Pump Water Heater
Commercial | New | Restaurants | Heat Pump Water Heater
Commercial | New | Retail | Heat Pump Water Heater
Commercial | New | Schools K-12 | Heat Pump Water Heater
Commercial | New | Warehouse | Heat Pump Water Heater
Commercial | Turnover | Assembly | Instantaneous Hot Water System
Commercial | Turnover | College and University | Instantaneous Hot Water System
Commercial | Turnover | Grocery | Instantaneous Hot Water System
Commercial | Turnover | Healthcare | Instantaneous Hot Water System
Commercial | Turnover | Hospitals | Instantaneous Hot Water System
Commercial | Turnover | Institutional | Instantaneous Hot Water System
Commercial | Turnover | Lodging/Hospitality | Instantaneous Hot Water System
Commercial | Turnover | Miscellaneous | Instantaneous Hot Water System
Commercial | Turnover | Offices | Instantaneous Hot Water System
Commercial | Turnover | Restaurants | Instantaneous Hot Water System
Commercial | Turnover | Retail | Instantaneous Hot Water System
Commercial | Turnover | Schools K-12 | Instantaneous Hot Water System
Commercial | Turnover | Warehouse | Instantaneous Hot Water System
Commercial | New | Assembly | Instantaneous Hot Water System
Commercial | New | College and University | Instantaneous Hot Water System
Commercial | New | Grocery | Instantaneous Hot Water System
Commercial | New | Healthcare | Instantaneous Hot Water System
Commercial | New | Hospitals | Instantaneous Hot Water System
Commercial | New | Institutional | Instantaneous Hot Water System
Commercial | New | Lodging/Hospitality | Instantaneous Hot Water System
Commercial | New | Miscellaneous | Instantaneous Hot Water System
Commercial | New | Offices | Instantaneous Hot Water System
Commercial | New | Restaurants | Instantaneous Hot Water System
Commercial | New | Retail | Instantaneous Hot Water System
Commercial | New | Schools K-12 | Instantaneous Hot Water System
Commercial | New | Warehouse | Instantaneous Hot Water System
Commercial | Turnover | Assembly | Solar Water Heater
Commercial | Turnover | College and University | Solar Water Heater
Commercial | Turnover | Grocery | Solar Water Heater
Commercial | Turnover | Healthcare | Solar Water Heater
Commercial | Turnover | Hospitals | Solar Water Heater
Commercial | Turnover | Institutional | Solar Water Heater
Commercial | Turnover | Lodging/Hospitality | Solar Water Heater
Commercial | Turnover | Miscellaneous | Solar Water Heater
Commercial | Turnover | Offices | Solar Water Heater
Commercial | Turnover | Restaurants | Solar Water Heater
Commercial | Turnover | Retail | Solar Water Heater
Commercial | Turnover | Schools K-12 | Solar Water Heater
Commercial | Turnover | Warehouse | Solar Water Heater
Commercial | New | Assembly | Solar Water Heater
Commercial | New | College and University | Solar Water Heater
Commercial | New | Grocery | Solar Water Heater
Commercial | New | Healthcare | Solar Water Heater
Commercial | New | Hospitals | Solar Water Heater
Commercial | New | Institutional | Solar Water Heater
Commercial | New | Lodging/Hospitality | Solar Water Heater
Commercial | New | Miscellaneous | Solar Water Heater
Commercial | New | Offices | Solar Water Heater
Commercial | New | Restaurants | Solar Water Heater
Commercial | New | Retail | Solar Water Heater
Commercial | New | Schools K-12 | Solar Water Heater
Commercial | New | Warehouse | Solar Water Heater
Commercial | Turnover | Assembly | CFL - 15W Flood
Commercial | Turnover | College and University | CFL - 15W Flood
Commercial | Turnover | Grocery | CFL - 15W Flood
Commercial | Turnover | Healthcare | CFL - 15W Flood
Commercial | Turnover | Hospitals | CFL - 15W Flood
Commercial | Turnover | Institutional | CFL - 15W Flood
Commercial | Turnover | Lodging/Hospitality | CFL - 15W Flood
Commercial | Turnover | Miscellaneous | CFL - 15W Flood
Commercial | Turnover | Offices | CFL - 15W Flood
Commercial | Turnover | Restaurants | CFL - 15W Flood
Commercial | Turnover | Retail | CFL - 15W Flood
Commercial | Turnover | Schools K-12 | CFL - 15W Flood
Commercial | Turnover | Warehouse | CFL - 15W Flood
Commercial | New | Assembly | CFL - 15W Flood
Commercial | New | College and University | CFL - 15W Flood
Commercial | New | Grocery | CFL - 15W Flood
Commercial | New | Healthcare | CFL - 15W Flood
Commercial | New | Hospitals | CFL - 15W Flood
Commercial | New | Institutional | CFL - 15W Flood
Commercial | New | Lodging/Hospitality | CFL - 15W Flood
Commercial | New | Miscellaneous | CFL - 15W Flood
Commercial | New | Offices | CFL - 15W Flood
Commercial | New | Restaurants | CFL - 15W Flood
Commercial | New | Retail | CFL - 15W Flood
Commercial | New | Schools K-12 | CFL - 15W Flood
Commercial | New | Warehouse | CFL - 15W Flood
Commercial | Turnover | Assembly | High Efficiency HID Lighting
Commercial | Turnover | College and University | High Efficiency HID Lighting
Commercial | Turnover | Grocery | High Efficiency HID Lighting
Commercial | Turnover | Healthcare | High Efficiency HID Lighting
Commercial | Turnover | Hospitals | High Efficiency HID Lighting
Commercial | Turnover | Institutional | High Efficiency HID Lighting
Commercial | Turnover | Lodging/Hospitality | High Efficiency HID Lighting
Commercial | Turnover | Miscellaneous | High Efficiency HID Lighting
Commercial | Turnover | Offices | High Efficiency HID Lighting
Commercial | Turnover | Restaurants | High Efficiency HID Lighting
Commercial | Turnover | Retail | High Efficiency HID Lighting
Commercial | Turnover | Schools K-12 | High Efficiency HID Lighting
Commercial | Turnover | Warehouse | High Efficiency HID Lighting
Commercial | New | Assembly | High Efficiency HID Lighting
Commercial | New | College and University | High Efficiency HID Lighting
Commercial | New | Grocery | High Efficiency HID Lighting
Commercial | New | Healthcare | High Efficiency HID Lighting
Commercial | New | Hospitals | High Efficiency HID Lighting
Commercial | New | Institutional | High Efficiency HID Lighting
Commercial | New | Lodging/Hospitality | High Efficiency HID Lighting
Commercial | New | Miscellaneous | High Efficiency HID Lighting
Commercial | New | Offices | High Efficiency HID Lighting
Commercial | New | Restaurants | High Efficiency HID Lighting
Commercial | New | Retail | High Efficiency HID Lighting
Commercial | New | Schools K-12 | High Efficiency HID Lighting
Commercial | New | Warehouse | High Efficiency HID Lighting
Commercial | Turnover | Assembly | LED - 9W Flood
Commercial | Turnover | College and University | LED - 9W Flood
Commercial | Turnover | Grocery | LED - 9W Flood
Commercial | Turnover | Healthcare | LED - 9W Flood
Commercial | Turnover | Hospitals | LED - 9W Flood
Commercial | Turnover | Institutional | LED - 9W Flood
Commercial | Turnover | Lodging/Hospitality | LED - 9W Flood
Commercial | Turnover | Miscellaneous | LED - 9W Flood
Commercial | Turnover | Offices | LED - 9W Flood
Commercial | Turnover | Restaurants | LED - 9W Flood
Commercial | Turnover | Retail | LED - 9W Flood
Commercial | Turnover | Schools K-12 | LED - 9W Flood
Commercial | Turnover | Warehouse | LED - 9W Flood
Commercial | New | Assembly | LED - 9W Flood
Commercial | New | College and University | LED - 9W Flood
Commercial | New | Grocery | LED - 9W Flood
Commercial | New | Healthcare | LED - 9W Flood
Commercial | New | Hospitals | LED - 9W Flood
Commercial | New | Institutional | LED - 9W Flood
Commercial | New | Lodging/Hospitality | LED - 9W Flood
Commercial | New | Miscellaneous | LED - 9W Flood
Commercial | New | Offices | LED - 9W Flood
Commercial | New | Restaurants | LED - 9W Flood
Commercial | New | Retail | LED - 9W Flood
Commercial | New | Schools K-12 | LED - 9W Flood
Commercial | New | Warehouse | LED - 9W Flood
Commercial | Turnover | Assembly | LED Display Lighting (Exterior)
Commercial | Turnover | College and University | LED Display Lighting (Exterior)
Commercial | Turnover | Grocery | LED Display Lighting (Exterior)
Commercial | Turnover | Healthcare | LED Display Lighting (Exterior)
Commercial | Turnover | Hospitals | LED Display Lighting (Exterior)
Commercial | Turnover | Institutional | LED Display Lighting (Exterior)
Commercial | Turnover | Lodging/Hospitality | LED Display Lighting (Exterior)
Commercial | Turnover | Miscellaneous | LED Display Lighting (Exterior)
Commercial | Turnover | Offices | LED Display Lighting (Exterior)
Commercial | Turnover | Restaurants | LED Display Lighting (Exterior)
Commercial | Turnover | Retail | LED Display Lighting (Exterior)
Commercial | Turnover | Schools K-12 | LED Display Lighting (Exterior)
Commercial | Turnover | Warehouse | LED Display Lighting (Exterior)
Commercial | New | Assembly | LED Display Lighting (Exterior)
Commercial | New | College and University | LED Display Lighting (Exterior)
Commercial | New | Grocery | LED Display Lighting (Exterior)
Commercial | New | Healthcare | LED Display Lighting (Exterior)
Commercial | New | Hospitals | LED Display Lighting (Exterior)
Commercial | New | Institutional | LED Display Lighting (Exterior)
Commercial | New | Lodging/Hospitality | LED Display Lighting (Exterior)
Commercial | New | Miscellaneous | LED Display Lighting (Exterior)
Commercial | New | Offices | LED Display Lighting (Exterior)
Commercial | New | Restaurants | LED Display Lighting (Exterior)
Commercial | New | Retail | LED Display Lighting (Exterior)
Commercial | New | Schools K-12 | LED Display Lighting (Exterior)
Commercial | New | Warehouse | LED Display Lighting (Exterior)
Commercial | Turnover | Assembly | LED Exterior Lighting
Commercial | Turnover | College and University | LED Exterior Lighting
Commercial | Turnover | Grocery | LED Exterior Lighting
Commercial | Turnover | Healthcare | LED Exterior Lighting
Commercial | Turnover | Hospitals | LED Exterior Lighting
Commercial | Turnover | Institutional | LED Exterior Lighting
Commercial | Turnover | Lodging/Hospitality | LED Exterior Lighting
Commercial | Turnover | Miscellaneous | LED Exterior Lighting
Commercial | Turnover | Offices | LED Exterior Lighting
Commercial | Turnover | Restaurants | LED Exterior Lighting
Commercial | Turnover | Retail | LED Exterior Lighting
Commercial | Turnover | Schools K-12 | LED Exterior Lighting
Commercial | Turnover | Warehouse | LED Exterior Lighting
Commercial | New | Assembly | LED Exterior Lighting
Commercial | New | College and University | LED Exterior Lighting
Commercial | New | Grocery | LED Exterior Lighting
Commercial | New | Healthcare | LED Exterior Lighting
Commercial | New | Hospitals | LED Exterior Lighting
Commercial | New | Institutional | LED Exterior Lighting
Commercial | New | Lodging/Hospitality | LED Exterior Lighting
Commercial | New | Miscellaneous | LED Exterior Lighting
Commercial | New | Offices | LED Exterior Lighting
Commercial | New | Restaurants | LED Exterior Lighting
Commercial | New | Retail | LED Exterior Lighting
Commercial | New | Schools K-12 | LED Exterior Lighting
Commercial | New | Warehouse | LED Exterior Lighting
Commercial | Turnover | Assembly | LED Parking Lighting
Commercial | Turnover | College and University | LED Parking Lighting
Commercial | Turnover | Grocery | LED Parking Lighting
Commercial | Turnover | Healthcare | LED Parking Lighting
Commercial | Turnover | Hospitals | LED Parking Lighting
Commercial | Turnover | Institutional | LED Parking Lighting
Commercial | Turnover | Lodging/Hospitality | LED Parking Lighting
Commercial | Turnover | Miscellaneous | LED Parking Lighting
Commercial | Turnover | Offices | LED Parking Lighting
Commercial | Turnover | Restaurants | LED Parking Lighting
Commercial | Turnover | Retail | LED Parking Lighting
Commercial | Turnover | Schools K-12 | LED Parking Lighting
Commercial | Turnover | Warehouse | LED Parking Lighting
Commercial | New | Assembly | LED Parking Lighting
Commercial | New | College and University | LED Parking Lighting
Commercial | New | Grocery | LED Parking Lighting
Commercial | New | Healthcare | LED Parking Lighting
Commercial | New | Hospitals | LED Parking Lighting
Commercial | New | Institutional | LED Parking Lighting
Commercial | New | Lodging/Hospitality | LED Parking Lighting
Commercial | New | Miscellaneous | LED Parking Lighting
Commercial | New | Offices | LED Parking Lighting
Commercial | New | Restaurants | LED Parking Lighting
Commercial | New | Retail | LED Parking Lighting
Commercial | New | Schools K-12 | LED Parking Lighting
Commercial | New | Warehouse | LED Parking Lighting
Commercial | Turnover | Assembly | LED Street Lights
Commercial | Turnover | College and University | LED Street Lights
Commercial | Turnover | Grocery | LED Street Lights
Commercial | Turnover | Healthcare | LED Street Lights
Commercial | Turnover | Hospitals | LED Street Lights
Commercial | Turnover | Institutional | LED Street Lights
Commercial | Turnover | Lodging/Hospitality | LED Street Lights
Commercial | Turnover | Miscellaneous | LED Street Lights
Commercial | Turnover | Offices | LED Street Lights
Commercial | Turnover | Restaurants | LED Street Lights
Commercial | Turnover | Retail | LED Street Lights
Commercial | Turnover | Schools K-12 | LED Street Lights
Commercial | Turnover | Warehouse | LED Street Lights
Commercial | New | Assembly | LED Street Lights
Commercial | New | College and University | LED Street Lights
Commercial | New | Grocery | LED Street Lights
Commercial | New | Healthcare | LED Street Lights
Commercial | New | Hospitals | LED Street Lights
Commercial | New | Institutional | LED Street Lights
Commercial | New | Lodging/Hospitality | LED Street Lights
Commercial | New | Miscellaneous | LED Street Lights
Commercial | New | Offices | LED Street Lights
Commercial | New | Restaurants | LED Street Lights
Commercial | New | Retail | LED Street Lights
Commercial | New | Schools K-12 | LED Street Lights
Commercial | New | Warehouse | LED Street Lights
Commercial | Turnover | Assembly | LED Traffic and Crosswalk Lighting
Commercial | Turnover | College and University | LED Traffic and Crosswalk Lighting
Commercial | Turnover | Grocery | LED Traffic and Crosswalk Lighting
Commercial | Turnover | Healthcare | LED Traffic and Crosswalk Lighting
Commercial | Turnover | Hospitals | LED Traffic and Crosswalk Lighting
Commercial | Turnover | Institutional | LED Traffic and Crosswalk Lighting
Commercial | Turnover | Lodging/Hospitality | LED Traffic and Crosswalk Lighting
Commercial | Turnover | Miscellaneous | LED Traffic and Crosswalk Lighting
Commercial | Turnover | Offices | LED Traffic and Crosswalk Lighting
Commercial | Turnover | Restaurants | LED Traffic and Crosswalk Lighting
Commercial | Turnover | Retail | LED Traffic and Crosswalk Lighting
Commercial | Turnover | Schools K-12 | LED Traffic and Crosswalk Lighting
Commercial | Turnover | Warehouse | LED Traffic and Crosswalk Lighting
Commercial | New | Assembly | LED Traffic and Crosswalk Lighting
Commercial | New | College and University | LED Traffic and Crosswalk Lighting
Commercial | New | Grocery | LED Traffic and Crosswalk Lighting
Commercial | New | Healthcare | LED Traffic and Crosswalk Lighting
Commercial | New | Hospitals | LED Traffic and Crosswalk Lighting
Commercial | New | Institutional | LED Traffic and Crosswalk Lighting
Commercial | New | Lodging/Hospitality | LED Traffic and Crosswalk Lighting
Commercial | New | Miscellaneous | LED Traffic and Crosswalk Lighting
Commercial | New | Offices | LED Traffic and Crosswalk Lighting
Commercial | New | Restaurants | LED Traffic and Crosswalk Lighting
Commercial | New | Retail | LED Traffic and Crosswalk Lighting
Commercial | New | Schools K-12 | LED Traffic and Crosswalk Lighting
Commercial | New | Warehouse | LED Traffic and Crosswalk Lighting
Commercial | Turnover | Assembly | Geothermal Heat Pump
Commercial | Turnover | College and University | Geothermal Heat Pump
Commercial | Turnover | Grocery | Geothermal Heat Pump
Commercial | Turnover | Healthcare | Geothermal Heat Pump
Commercial | Turnover | Hospitals | Geothermal Heat Pump
Commercial | Turnover | Institutional | Geothermal Heat Pump
Commercial | Turnover | Lodging/Hospitality | Geothermal Heat Pump
Commercial | Turnover | Miscellaneous | Geothermal Heat Pump
Commercial | Turnover | Offices | Geothermal Heat Pump
Commercial | Turnover | Restaurants | Geothermal Heat Pump
Commercial | Turnover | Retail | Geothermal Heat Pump
Commercial | Turnover | Schools K-12 | Geothermal Heat Pump
Commercial | Turnover | Warehouse | Geothermal Heat Pump
Commercial | New | Assembly | Geothermal Heat Pump
Commercial | New | College and University | Geothermal Heat Pump
Commercial | New | Grocery | Geothermal Heat Pump
Commercial | New | Healthcare | Geothermal Heat Pump
Commercial | New | Hospitals | Geothermal Heat Pump
Commercial | New | Institutional | Geothermal Heat Pump
Commercial | New | Lodging/Hospitality | Geothermal Heat Pump
Commercial | New | Miscellaneous | Geothermal Heat Pump
Commercial | New | Offices | Geothermal Heat Pump
Commercial | New | Restaurants | Geothermal Heat Pump
Commercial | New | Retail | Geothermal Heat Pump
Commercial | New | Schools K-12 | Geothermal Heat Pump
Commercial | New | Warehouse | Geothermal Heat Pump
Commercial | Turnover | Assembly | High Efficiency Chiller (Air Cooled, 50 tons)
Commercial | Turnover | College and University | High Efficiency Chiller (Air Cooled, 50 tons)
Commercial | Turnover | Grocery | High Efficiency Chiller (Air Cooled, 50 tons)
Commercial | Turnover | Healthcare | High Efficiency Chiller (Air Cooled, 50 tons)
Commercial | Turnover | Hospitals | High Efficiency Chiller (Air Cooled, 50 tons)
Commercial | Turnover | Institutional | High Efficiency Chiller (Air Cooled, 50 tons)
Commercial | Turnover | Lodging/Hospitality | High Efficiency Chiller (Air Cooled, 50 tons)
Commercial | Turnover | Miscellaneous | High Efficiency Chiller (Air Cooled, 50 tons)
Commercial | Turnover | Offices | High Efficiency Chiller (Air Cooled, 50 tons)
Commercial | Turnover | Restaurants | High Efficiency Chiller (Air Cooled, 50 tons)
Commercial | Turnover | Retail | High Efficiency Chiller (Air Cooled, 50 tons)
Commercial | Turnover | Schools K-12 | High Efficiency Chiller (Air Cooled, 50 tons)
Commercial | Turnover | Warehouse | High Efficiency Chiller (Air Cooled, 50 tons)
Commercial | New | Assembly | High Efficiency Chiller (Air Cooled, 50 tons)
Commercial | New | College and University | High Efficiency Chiller (Air Cooled, 50 tons)
Commercial | New | Grocery | High Efficiency Chiller (Air Cooled, 50 tons)
Commercial | New | Healthcare | High Efficiency Chiller (Air Cooled, 50 tons)
Commercial | New | Hospitals | High Efficiency Chiller (Air Cooled, 50 tons)
Commercial | New | Institutional | High Efficiency Chiller (Air Cooled, 50 tons)
Commercial | New | Lodging/Hospitality | High Efficiency Chiller (Air Cooled, 50 tons)
Commercial | New | Miscellaneous | High Efficiency Chiller (Air Cooled, 50 tons)
Commercial | New | Offices | High Efficiency Chiller (Air Cooled, 50 tons)
Commercial | New | Restaurants | High Efficiency Chiller (Air Cooled, 50 tons)
Commercial | New | Retail | High Efficiency Chiller (Air Cooled, 50 tons)
Commercial | New | Schools K-12 | High Efficiency Chiller (Air Cooled, 50 tons)
Commercial | New | Warehouse | High Efficiency Chiller (Air Cooled, 50 tons)
Commercial | Turnover | Assembly | High Efficiency Chiller (Water cooled-centrifugal, 200 tons)
Commercial | Turnover | College and University | High Efficiency Chiller (Water cooled-centrifugal, 200 tons)
Commercial | Turnover | Grocery | High Efficiency Chiller (Water cooled-centrifugal, 200 tons)
Commercial | Turnover | Healthcare | High Efficiency Chiller (Water cooled-centrifugal, 200 tons)
Commercial | Turnover | Hospitals | High Efficiency Chiller (Water cooled-centrifugal, 200 tons)
Commercial | Turnover | Institutional | High Efficiency Chiller (Water cooled-centrifugal, 200 tons)
Commercial | Turnover | Lodging/Hospitality | High Efficiency Chiller (Water cooled-centrifugal, 200 tons)
Commercial | Turnover | Miscellaneous | High Efficiency Chiller (Water cooled-centrifugal, 200 tons)
Commercial | Turnover | Offices | High Efficiency Chiller (Water cooled-centrifugal, 200 tons)
Commercial | Turnover | Restaurants | High Efficiency Chiller (Water cooled-centrifugal, 200 tons)
Commercial | Turnover | Retail | High Efficiency Chiller (Water cooled-centrifugal, 200 tons)
Commercial | Turnover | Schools K-12 | High Efficiency Chiller (Water cooled-centrifugal, 200 tons)
Commercial | Turnover | Warehouse | High Efficiency Chiller (Water cooled-centrifugal, 200 tons)
Commercial | New | Assembly | High Efficiency Chiller (Water cooled-centrifugal, 200 tons)
Commercial | New | College and University | High Efficiency Chiller (Water cooled-centrifugal, 200 tons)
Commercial | New | Grocery | High Efficiency Chiller (Water cooled-centrifugal, 200 tons)
Commercial | New | Healthcare | High Efficiency Chiller (Water cooled-centrifugal, 200 tons)
Commercial | New | Hospitals | High Efficiency Chiller (Water cooled-centrifugal, 200 tons)
Commercial | New | Institutional | High Efficiency Chiller (Water cooled-centrifugal, 200 tons)
Commercial | New | Lodging/Hospitality | High Efficiency Chiller (Water cooled-centrifugal, 200 tons)
Commercial | New | Miscellaneous | High Efficiency Chiller (Water cooled-centrifugal, 200 tons)
Commercial | New | Offices | High Efficiency Chiller (Water cooled-centrifugal, 200 tons)
Commercial | New | Restaurants | High Efficiency Chiller (Water cooled-centrifugal, 200 tons)
Commercial | New | Retail | High Efficiency Chiller (Water cooled-centrifugal, 200 tons)
Commercial | New | Schools K-12 | High Efficiency Chiller (Water cooled-centrifugal, 200 tons)
Commercial | New | Warehouse | High Efficiency Chiller (Water cooled-centrifugal, 200 tons)
Commercial | Turnover | Assembly | High Efficiency Chiller (Water cooled-positive displacement, 100 tons)
Commercial | Turnover | College and University | High Efficiency Chiller (Water cooled-positive displacement, 100 tons)
Commercial | Turnover | Grocery | High Efficiency Chiller (Water cooled-positive displacement, 100 tons)
Commercial | Turnover | Healthcare | High Efficiency Chiller (Water cooled-positive displacement, 100 tons)
Commercial | Turnover | Hospitals | High Efficiency Chiller (Water cooled-positive displacement, 100 tons)
Commercial | Turnover | Institutional | High Efficiency Chiller (Water cooled-positive displacement, 100 tons)
Commercial | Turnover | Lodging/Hospitality | High Efficiency Chiller (Water cooled-positive displacement, 100 tons)
Commercial | Turnover | Miscellaneous | High Efficiency Chiller (Water cooled-positive displacement, 100 tons)
Commercial | Turnover | Offices | High Efficiency Chiller (Water cooled-positive displacement, 100 tons)
Commercial | Turnover | Restaurants | High Efficiency Chiller (Water cooled-positive displacement, 100 tons)
Commercial | Turnover | Retail | High Efficiency Chiller (Water cooled-positive displacement, 100 tons)
Commercial | Turnover | Schools K-12 | High Efficiency Chiller (Water cooled-positive displacement, 100 tons)
Commercial | Turnover | Warehouse | High Efficiency Chiller (Water cooled-positive displacement, 100 tons)
Commercial | New | Assembly | High Efficiency Chiller (Water cooled-positive displacement, 100 tons)
Commercial | New | College and University | High Efficiency Chiller (Water cooled-positive displacement, 100 tons)
Commercial | New | Grocery | High Efficiency Chiller (Water cooled-positive displacement, 100 tons)
Commercial | New | Healthcare | High Efficiency Chiller (Water cooled-positive displacement, 100 tons)
Commercial | New | Hospitals | High Efficiency Chiller (Water cooled-positive displacement, 100 tons)
Commercial | New | Institutional | High Efficiency Chiller (Water cooled-positive displacement, 100 tons)
Commercial | New | Lodging/Hospitality | High Efficiency Chiller (Water cooled-positive displacement, 100 tons)
Commercial | New | Miscellaneous | High Efficiency Chiller (Water cooled-positive displacement, 100 tons)
Commercial | New | Offices | High Efficiency Chiller (Water cooled-positive displacement, 100 tons)
Commercial | New | Restaurants | High Efficiency Chiller (Water cooled-positive displacement, 100 tons)
Commercial | New | Retail | High Efficiency Chiller (Water cooled-positive displacement, 100 tons)
Commercial | New | Schools K-12 | High Efficiency Chiller (Water cooled-positive displacement, 100 tons)
Commercial | New | Warehouse | High Efficiency Chiller (Water cooled-positive displacement, 100 tons)
Commercial | Turnover | Assembly | High Efficiency Data Center Cooling
Commercial | Turnover | College and University | High Efficiency Data Center Cooling
Commercial | Turnover | Grocery | High Efficiency Data Center Cooling
Commercial | Turnover | Healthcare | High Efficiency Data Center Cooling
Commercial | Turnover | Hospitals | High Efficiency Data Center Cooling
Commercial | Turnover | Institutional | High Efficiency Data Center Cooling
Commercial | Turnover | Lodging/Hospitality | High Efficiency Data Center Cooling
Commercial | Turnover | Miscellaneous | High Efficiency Data Center Cooling
Commercial | Turnover | Offices | High Efficiency Data Center Cooling
Commercial | Turnover | Restaurants | High Efficiency Data Center Cooling
Commercial | Turnover | Retail | High Efficiency Data Center Cooling
Commercial | Turnover | Schools K-12 | High Efficiency Data Center Cooling
Commercial | Turnover | Warehouse | High Efficiency Data Center Cooling
Commercial | New | Assembly | High Efficiency Data Center Cooling
Commercial | New | College and University | High Efficiency Data Center Cooling
Commercial | New | Grocery | High Efficiency Data Center Cooling
Commercial | New | Healthcare | High Efficiency Data Center Cooling
Commercial | New | Hospitals | High Efficiency Data Center Cooling
Commercial | New | Institutional | High Efficiency Data Center Cooling
Commercial | New | Lodging/Hospitality | High Efficiency Data Center Cooling
Commercial | New | Miscellaneous | High Efficiency Data Center Cooling
Commercial | New | Offices | High Efficiency Data Center Cooling
Commercial | New | Restaurants | High Efficiency Data Center Cooling
Commercial | New | Retail | High Efficiency Data Center Cooling
Commercial | New | Schools K-12 | High Efficiency Data Center Cooling
Commercial | New | Warehouse | High Efficiency Data Center Cooling
Commercial | Turnover | Assembly | High Efficiency DX 135k- less than 240k BTU
Commercial | Turnover | College and University | High Efficiency DX 135k- less than 240k BTU
Commercial | Turnover | Grocery | High Efficiency DX 135k- less than 240k BTU
Commercial | Turnover | Healthcare | High Efficiency DX 135k- less than 240k BTU
Commercial | Turnover | Hospitals | High Efficiency DX 135k- less than 240k BTU
Commercial | Turnover | Institutional | High Efficiency DX 135k- less than 240k BTU
Commercial | Turnover | Lodging/Hospitality | High Efficiency DX 135k- less than 240k BTU
Commercial | Turnover | Miscellaneous | High Efficiency DX 135k- less than 240k BTU
Commercial | Turnover | Offices | High Efficiency DX 135k- less than 240k BTU
Commercial | Turnover | Restaurants | High Efficiency DX 135k- less than 240k BTU
Commercial | Turnover | Retail | High Efficiency DX 135k- less than 240k BTU
Commercial | Turnover | Schools K-12 | High Efficiency DX 135k- less than 240k BTU
Commercial | Turnover | Warehouse | High Efficiency DX 135k- less than 240k BTU
Commercial | New | Assembly | High Efficiency DX 135k- less than 240k BTU
Commercial | New | College and University | High Efficiency DX 135k- less than 240k BTU
Commercial | New | Grocery | High Efficiency DX 135k- less than 240k BTU
Commercial | New | Healthcare | High Efficiency DX 135k- less than 240k BTU
Commercial | New | Hospitals | High Efficiency DX 135k- less than 240k BTU
Commercial | New | Institutional | High Efficiency DX 135k- less than 240k BTU
Commercial | New | Lodging/Hospitality | High Efficiency DX 135k- less than 240k BTU
Commercial | New | Miscellaneous | High Efficiency DX 135k- less than 240k BTU
Commercial | New | Offices | High Efficiency DX 135k- less than 240k BTU
Commercial | New | Restaurants | High Efficiency DX 135k- less than 240k BTU
Commercial | New | Retail | High Efficiency DX 135k- less than 240k BTU
Commercial | New | Schools K-12 | High Efficiency DX 135k- less than 240k BTU
Commercial | New | Warehouse | High Efficiency DX 135k- less than 240k BTU
Commercial | Turnover | Assembly | High Efficiency PTAC
Commercial | Turnover | College and University | High Efficiency PTAC
Commercial | Turnover | Grocery | High Efficiency PTAC
Commercial | Turnover | Healthcare | High Efficiency PTAC
Commercial | Turnover | Hospitals | High Efficiency PTAC
Commercial | Turnover | Institutional | High Efficiency PTAC
Commercial | Turnover | Lodging/Hospitality | High Efficiency PTAC
Commercial | Turnover | Miscellaneous | High Efficiency PTAC
Commercial | Turnover | Offices | High Efficiency PTAC
Commercial | Turnover | Restaurants | High Efficiency PTAC
Commercial | Turnover | Retail | High Efficiency PTAC
Commercial | Turnover | Schools K-12 | High Efficiency PTAC
Commercial | Turnover | Warehouse | High Efficiency PTAC
Commercial | New | Assembly | High Efficiency PTAC
Commercial | New | College and University | High Efficiency PTAC
Commercial | New | Grocery | High Efficiency PTAC
Commercial | New | Healthcare | High Efficiency PTAC
Commercial | New | Hospitals | High Efficiency PTAC
Commercial | New | Institutional | High Efficiency PTAC
Commercial | New | Lodging/Hospitality | High Efficiency PTAC
Commercial | New | Miscellaneous | High Efficiency PTAC
Commercial | New | Offices | High Efficiency PTAC
Commercial | New | Restaurants | High Efficiency PTAC
Commercial | New | Retail | High Efficiency PTAC
Commercial | New | Schools K-12 | High Efficiency PTAC
Commercial | New | Warehouse | High Efficiency PTAC
Commercial | Turnover | Assembly | High Efficiency PTHP
Commercial | Turnover | College and University | High Efficiency PTHP
Commercial | Turnover | Grocery | High Efficiency PTHP
Commercial | Turnover | Healthcare | High Efficiency PTHP
Commercial | Turnover | Hospitals | High Efficiency PTHP
Commercial | Turnover | Institutional | High Efficiency PTHP
Commercial | Turnover | Lodging/Hospitality | High Efficiency PTHP
Commercial | Turnover | Miscellaneous | High Efficiency PTHP
Commercial | Turnover | Offices | High Efficiency PTHP
Commercial | Turnover | Restaurants | High Efficiency PTHP
Commercial | Turnover | Retail | High Efficiency PTHP
Commercial | Turnover | Schools K-12 | High Efficiency PTHP
Commercial | Turnover | Warehouse | High Efficiency PTHP
Commercial | New | Assembly | High Efficiency PTHP
Commercial | New | College and University | High Efficiency PTHP
Commercial | New | Grocery | High Efficiency PTHP
Commercial | New | Healthcare | High Efficiency PTHP
Commercial | New | Hospitals | High Efficiency PTHP
Commercial | New | Institutional | High Efficiency PTHP
Commercial | New | Lodging/Hospitality | High Efficiency PTHP
Commercial | New | Miscellaneous | High Efficiency PTHP
Commercial | New | Offices | High Efficiency PTHP
Commercial | New | Restaurants | High Efficiency PTHP
Commercial | New | Retail | High Efficiency PTHP
Commercial | New | Schools K-12 | High Efficiency PTHP
Commercial | New | Warehouse | High Efficiency PTHP
Commercial | Turnover | Assembly | Variable Refrigerant Flow (VRF) HVAC Systems
Commercial | Turnover | College and University | Variable Refrigerant Flow (VRF) HVAC Systems
Commercial | Turnover | Grocery | Variable Refrigerant Flow (VRF) HVAC Systems
Commercial | Turnover | Healthcare | Variable Refrigerant Flow (VRF) HVAC Systems
Commercial | Turnover | Hospitals | Variable Refrigerant Flow (VRF) HVAC Systems
Commercial | Turnover | Institutional | Variable Refrigerant Flow (VRF) HVAC Systems
Commercial | Turnover | Lodging/Hospitality | Variable Refrigerant Flow (VRF) HVAC Systems
Commercial | Turnover | Miscellaneous | Variable Refrigerant Flow (VRF) HVAC Systems
Commercial | Turnover | Offices | Variable Refrigerant Flow (VRF) HVAC Systems
Commercial | Turnover | Restaurants | Variable Refrigerant Flow (VRF) HVAC Systems
Commercial | Turnover | Retail | Variable Refrigerant Flow (VRF) HVAC Systems
Commercial | Turnover | Schools K-12 | Variable Refrigerant Flow (VRF) HVAC Systems
Commercial | Turnover | Warehouse | Variable Refrigerant Flow (VRF) HVAC Systems
Commercial | New | Assembly | Variable Refrigerant Flow (VRF) HVAC Systems
Commercial | New | College and University | Variable Refrigerant Flow (VRF) HVAC Systems
Commercial | New | Grocery | Variable Refrigerant Flow (VRF) HVAC Systems
Commercial | New | Healthcare | Variable Refrigerant Flow (VRF) HVAC Systems
Commercial | New | Hospitals | Variable Refrigerant Flow (VRF) HVAC Systems
Commercial | New | Institutional | Variable Refrigerant Flow (VRF) HVAC Systems
Commercial | New | Lodging/Hospitality | Variable Refrigerant Flow (VRF) HVAC Systems
Commercial | New | Miscellaneous | Variable Refrigerant Flow (VRF) HVAC Systems
Commercial | New | Offices | Variable Refrigerant Flow (VRF) HVAC Systems
Commercial | New | Restaurants | Variable Refrigerant Flow (VRF) HVAC Systems
Commercial | New | Retail | Variable Refrigerant Flow (VRF) HVAC Systems
Commercial | New | Schools K-12 | Variable Refrigerant Flow (VRF) HVAC Systems
Commercial | New | Warehouse | Variable Refrigerant Flow (VRF) HVAC Systems
Commercial | Turnover | Assembly | CFL-23W
Commercial | Turnover | College and University | CFL-23W
Commercial | Turnover | Grocery | CFL-23W
Commercial | Turnover | Healthcare | CFL-23W
Commercial | Turnover | Hospitals | CFL-23W
Commercial | Turnover | Institutional | CFL-23W
Commercial | Turnover | Lodging/Hospitality | CFL-23W
Commercial | Turnover | Miscellaneous | CFL-23W
Commercial | Turnover | Offices | CFL-23W
Commercial | Turnover | Restaurants | CFL-23W
Commercial | Turnover | Retail | CFL-23W
Commercial | Turnover | Schools K-12 | CFL-23W
Commercial | Turnover | Warehouse | CFL-23W
Commercial | New | Assembly | CFL-23W
Commercial | New | College and University | CFL-23W
Commercial | New | Grocery | CFL-23W
Commercial | New | Healthcare | CFL-23W
Commercial | New | Hospitals | CFL-23W
Commercial | New | Institutional | CFL-23W
Commercial | New | Lodging/Hospitality | CFL-23W
Commercial | New | Miscellaneous | CFL-23W
Commercial | New | Offices | CFL-23W
Commercial | New | Restaurants | CFL-23W
Commercial | New | Retail | CFL-23W
Commercial | New | Schools K-12 | CFL-23W
Commercial | New | Warehouse | CFL-23W
Commercial | Turnover | Assembly | High Bay Fluorescent (T5)
Commercial | Turnover | College and University | High Bay Fluorescent (T5)
Commercial | Turnover | Grocery | High Bay Fluorescent (T5)
Commercial | Turnover | Healthcare | High Bay Fluorescent (T5)
Commercial | Turnover | Hospitals | High Bay Fluorescent (T5)
Commercial | Turnover | Institutional | High Bay Fluorescent (T5)
Commercial | Turnover | Lodging/Hospitality | High Bay Fluorescent (T5)
Commercial | Turnover | Miscellaneous | High Bay Fluorescent (T5)
Commercial | Turnover | Offices | High Bay Fluorescent (T5)
Commercial | Turnover | Restaurants | High Bay Fluorescent (T5)
Commercial | Turnover | Retail | High Bay Fluorescent (T5)
Commercial | Turnover | Schools K-12 | High Bay Fluorescent (T5)
Commercial | Turnover | Warehouse | High Bay Fluorescent (T5)
Commercial | New | Assembly | High Bay Fluorescent (T5)
Commercial | New | College and University | High Bay Fluorescent (T5)
Commercial | New | Grocery | High Bay Fluorescent (T5)
Commercial | New | Healthcare | High Bay Fluorescent (T5)
Commercial | New | Hospitals | High Bay Fluorescent (T5)
Commercial | New | Institutional | High Bay Fluorescent (T5)
Commercial | New | Lodging/Hospitality | High Bay Fluorescent (T5)
Commercial | New | Miscellaneous | High Bay Fluorescent (T5)
Commercial | New | Offices | High Bay Fluorescent (T5)
Commercial | New | Restaurants | High Bay Fluorescent (T5)
Commercial | New | Retail | High Bay Fluorescent (T5)
Commercial | New | Schools K-12 | High Bay Fluorescent (T5)
Commercial | New | Warehouse | High Bay Fluorescent (T5)
Commercial | Turnover | Assembly | High Bay LED
Commercial | Turnover | College and University | High Bay LED
Commercial | Turnover | Grocery | High Bay LED
Commercial | Turnover | Healthcare | High Bay LED
Commercial | Turnover | Hospitals | High Bay LED
Commercial | Turnover | Institutional | High Bay LED
Commercial | Turnover | Lodging/Hospitality | High Bay LED
Commercial | Turnover | Miscellaneous | High Bay LED
Commercial | Turnover | Offices | High Bay LED
Commercial | Turnover | Restaurants | High Bay LED
Commercial | Turnover | Retail | High Bay LED
Commercial | Turnover | Schools K-12 | High Bay LED
Commercial | Turnover | Warehouse | High Bay LED
Commercial | New | Assembly | High Bay LED
Commercial | New | College and University | High Bay LED
Commercial | New | Grocery | High Bay LED
Commercial | New | Healthcare | High Bay LED
Commercial | New | Hospitals | High Bay LED
Commercial | New | Institutional | High Bay LED
Commercial | New | Lodging/Hospitality | High Bay LED
Commercial | New | Miscellaneous | High Bay LED
Commercial | New | Offices | High Bay LED
Commercial | New | Restaurants | High Bay LED
Commercial | New | Retail | High Bay LED
Commercial | New | Schools K-12 | High Bay LED
Commercial | New | Warehouse | High Bay LED
Commercial | Turnover | Assembly | LED - 14W
Commercial | Turnover | College and University | LED - 14W
Commercial | Turnover | Grocery | LED - 14W
Commercial | Turnover | Healthcare | LED - 14W
Commercial | Turnover | Hospitals | LED - 14W
Commercial | Turnover | Institutional | LED - 14W
Commercial | Turnover | Lodging/Hospitality | LED - 14W
Commercial | Turnover | Miscellaneous | LED - 14W
Commercial | Turnover | Offices | LED - 14W
Commercial | Turnover | Restaurants | LED - 14W
Commercial | Turnover | Retail | LED - 14W
Commercial | Turnover | Schools K-12 | LED - 14W
Commercial | Turnover | Warehouse | LED - 14W
Commercial | New | Assembly | LED - 14W
Commercial | New | College and University | LED - 14W
Commercial | New | Grocery | LED - 14W
Commercial | New | Healthcare | LED - 14W
Commercial | New | Hospitals | LED - 14W
Commercial | New | Institutional | LED - 14W
Commercial | New | Lodging/Hospitality | LED - 14W
Commercial | New | Miscellaneous | LED - 14W
Commercial | New | Offices | LED - 14W
Commercial | New | Restaurants | LED - 14W
Commercial | New | Retail | LED - 14W
Commercial | New | Schools K-12 | LED - 14W
Commercial | New | Warehouse | LED - 14W
Commercial | Turnover | Assembly | LED Display Lighting (Interior)
Commercial | Turnover | College and University | LED Display Lighting (Interior)
Commercial | Turnover | Grocery | LED Display Lighting (Interior)
Commercial | Turnover | Healthcare | LED Display Lighting (Interior)
Commercial | Turnover | Hospitals | LED Display Lighting (Interior)
Commercial | Turnover | Institutional | LED Display Lighting (Interior)
Commercial | Turnover | Lodging/Hospitality | LED Display Lighting (Interior)
Commercial | Turnover | Miscellaneous | LED Display Lighting (Interior)
Commercial | Turnover | Offices | LED Display Lighting (Interior)
Commercial | Turnover | Restaurants | LED Display Lighting (Interior)
Commercial | Turnover | Retail | LED Display Lighting (Interior)
Commercial | Turnover | Schools K-12 | LED Display Lighting (Interior)
Commercial | Turnover | Warehouse | LED Display Lighting (Interior)
Commercial | New | Assembly | LED Display Lighting (Interior)
Commercial | New | College and University | LED Display Lighting (Interior)
Commercial | New | Grocery | LED Display Lighting (Interior)
Commercial | New | Healthcare | LED Display Lighting (Interior)
Commercial | New | Hospitals | LED Display Lighting (Interior)
Commercial | New | Institutional | LED Display Lighting (Interior)
Commercial | New | Lodging/Hospitality | LED Display Lighting (Interior)
Commercial | New | Miscellaneous | LED Display Lighting (Interior)
Commercial | New | Offices | LED Display Lighting (Interior)
Commercial | New | Restaurants | LED Display Lighting (Interior)
Commercial | New | Retail | LED Display Lighting (Interior)
Commercial | New | Schools K-12 | LED Display Lighting (Interior)
Commercial | New | Warehouse | LED Display Lighting (Interior)
Commercial | Turnover | Assembly | LED Linear - Fixture Replacement
Commercial | Turnover | College and University | LED Linear - Fixture Replacement
Commercial | Turnover | Grocery | LED Linear - Fixture Replacement
Commercial | Turnover | Healthcare | LED Linear - Fixture Replacement
Commercial | Turnover | Hospitals | LED Linear - Fixture Replacement
Commercial | Turnover | Institutional | LED Linear - Fixture Replacement
Commercial | Turnover | Lodging/Hospitality | LED Linear - Fixture Replacement
Commercial | Turnover | Miscellaneous | LED Linear - Fixture Replacement
Commercial | Turnover | Offices | LED Linear - Fixture Replacement
Commercial | Turnover | Restaurants | LED Linear - Fixture Replacement
Commercial | Turnover | Retail | LED Linear - Fixture Replacement
Commercial | Turnover | Schools K-12 | LED Linear - Fixture Replacement
Commercial | Turnover | Warehouse | LED Linear - Fixture Replacement
Commercial | New | Assembly | LED Linear - Fixture Replacement
Commercial | New | College and University | LED Linear - Fixture Replacement
Commercial | New | Grocery | LED Linear - Fixture Replacement
Commercial | New | Healthcare | LED Linear - Fixture Replacement
Commercial | New | Hospitals | LED Linear - Fixture Replacement
Commercial | New | Institutional | LED Linear - Fixture Replacement
Commercial | New | Lodging/Hospitality | LED Linear - Fixture Replacement
Commercial | New | Miscellaneous | LED Linear - Fixture Replacement
Commercial | New | Offices | LED Linear - Fixture Replacement
Commercial | New | Restaurants | LED Linear - Fixture Replacement
Commercial | New | Retail | LED Linear - Fixture Replacement
Commercial | New | Schools K-12 | LED Linear - Fixture Replacement
Commercial | New | Warehouse | LED Linear - Fixture Replacement
Commercial | Turnover | Assembly | LED Linear - Lamp Replacement
Commercial | Turnover | College and University | LED Linear - Lamp Replacement
Commercial | Turnover | Grocery | LED Linear - Lamp Replacement
Commercial | Turnover | Healthcare | LED Linear - Lamp Replacement
Commercial | Turnover | Hospitals | LED Linear - Lamp Replacement
Commercial | Turnover | Institutional | LED Linear - Lamp Replacement
Commercial | Turnover | Lodging/Hospitality | LED Linear - Lamp Replacement
Commercial | Turnover | Miscellaneous | LED Linear - Lamp Replacement
Commercial | Turnover | Offices | LED Linear - Lamp Replacement
Commercial | Turnover | Restaurants | LED Linear - Lamp Replacement
Commercial | Turnover | Retail | LED Linear - Lamp Replacement
Commercial | Turnover | Schools K-12 | LED Linear - Lamp Replacement
Commercial | Turnover | Warehouse | LED Linear - Lamp Replacement
Commercial | New | Assembly | LED Linear - Lamp Replacement
Commercial | New | College and University | LED Linear - Lamp Replacement
Commercial | New | Grocery | LED Linear - Lamp Replacement
Commercial | New | Healthcare | LED Linear - Lamp Replacement
Commercial | New | Hospitals | LED Linear - Lamp Replacement
Commercial | New | Institutional | LED Linear - Lamp Replacement
Commercial | New | Lodging/Hospitality | LED Linear - Lamp Replacement
Commercial | New | Miscellaneous | LED Linear - Lamp Replacement
Commercial | New | Offices | LED Linear - Lamp Replacement
Commercial | New | Restaurants | LED Linear - Lamp Replacement
Commercial | New | Retail | LED Linear - Lamp Replacement
Commercial | New | Schools K-12 | LED Linear - Lamp Replacement
Commercial | New | Warehouse | LED Linear - Lamp Replacement
Commercial | Turnover | Assembly | Premium T8 - Fixture Replacement
Commercial | Turnover | College and University | Premium T8 - Fixture Replacement
Commercial | Turnover | Grocery | Premium T8 - Fixture Replacement
Commercial | Turnover | Healthcare | Premium T8 - Fixture Replacement
Commercial | Turnover | Hospitals | Premium T8 - Fixture Replacement
Commercial | Turnover | Institutional | Premium T8 - Fixture Replacement
Commercial | Turnover | Lodging/Hospitality | Premium T8 - Fixture Replacement
Commercial | Turnover | Miscellaneous | Premium T8 - Fixture Replacement
Commercial | Turnover | Offices | Premium T8 - Fixture Replacement
Commercial | Turnover | Restaurants | Premium T8 - Fixture Replacement
Commercial | Turnover | Retail | Premium T8 - Fixture Replacement
Commercial | Turnover | Schools K-12 | Premium T8 - Fixture Replacement
Commercial | Turnover | Warehouse | Premium T8 - Fixture Replacement
Commercial | New | Assembly | Premium T8 - Fixture Replacement
Commercial | New | College and University | Premium T8 - Fixture Replacement
Commercial | New | Grocery | Premium T8 - Fixture Replacement
Commercial | New | Healthcare | Premium T8 - Fixture Replacement
Commercial | New | Hospitals | Premium T8 - Fixture Replacement
Commercial | New | Institutional | Premium T8 - Fixture Replacement
Commercial | New | Lodging/Hospitality | Premium T8 - Fixture Replacement
Commercial | New | Miscellaneous | Premium T8 - Fixture Replacement
Commercial | New | Offices | Premium T8 - Fixture Replacement
Commercial | New | Restaurants | Premium T8 - Fixture Replacement
Commercial | New | Retail | Premium T8 - Fixture Replacement
Commercial | New | Schools K-12 | Premium T8 - Fixture Replacement
Commercial | New | Warehouse | Premium T8 - Fixture Replacement
Commercial | Turnover | Assembly | Premium T8 - Lamp Replacement
Commercial | Turnover | College and University | Premium T8 - Lamp Replacement
Commercial | Turnover | Grocery | Premium T8 - Lamp Replacement
Commercial | Turnover | Healthcare | Premium T8 - Lamp Replacement
Commercial | Turnover | Hospitals | Premium T8 - Lamp Replacement
Commercial | Turnover | Institutional | Premium T8 - Lamp Replacement
Commercial | Turnover | Lodging/Hospitality | Premium T8 - Lamp Replacement
Commercial | Turnover | Miscellaneous | Premium T8 - Lamp Replacement
Commercial | Turnover | Offices | Premium T8 - Lamp Replacement
Commercial | Turnover | Restaurants | Premium T8 - Lamp Replacement
Commercial | Turnover | Retail | Premium T8 - Lamp Replacement
Commercial | Turnover | Schools K-12 | Premium T8 - Lamp Replacement
Commercial | Turnover | Warehouse | Premium T8 - Lamp Replacement
Commercial | New | Assembly | Premium T8 - Lamp Replacement
Commercial | New | College and University | Premium T8 - Lamp Replacement
Commercial | New | Grocery | Premium T8 - Lamp Replacement
Commercial | New | Healthcare | Premium T8 - Lamp Replacement
Commercial | New | Hospitals | Premium T8 - Lamp Replacement
Commercial | New | Institutional | Premium T8 - Lamp Replacement
Commercial | New | Lodging/Hospitality | Premium T8 - Lamp Replacement
Commercial | New | Miscellaneous | Premium T8 - Lamp Replacement
Commercial | New | Offices | Premium T8 - Lamp Replacement
Commercial | New | Restaurants | Premium T8 - Lamp Replacement
Commercial | New | Retail | Premium T8 - Lamp Replacement
Commercial | New | Schools K-12 | Premium T8 - Lamp Replacement
Commercial | New | Warehouse | Premium T8 - Lamp Replacement
Commercial | Turnover | Assembly | Efficient Battery Charger
Commercial | Turnover | College and University | Efficient Battery Charger
Commercial | Turnover | Grocery | Efficient Battery Charger
Commercial | Turnover | Healthcare | Efficient Battery Charger
Commercial | Turnover | Hospitals | Efficient Battery Charger
Commercial | Turnover | Institutional | Efficient Battery Charger
Commercial | Turnover | Lodging/Hospitality | Efficient Battery Charger
Commercial | Turnover | Miscellaneous | Efficient Battery Charger
Commercial | Turnover | Offices | Efficient Battery Charger
Commercial | Turnover | Restaurants | Efficient Battery Charger
Commercial | Turnover | Retail | Efficient Battery Charger
Commercial | Turnover | Schools K-12 | Efficient Battery Charger
Commercial | Turnover | Warehouse | Efficient Battery Charger
Commercial | New | Assembly | Efficient Battery Charger
Commercial | New | College and University | Efficient Battery Charger
Commercial | New | Grocery | Efficient Battery Charger
Commercial | New | Healthcare | Efficient Battery Charger
Commercial | New | Hospitals | Efficient Battery Charger
Commercial | New | Institutional | Efficient Battery Charger
Commercial | New | Lodging/Hospitality | Efficient Battery Charger
Commercial | New | Miscellaneous | Efficient Battery Charger
Commercial | New | Offices | Efficient Battery Charger
Commercial | New | Restaurants | Efficient Battery Charger
Commercial | New | Retail | Efficient Battery Charger
Commercial | New | Schools K-12 | Efficient Battery Charger
Commercial | New | Warehouse | Efficient Battery Charger
Commercial | Turnover | Assembly | ENERGY STAR Commercial Clothes Washer
Commercial | Turnover | College and University | ENERGY STAR Commercial Clothes Washer
Commercial | Turnover | Grocery | ENERGY STAR Commercial Clothes Washer
Commercial | Turnover | Healthcare | ENERGY STAR Commercial Clothes Washer
Commercial | Turnover | Hospitals | ENERGY STAR Commercial Clothes Washer
Commercial | Turnover | Institutional | ENERGY STAR Commercial Clothes Washer
Commercial | Turnover | Lodging/Hospitality | ENERGY STAR Commercial Clothes Washer
Commercial | Turnover | Miscellaneous | ENERGY STAR Commercial Clothes Washer
Commercial | Turnover | Offices | ENERGY STAR Commercial Clothes Washer
Commercial | Turnover | Restaurants | ENERGY STAR Commercial Clothes Washer
Commercial | Turnover | Retail | ENERGY STAR Commercial Clothes Washer
Commercial | Turnover | Schools K-12 | ENERGY STAR Commercial Clothes Washer
Commercial | Turnover | Warehouse | ENERGY STAR Commercial Clothes Washer
Commercial | New | Assembly | ENERGY STAR Commercial Clothes Washer
Commercial | New | College and University | ENERGY STAR Commercial Clothes Washer
Commercial | New | Grocery | ENERGY STAR Commercial Clothes Washer
Commercial | New | Healthcare | ENERGY STAR Commercial Clothes Washer
Commercial | New | Hospitals | ENERGY STAR Commercial Clothes Washer
Commercial | New | Institutional | ENERGY STAR Commercial Clothes Washer
Commercial | New | Lodging/Hospitality | ENERGY STAR Commercial Clothes Washer
Commercial | New | Miscellaneous | ENERGY STAR Commercial Clothes Washer
Commercial | New | Offices | ENERGY STAR Commercial Clothes Washer
Commercial | New | Restaurants | ENERGY STAR Commercial Clothes Washer
Commercial | New | Retail | ENERGY STAR Commercial Clothes Washer
Commercial | New | Schools K-12 | ENERGY STAR Commercial Clothes Washer
Commercial | New | Warehouse | ENERGY STAR Commercial Clothes Washer
Commercial | Turnover | Assembly | ENERGY STAR Water Cooler
Commercial | Turnover | College and University | ENERGY STAR Water Cooler
Commercial | Turnover | Grocery | ENERGY STAR Water Cooler
Commercial | Turnover | Healthcare | ENERGY STAR Water Cooler
Commercial | Turnover | Hospitals | ENERGY STAR Water Cooler
Commercial | Turnover | Institutional | ENERGY STAR Water Cooler
Commercial | Turnover | Lodging/Hospitality | ENERGY STAR Water Cooler
Commercial | Turnover | Miscellaneous | ENERGY STAR Water Cooler
Commercial | Turnover | Offices | ENERGY STAR Water Cooler
Commercial | Turnover | Restaurants | ENERGY STAR Water Cooler
Commercial | Turnover | Retail | ENERGY STAR Water Cooler
Commercial | Turnover | Schools K-12 | ENERGY STAR Water Cooler
Commercial | Turnover | Warehouse | ENERGY STAR Water Cooler
Commercial | New | Assembly | ENERGY STAR Water Cooler
Commercial | New | College and University | ENERGY STAR Water Cooler
Commercial | New | Grocery | ENERGY STAR Water Cooler
Commercial | New | Healthcare | ENERGY STAR Water Cooler
Commercial | New | Hospitals | ENERGY STAR Water Cooler
Commercial | New | Institutional | ENERGY STAR Water Cooler
Commercial | New | Lodging/Hospitality | ENERGY STAR Water Cooler
Commercial | New | Miscellaneous | ENERGY STAR Water Cooler
Commercial | New | Offices | ENERGY STAR Water Cooler
Commercial | New | Restaurants | ENERGY STAR Water Cooler
Commercial | New | Retail | ENERGY STAR Water Cooler
Commercial | New | Schools K-12 | ENERGY STAR Water Cooler
Commercial | New | Warehouse | ENERGY STAR Water Cooler
Commercial | Turnover | Assembly | Heat Pump Pool Heater
Commercial | Turnover | College and University | Heat Pump Pool Heater
Commercial | Turnover | Grocery | Heat Pump Pool Heater
Commercial | Turnover | Healthcare | Heat Pump Pool Heater
Commercial | Turnover | Hospitals | Heat Pump Pool Heater
Commercial | Turnover | Institutional | Heat Pump Pool Heater
Commercial | Turnover | Lodging/Hospitality | Heat Pump Pool Heater
Commercial | Turnover | Miscellaneous | Heat Pump Pool Heater
Commercial | Turnover | Offices | Heat Pump Pool Heater
Commercial | Turnover | Restaurants | Heat Pump Pool Heater
Commercial | Turnover | Retail | Heat Pump Pool Heater
Commercial | Turnover | Schools K-12 | Heat Pump Pool Heater
Commercial | Turnover | Warehouse | Heat Pump Pool Heater
Commercial | New | Assembly | Heat Pump Pool Heater
Commercial | New | College and University | Heat Pump Pool Heater
Commercial | New | Grocery | Heat Pump Pool Heater
Commercial | New | Healthcare | Heat Pump Pool Heater
Commercial | New | Hospitals | Heat Pump Pool Heater
Commercial | New | Institutional | Heat Pump Pool Heater
Commercial | New | Lodging/Hospitality | Heat Pump Pool Heater
Commercial | New | Miscellaneous | Heat Pump Pool Heater
Commercial | New | Offices | Heat Pump Pool Heater
Commercial | New | Restaurants | Heat Pump Pool Heater
Commercial | New | Retail | Heat Pump Pool Heater
Commercial | New | Schools K-12 | Heat Pump Pool Heater
Commercial | New | Warehouse | Heat Pump Pool Heater
Commercial | Turnover | Assembly | Solar Pool Heater
Commercial | Turnover | College and University | Solar Pool Heater
Commercial | Turnover | Grocery | Solar Pool Heater
Commercial | Turnover | Healthcare | Solar Pool Heater
Commercial | Turnover | Hospitals | Solar Pool Heater
Commercial | Turnover | Institutional | Solar Pool Heater
Commercial | Turnover | Lodging/Hospitality | Solar Pool Heater
Commercial | Turnover | Miscellaneous | Solar Pool Heater
Commercial | Turnover | Offices | Solar Pool Heater
Commercial | Turnover | Restaurants | Solar Pool Heater
Commercial | Turnover | Retail | Solar Pool Heater
Commercial | Turnover | Schools K-12 | Solar Pool Heater
Commercial | Turnover | Warehouse | Solar Pool Heater
Commercial | New | Assembly | Solar Pool Heater
Commercial | New | College and University | Solar Pool Heater
Commercial | New | Grocery | Solar Pool Heater
Commercial | New | Healthcare | Solar Pool Heater
Commercial | New | Hospitals | Solar Pool Heater
Commercial | New | Institutional | Solar Pool Heater
Commercial | New | Lodging/Hospitality | Solar Pool Heater
Commercial | New | Miscellaneous | Solar Pool Heater
Commercial | New | Offices | Solar Pool Heater
Commercial | New | Restaurants | Solar Pool Heater
Commercial | New | Retail | Solar Pool Heater
Commercial | New | Schools K-12 | Solar Pool Heater
Commercial | New | Warehouse | Solar Pool Heater
Commercial | Turnover | Assembly | Solar Powered Pool Pump
Commercial | Turnover | College and University | Solar Powered Pool Pump
Commercial | Turnover | Grocery | Solar Powered Pool Pump
Commercial | Turnover | Healthcare | Solar Powered Pool Pump
Commercial | Turnover | Hospitals | Solar Powered Pool Pump
Commercial | Turnover | Institutional | Solar Powered Pool Pump
Commercial | Turnover | Lodging/Hospitality | Solar Powered Pool Pump
Commercial | Turnover | Miscellaneous | Solar Powered Pool Pump
Commercial | Turnover | Offices | Solar Powered Pool Pump
Commercial | Turnover | Restaurants | Solar Powered Pool Pump
Commercial | Turnover | Retail | Solar Powered Pool Pump
Commercial | Turnover | Schools K-12 | Solar Powered Pool Pump
Commercial | New | Assembly | Solar Powered Pool Pump
Commercial | New | College and University | Solar Powered Pool Pump
Commercial | New | Grocery | Solar Powered Pool Pump
Commercial | New | Healthcare | Solar Powered Pool Pump
Commercial | New | Hospitals | Solar Powered Pool Pump
Commercial | New | Institutional | Solar Powered Pool Pump
Commercial | New | Lodging/Hospitality | Solar Powered Pool Pump
Commercial | New | Miscellaneous | Solar Powered Pool Pump
Commercial | New | Offices | Solar Powered Pool Pump
Commercial | New | Restaurants | Solar Powered Pool Pump
Commercial | New | Retail | Solar Powered Pool Pump
Commercial | New | Schools K-12 | Solar Powered Pool Pump
Commercial | Turnover | Assembly | Two Speed Pool Pump
Commercial | Turnover | College and University | Two Speed Pool Pump
Commercial | Turnover | Grocery | Two Speed Pool Pump
Commercial | Turnover | Healthcare | Two Speed Pool Pump
Commercial | Turnover | Hospitals | Two Speed Pool Pump
Commercial | Turnover | Institutional | Two Speed Pool Pump
Commercial | Turnover | Lodging/Hospitality | Two Speed Pool Pump
Commercial | Turnover | Miscellaneous | Two Speed Pool Pump
Commercial | Turnover | Offices | Two Speed Pool Pump
Commercial | Turnover | Restaurants | Two Speed Pool Pump
Commercial | Turnover | Retail | Two Speed Pool Pump
Commercial | Turnover | Schools K-12 | Two Speed Pool Pump
Commercial | Turnover | Warehouse | Two Speed Pool Pump
Commercial | New | Assembly | Two Speed Pool Pump
Commercial | New | College and University | Two Speed Pool Pump
Commercial | New | Grocery | Two Speed Pool Pump
Commercial | New | Healthcare | Two Speed Pool Pump
Commercial | New | Hospitals | Two Speed Pool Pump
Commercial | New | Institutional | Two Speed Pool Pump
Commercial | New | Lodging/Hospitality | Two Speed Pool Pump
Commercial | New | Miscellaneous | Two Speed Pool Pump
Commercial | New | Offices | Two Speed Pool Pump
Commercial | New | Restaurants | Two Speed Pool Pump
Commercial | New | Retail | Two Speed Pool Pump
Commercial | New | Schools K-12 | Two Speed Pool Pump
Commercial | New | Warehouse | Two Speed Pool Pump
Commercial | Turnover | Assembly | Variable Speed Pool Pump
Commercial | Turnover | College and University | Variable Speed Pool Pump
Commercial | Turnover | Grocery | Variable Speed Pool Pump
Commercial | Turnover | Healthcare | Variable Speed Pool Pump
Commercial | Turnover | Hospitals | Variable Speed Pool Pump
Commercial | Turnover | Institutional | Variable Speed Pool Pump
Commercial | Turnover | Lodging/Hospitality | Variable Speed Pool Pump
Commercial | Turnover | Miscellaneous | Variable Speed Pool Pump
Commercial | Turnover | Offices | Variable Speed Pool Pump
Commercial | Turnover | Restaurants | Variable Speed Pool Pump
Commercial | Turnover | Retail | Variable Speed Pool Pump
Commercial | Turnover | Schools K-12 | Variable Speed Pool Pump
Commercial | New | Assembly | Variable Speed Pool Pump
Commercial | New | College and University | Variable Speed Pool Pump
Commercial | New | Grocery | Variable Speed Pool Pump
Commercial | New | Healthcare | Variable Speed Pool Pump
Commercial | New | Hospitals | Variable Speed Pool Pump
Commercial | New | Institutional | Variable Speed Pool Pump
Commercial | New | Lodging/Hospitality | Variable Speed Pool Pump
Commercial | New | Miscellaneous | Variable Speed Pool Pump
Commercial | New | Offices | Variable Speed Pool Pump
Commercial | New | Restaurants | Variable Speed Pool Pump
Commercial | New | Retail | Variable Speed Pool Pump
Commercial | New | Schools K-12 | Variable Speed Pool Pump
Commercial | Turnover | Assembly | ENERGY STAR Imaging Equipment
Commercial | Turnover | College and University | ENERGY STAR Imaging Equipment
Commercial | Turnover | Grocery | ENERGY STAR Imaging Equipment
Commercial | Turnover | Healthcare | ENERGY STAR Imaging Equipment
Commercial | Turnover | Hospitals | ENERGY STAR Imaging Equipment
Commercial | Turnover | Institutional | ENERGY STAR Imaging Equipment
Commercial | Turnover | Lodging/Hospitality | ENERGY STAR Imaging Equipment
Commercial | Turnover | Miscellaneous | ENERGY STAR Imaging Equipment
Commercial | Turnover | Offices | ENERGY STAR Imaging Equipment
Commercial | Turnover | Restaurants | ENERGY STAR Imaging Equipment
Commercial | Turnover | Retail | ENERGY STAR Imaging Equipment
Commercial | Turnover | Schools K-12 | ENERGY STAR Imaging Equipment
Commercial | Turnover | Warehouse | ENERGY STAR Imaging Equipment
Commercial | New | Assembly | ENERGY STAR Imaging Equipment
Commercial | New | College and University | ENERGY STAR Imaging Equipment
Commercial | New | Grocery | ENERGY STAR Imaging Equipment
Commercial | New | Healthcare | ENERGY STAR Imaging Equipment
Commercial | New | Hospitals | ENERGY STAR Imaging Equipment
Commercial | New | Institutional | ENERGY STAR Imaging Equipment
Commercial | New | Lodging/Hospitality | ENERGY STAR Imaging Equipment
Commercial | New | Miscellaneous | ENERGY STAR Imaging Equipment
Commercial | New | Offices | ENERGY STAR Imaging Equipment
Commercial | New | Restaurants | ENERGY STAR Imaging Equipment
Commercial | New | Retail | ENERGY STAR Imaging Equipment
Commercial | New | Schools K-12 | ENERGY STAR Imaging Equipment
Commercial | New | Warehouse | ENERGY STAR Imaging Equipment
Commercial | Turnover | Assembly | Energy Star PCs
Commercial | Turnover | College and University | Energy Star PCs
Commercial | Turnover | Grocery | Energy Star PCs
Commercial | Turnover | Healthcare | Energy Star PCs
Commercial | Turnover | Hospitals | Energy Star PCs
Commercial | Turnover | Institutional | Energy Star PCs
Commercial | Turnover | Lodging/Hospitality | Energy Star PCs
Commercial | Turnover | Miscellaneous | Energy Star PCs
Commercial | Turnover | Offices | Energy Star PCs
Commercial | Turnover | Restaurants | Energy Star PCs
Commercial | Turnover | Retail | Energy Star PCs
Commercial | Turnover | Schools K-12 | Energy Star PCs
Commercial | Turnover | Warehouse | Energy Star PCs
Commercial | New | Assembly | Energy Star PCs
Commercial | New | College and University | Energy Star PCs
Commercial | New | Grocery | Energy Star PCs
Commercial | New | Healthcare | Energy Star PCs
Commercial | New | Hospitals | Energy Star PCs
Commercial | New | Institutional | Energy Star PCs
Commercial | New | Lodging/Hospitality | Energy Star PCs
Commercial | New | Miscellaneous | Energy Star PCs
Commercial | New | Offices | Energy Star PCs
Commercial | New | Restaurants | Energy Star PCs
Commercial | New | Retail | Energy Star PCs
Commercial | New | Schools K-12 | Energy Star PCs
Commercial | New | Warehouse | Energy Star PCs
Commercial | Turnover | Assembly | Energy Star Servers
Commercial | Turnover | College and University | Energy Star Servers
Commercial | Turnover | Grocery | Energy Star Servers
Commercial | Turnover | Healthcare | Energy Star Servers
Commercial | Turnover | Hospitals | Energy Star Servers
Commercial | Turnover | Institutional | Energy Star Servers
Commercial | Turnover | Lodging/Hospitality | Energy Star Servers
Commercial | Turnover | Miscellaneous | Energy Star Servers
Commercial | Turnover | Offices | Energy Star Servers
Commercial | Turnover | Restaurants | Energy Star Servers
Commercial | Turnover | Retail | Energy Star Servers
Commercial | Turnover | Schools K-12 | Energy Star Servers
Commercial | Turnover | Warehouse | Energy Star Servers
Commercial | New | Assembly | Energy Star Servers
Commercial | New | College and University | Energy Star Servers
Commercial | New | Grocery | Energy Star Servers
Commercial | New | Healthcare | Energy Star Servers
Commercial | New | Hospitals | Energy Star Servers
Commercial | New | Institutional | Energy Star Servers
Commercial | New | Lodging/Hospitality | Energy Star Servers
Commercial | New | Miscellaneous | Energy Star Servers
Commercial | New | Offices | Energy Star Servers
Commercial | New | Restaurants | Energy Star Servers
Commercial | New | Retail | Energy Star Servers
Commercial | New | Schools K-12 | Energy Star Servers
Commercial | New | Warehouse | Energy Star Servers
Commercial | Turnover | Assembly | Energy Star Uninterruptable Power Supply
Commercial | Turnover | College and University | Energy Star Uninterruptable Power Supply
Commercial | Turnover | Grocery | Energy Star Uninterruptable Power Supply
Commercial | Turnover | Healthcare | Energy Star Uninterruptable Power Supply
Commercial | Turnover | Hospitals | Energy Star Uninterruptable Power Supply
Commercial | Turnover | Institutional | Energy Star Uninterruptable Power Supply
Commercial | Turnover | Lodging/Hospitality | Energy Star Uninterruptable Power Supply
Commercial | Turnover | Miscellaneous | Energy Star Uninterruptable Power Supply
Commercial | Turnover | Offices | Energy Star Uninterruptable Power Supply
Commercial | Turnover | Restaurants | Energy Star Uninterruptable Power Supply
Commercial | Turnover | Retail | Energy Star Uninterruptable Power Supply
Commercial | Turnover | Schools K-12 | Energy Star Uninterruptable Power Supply
Commercial | Turnover | Warehouse | Energy Star Uninterruptable Power Supply
Commercial | New | Assembly | Energy Star Uninterruptable Power Supply
Commercial | New | College and University | Energy Star Uninterruptable Power Supply
Commercial | New | Grocery | Energy Star Uninterruptable Power Supply
Commercial | New | Healthcare | Energy Star Uninterruptable Power Supply
Commercial | New | Hospitals | Energy Star Uninterruptable Power Supply
Commercial | New | Institutional | Energy Star Uninterruptable Power Supply
Commercial | New | Lodging/Hospitality | Energy Star Uninterruptable Power Supply
Commercial | New | Miscellaneous | Energy Star Uninterruptable Power Supply
Commercial | New | Offices | Energy Star Uninterruptable Power Supply
Commercial | New | Restaurants | Energy Star Uninterruptable Power Supply
Commercial | New | Retail | Energy Star Uninterruptable Power Supply
Commercial | New | Schools K-12 | Energy Star Uninterruptable Power Supply
Commercial | New | Warehouse | Energy Star Uninterruptable Power Supply
Commercial | Turnover | Assembly | Server Virtualization
Commercial | Turnover | College and University | Server Virtualization
Commercial | Turnover | Grocery | Server Virtualization
Commercial | Turnover | Healthcare | Server Virtualization
Commercial | Turnover | Hospitals | Server Virtualization
Commercial | Turnover | Institutional | Server Virtualization
Commercial | Turnover | Lodging/Hospitality | Server Virtualization
Commercial | Turnover | Miscellaneous | Server Virtualization
Commercial | Turnover | Offices | Server Virtualization
Commercial | Turnover | Restaurants | Server Virtualization
Commercial | Turnover | Retail | Server Virtualization
Commercial | Turnover | Schools K-12 | Server Virtualization
Commercial | Turnover | Warehouse | Server Virtualization
Commercial | New | Assembly | Server Virtualization
Commercial | New | College and University | Server Virtualization
Commercial | New | Grocery | Server Virtualization
Commercial | New | Healthcare | Server Virtualization
Commercial | New | Hospitals | Server Virtualization
Commercial | New | Institutional | Server Virtualization
Commercial | New | Lodging/Hospitality | Server Virtualization
Commercial | New | Miscellaneous | Server Virtualization
Commercial | New | Offices | Server Virtualization
Commercial | New | Restaurants | Server Virtualization
Commercial | New | Retail | Server Virtualization
Commercial | New | Schools K-12 | Server Virtualization
Commercial | New | Warehouse | Server Virtualization
Commercial | Turnover | Assembly | Energy Star Commercial Glass Door Freezer
Commercial | Turnover | College and University | Energy Star Commercial Glass Door Freezer
Commercial | Turnover | Grocery | Energy Star Commercial Glass Door Freezer
Commercial | Turnover | Healthcare | Energy Star Commercial Glass Door Freezer
Commercial | Turnover | Hospitals | Energy Star Commercial Glass Door Freezer
Commercial | Turnover | Institutional | Energy Star Commercial Glass Door Freezer
Commercial | Turnover | Lodging/Hospitality | Energy Star Commercial Glass Door Freezer
Commercial | Turnover | Miscellaneous | Energy Star Commercial Glass Door Freezer
Commercial | Turnover | Offices | Energy Star Commercial Glass Door Freezer
Commercial | Turnover | Restaurants | Energy Star Commercial Glass Door Freezer
Commercial | Turnover | Retail | Energy Star Commercial Glass Door Freezer
Commercial | Turnover | Schools K-12 | Energy Star Commercial Glass Door Freezer
Commercial | Turnover | Warehouse | Energy Star Commercial Glass Door Freezer
Commercial | New | Assembly | Energy Star Commercial Glass Door Freezer
Commercial | New | College and University | Energy Star Commercial Glass Door Freezer
Commercial | New | Grocery | Energy Star Commercial Glass Door Freezer
Commercial | New | Healthcare | Energy Star Commercial Glass Door Freezer
Commercial | New | Hospitals | Energy Star Commercial Glass Door Freezer
Commercial | New | Institutional | Energy Star Commercial Glass Door Freezer
Commercial | New | Lodging/Hospitality | Energy Star Commercial Glass Door Freezer
Commercial | New | Miscellaneous | Energy Star Commercial Glass Door Freezer
Commercial | New | Offices | Energy Star Commercial Glass Door Freezer
Commercial | New | Restaurants | Energy Star Commercial Glass Door Freezer
Commercial | New | Retail | Energy Star Commercial Glass Door Freezer
Commercial | New | Schools K-12 | Energy Star Commercial Glass Door Freezer
Commercial | New | Warehouse | Energy Star Commercial Glass Door Freezer
Commercial | Turnover | Assembly | Energy Star Commercial Glass Door Refrigerator
Commercial | Turnover | College and University | Energy Star Commercial Glass Door Refrigerator
Commercial | Turnover | Grocery | Energy Star Commercial Glass Door Refrigerator
Commercial | Turnover | Healthcare | Energy Star Commercial Glass Door Refrigerator
Commercial | Turnover | Hospitals | Energy Star Commercial Glass Door Refrigerator
Commercial | Turnover | Institutional | Energy Star Commercial Glass Door Refrigerator
Commercial | Turnover | Lodging/Hospitality | Energy Star Commercial Glass Door Refrigerator
Commercial | Turnover | Miscellaneous | Energy Star Commercial Glass Door Refrigerator
Commercial | Turnover | Offices | Energy Star Commercial Glass Door Refrigerator
Commercial | Turnover | Restaurants | Energy Star Commercial Glass Door Refrigerator
Commercial | Turnover | Retail | Energy Star Commercial Glass Door Refrigerator
Commercial | Turnover | Schools K-12 | Energy Star Commercial Glass Door Refrigerator
Commercial | Turnover | Warehouse | Energy Star Commercial Glass Door Refrigerator
Commercial | New | Assembly | Energy Star Commercial Glass Door Refrigerator
Commercial | New | College and University | Energy Star Commercial Glass Door Refrigerator
Commercial | New | Grocery | Energy Star Commercial Glass Door Refrigerator
Commercial | New | Healthcare | Energy Star Commercial Glass Door Refrigerator
Commercial | New | Hospitals | Energy Star Commercial Glass Door Refrigerator
Commercial | New | Institutional | Energy Star Commercial Glass Door Refrigerator
Commercial | New | Lodging/Hospitality | Energy Star Commercial Glass Door Refrigerator
Commercial | New | Miscellaneous | Energy Star Commercial Glass Door Refrigerator
Commercial | New | Offices | Energy Star Commercial Glass Door Refrigerator
Commercial | New | Restaurants | Energy Star Commercial Glass Door Refrigerator
Commercial | New | Retail | Energy Star Commercial Glass Door Refrigerator
Commercial | New | Schools K-12 | Energy Star Commercial Glass Door Refrigerator
Commercial | New | Warehouse | Energy Star Commercial Glass Door Refrigerator
Commercial | Turnover | Assembly | Energy Star Commercial Solid Door Freezer
Commercial | Turnover | College and University | Energy Star Commercial Solid Door Freezer
Commercial | Turnover | Grocery | Energy Star Commercial Solid Door Freezer
Commercial | Turnover | Healthcare | Energy Star Commercial Solid Door Freezer
Commercial | Turnover | Hospitals | Energy Star Commercial Solid Door Freezer
Commercial | Turnover | Institutional | Energy Star Commercial Solid Door Freezer
Commercial | Turnover | Lodging/Hospitality | Energy Star Commercial Solid Door Freezer
Commercial | Turnover | Miscellaneous | Energy Star Commercial Solid Door Freezer
Commercial | Turnover | Offices | Energy Star Commercial Solid Door Freezer
Commercial | Turnover | Restaurants | Energy Star Commercial Solid Door Freezer
Commercial | Turnover | Retail | Energy Star Commercial Solid Door Freezer
Commercial | Turnover | Schools K-12 | Energy Star Commercial Solid Door Freezer
Commercial | Turnover | Warehouse | Energy Star Commercial Solid Door Freezer
Commercial | New | Assembly | Energy Star Commercial Solid Door Freezer
Commercial | New | College and University | Energy Star Commercial Solid Door Freezer
Commercial | New | Grocery | Energy Star Commercial Solid Door Freezer
Commercial | New | Healthcare | Energy Star Commercial Solid Door Freezer
Commercial | New | Hospitals | Energy Star Commercial Solid Door Freezer
Commercial | New | Institutional | Energy Star Commercial Solid Door Freezer
Commercial | New | Lodging/Hospitality | Energy Star Commercial Solid Door Freezer
Commercial | New | Miscellaneous | Energy Star Commercial Solid Door Freezer
Commercial | New | Offices | Energy Star Commercial Solid Door Freezer
Commercial | New | Restaurants | Energy Star Commercial Solid Door Freezer
Commercial | New | Retail | Energy Star Commercial Solid Door Freezer
Commercial | New | Schools K-12 | Energy Star Commercial Solid Door Freezer
Commercial | New | Warehouse | Energy Star Commercial Solid Door Freezer
Commercial | Turnover | Assembly | Energy Star Commercial Solid Door Refrigerator
Commercial | Turnover | College and University | Energy Star Commercial Solid Door Refrigerator
Commercial | Turnover | Grocery | Energy Star Commercial Solid Door Refrigerator
Commercial | Turnover | Healthcare | Energy Star Commercial Solid Door Refrigerator
Commercial | Turnover | Hospitals | Energy Star Commercial Solid Door Refrigerator
Commercial | Turnover | Institutional | Energy Star Commercial Solid Door Refrigerator
Commercial | Turnover | Lodging/Hospitality | Energy Star Commercial Solid Door Refrigerator
Commercial | Turnover | Miscellaneous | Energy Star Commercial Solid Door Refrigerator
Commercial | Turnover | Offices | Energy Star Commercial Solid Door Refrigerator
Commercial | Turnover | Restaurants | Energy Star Commercial Solid Door Refrigerator
Commercial | Turnover | Retail | Energy Star Commercial Solid Door Refrigerator
Commercial | Turnover | Schools K-12 | Energy Star Commercial Solid Door Refrigerator
Commercial | Turnover | Warehouse | Energy Star Commercial Solid Door Refrigerator
Commercial | New | Assembly | Energy Star Commercial Solid Door Refrigerator
Commercial | New | College and University | Energy Star Commercial Solid Door Refrigerator
Commercial | New | Grocery | Energy Star Commercial Solid Door Refrigerator
Commercial | New | Healthcare | Energy Star Commercial Solid Door Refrigerator
Commercial | New | Hospitals | Energy Star Commercial Solid Door Refrigerator
Commercial | New | Institutional | Energy Star Commercial Solid Door Refrigerator
Commercial | New | Lodging/Hospitality | Energy Star Commercial Solid Door Refrigerator
Commercial | New | Miscellaneous | Energy Star Commercial Solid Door Refrigerator
Commercial | New | Offices | Energy Star Commercial Solid Door Refrigerator
Commercial | New | Restaurants | Energy Star Commercial Solid Door Refrigerator
Commercial | New | Retail | Energy Star Commercial Solid Door Refrigerator
Commercial | New | Schools K-12 | Energy Star Commercial Solid Door Refrigerator
Commercial | New | Warehouse | Energy Star Commercial Solid Door Refrigerator
Commercial | Turnover | Assembly | Energy Star Ice Maker
Commercial | Turnover | College and University | Energy Star Ice Maker
Commercial | Turnover | Grocery | Energy Star Ice Maker
Commercial | Turnover | Healthcare | Energy Star Ice Maker
Commercial | Turnover | Hospitals | Energy Star Ice Maker
Commercial | Turnover | Institutional | Energy Star Ice Maker
Commercial | Turnover | Lodging/Hospitality | Energy Star Ice Maker
Commercial | Turnover | Miscellaneous | Energy Star Ice Maker
Commercial | Turnover | Offices | Energy Star Ice Maker
Commercial | Turnover | Restaurants | Energy Star Ice Maker
Commercial | Turnover | Retail | Energy Star Ice Maker
Commercial | Turnover | Schools K-12 | Energy Star Ice Maker
Commercial | Turnover | Warehouse | Energy Star Ice Maker
Commercial | New | Assembly | Energy Star Ice Maker
Commercial | New | College and University | Energy Star Ice Maker
Commercial | New | Grocery | Energy Star Ice Maker
Commercial | New | Healthcare | Energy Star Ice Maker
Commercial | New | Hospitals | Energy Star Ice Maker
Commercial | New | Institutional | Energy Star Ice Maker
Commercial | New | Lodging/Hospitality | Energy Star Ice Maker
Commercial | New | Miscellaneous | Energy Star Ice Maker
Commercial | New | Offices | Energy Star Ice Maker
Commercial | New | Restaurants | Energy Star Ice Maker
Commercial | New | Retail | Energy Star Ice Maker
Commercial | New | Schools K-12 | Energy Star Ice Maker
Commercial | New | Warehouse | Energy Star Ice Maker
Commercial | Turnover | Assembly | Energy Star Refrigerator
Commercial | Turnover | College and University | Energy Star Refrigerator
Commercial | Turnover | Grocery | Energy Star Refrigerator
Commercial | Turnover | Healthcare | Energy Star Refrigerator
Commercial | Turnover | Hospitals | Energy Star Refrigerator
Commercial | Turnover | Institutional | Energy Star Refrigerator
Commercial | Turnover | Lodging/Hospitality | Energy Star Refrigerator
Commercial | Turnover | Miscellaneous | Energy Star Refrigerator
Commercial | Turnover | Offices | Energy Star Refrigerator
Commercial | Turnover | Restaurants | Energy Star Refrigerator
Commercial | Turnover | Retail | Energy Star Refrigerator
Commercial | Turnover | Schools K-12 | Energy Star Refrigerator
Commercial | Turnover | Warehouse | Energy Star Refrigerator
Commercial | New | Assembly | Energy Star Refrigerator
Commercial | New | College and University | Energy Star Refrigerator
Commercial | New | Grocery | Energy Star Refrigerator
Commercial | New | Healthcare | Energy Star Refrigerator
Commercial | New | Hospitals | Energy Star Refrigerator
Commercial | New | Institutional | Energy Star Refrigerator
Commercial | New | Lodging/Hospitality | Energy Star Refrigerator
Commercial | New | Miscellaneous | Energy Star Refrigerator
Commercial | New | Offices | Energy Star Refrigerator
Commercial | New | Restaurants | Energy Star Refrigerator
Commercial | New | Retail | Energy Star Refrigerator
Commercial | New | Schools K-12 | Energy Star Refrigerator
Commercial | New | Warehouse | Energy Star Refrigerator
Commercial | Turnover | Assembly | Energy Star Vending Machine
Commercial | Turnover | College and University | Energy Star Vending Machine
Commercial | Turnover | Grocery | Energy Star Vending Machine
Commercial | Turnover | Healthcare | Energy Star Vending Machine
Commercial | Turnover | Hospitals | Energy Star Vending Machine
Commercial | Turnover | Institutional | Energy Star Vending Machine
Commercial | Turnover | Lodging/Hospitality | Energy Star Vending Machine
Commercial | Turnover | Miscellaneous | Energy Star Vending Machine
Commercial | Turnover | Offices | Energy Star Vending Machine
Commercial | Turnover | Restaurants | Energy Star Vending Machine
Commercial | Turnover | Retail | Energy Star Vending Machine
Commercial | Turnover | Schools K-12 | Energy Star Vending Machine
Commercial | Turnover | Warehouse | Energy Star Vending Machine
Commercial | New | Assembly | Energy Star Vending Machine
Commercial | New | College and University | Energy Star Vending Machine
Commercial | New | Grocery | Energy Star Vending Machine
Commercial | New | Healthcare | Energy Star Vending Machine
Commercial | New | Hospitals | Energy Star Vending Machine
Commercial | New | Institutional | Energy Star Vending Machine
Commercial | New | Lodging/Hospitality | Energy Star Vending Machine
Commercial | New | Miscellaneous | Energy Star Vending Machine
Commercial | New | Offices | Energy Star Vending Machine
Commercial | New | Restaurants | Energy Star Vending Machine
Commercial | New | Retail | Energy Star Vending Machine
Commercial | New | Schools K-12 | Energy Star Vending Machine
Commercial | New | Warehouse | Energy Star Vending Machine
Commercial | Turnover | Assembly | Refrigerated Display Case LED Lighting
Commercial | Turnover | College and University | Refrigerated Display Case LED Lighting
Commercial | Turnover | Grocery | Refrigerated Display Case LED Lighting
Commercial | Turnover | Healthcare | Refrigerated Display Case LED Lighting
Commercial | Turnover | Hospitals | Refrigerated Display Case LED Lighting
Commercial | Turnover | Institutional | Refrigerated Display Case LED Lighting
Commercial | Turnover | Lodging/Hospitality | Refrigerated Display Case LED Lighting
Commercial | Turnover | Miscellaneous | Refrigerated Display Case LED Lighting
Commercial | Turnover | Offices | Refrigerated Display Case LED Lighting
Commercial | Turnover | Restaurants | Refrigerated Display Case LED Lighting
Commercial | Turnover | Retail | Refrigerated Display Case LED Lighting
Commercial | Turnover | Schools K-12 | Refrigerated Display Case LED Lighting
Commercial | Turnover | Warehouse | Refrigerated Display Case LED Lighting
Commercial | New | Assembly | Refrigerated Display Case LED Lighting
Commercial | New | College and University | Refrigerated Display Case LED Lighting
Commercial | New | Grocery | Refrigerated Display Case LED Lighting
Commercial | New | Healthcare | Refrigerated Display Case LED Lighting
Commercial | New | Hospitals | Refrigerated Display Case LED Lighting
Commercial | New | Institutional | Refrigerated Display Case LED Lighting
Commercial | New | Lodging/Hospitality | Refrigerated Display Case LED Lighting
Commercial | New | Miscellaneous | Refrigerated Display Case LED Lighting
Commercial | New | Offices | Refrigerated Display Case LED Lighting
Commercial | New | Restaurants | Refrigerated Display Case LED Lighting
Commercial | New | Retail | Refrigerated Display Case LED Lighting
Commercial | New | Schools K-12 | Refrigerated Display Case LED Lighting
Commercial | New | Warehouse | Refrigerated Display Case LED Lighting
Commercial | Turnover | Assembly | 10HP Open Drip-Proof(ODP) Motor
Commercial | Turnover | College and University | 10HP Open Drip-Proof(ODP) Motor
Commercial | Turnover | Grocery | 10HP Open Drip-Proof(ODP) Motor
Commercial | Turnover | Healthcare | 10HP Open Drip-Proof(ODP) Motor
Commercial | Turnover | Hospitals | 10HP Open Drip-Proof(ODP) Motor
Commercial | Turnover | Institutional | 10HP Open Drip-Proof(ODP) Motor
Commercial | Turnover | Lodging/Hospitality | 10HP Open Drip-Proof(ODP) Motor
Commercial | Turnover | Miscellaneous | 10HP Open Drip-Proof(ODP) Motor
Commercial | Turnover | Offices | 10HP Open Drip-Proof(ODP) Motor
Commercial | Turnover | Restaurants | 10HP Open Drip-Proof(ODP) Motor
Commercial | Turnover | Retail | 10HP Open Drip-Proof(ODP) Motor
Commercial | Turnover | Schools K-12 | 10HP Open Drip-Proof(ODP) Motor
Commercial | Turnover | Warehouse | 10HP Open Drip-Proof(ODP) Motor
Commercial | New | Assembly | 10HP Open Drip-Proof(ODP) Motor
Commercial | New | College and University | 10HP Open Drip-Proof(ODP) Motor
Commercial | New | Grocery | 10HP Open Drip-Proof(ODP) Motor
Commercial | New | Healthcare | 10HP Open Drip-Proof(ODP) Motor
Commercial | New | Hospitals | 10HP Open Drip-Proof(ODP) Motor
Commercial | New | Institutional | 10HP Open Drip-Proof(ODP) Motor
Commercial | New | Lodging/Hospitality | 10HP Open Drip-Proof(ODP) Motor
Commercial | New | Miscellaneous | 10HP Open Drip-Proof(ODP) Motor
Commercial | New | Offices | 10HP Open Drip-Proof(ODP) Motor
Commercial | New | Restaurants | 10HP Open Drip-Proof(ODP) Motor
Commercial | New | Retail | 10HP Open Drip-Proof(ODP) Motor
Commercial | New | Schools K-12 | 10HP Open Drip-Proof(ODP) Motor
Commercial | New | Warehouse | 10HP Open Drip-Proof(ODP) Motor
Commercial | Turnover | Assembly | High Speed Fans
Commercial | Turnover | College and University | High Speed Fans
Commercial | Turnover | Grocery | High Speed Fans
Commercial | Turnover | Healthcare | High Speed Fans
Commercial | Turnover | Hospitals | High Speed Fans
Commercial | Turnover | Institutional | High Speed Fans
Commercial | Turnover | Lodging/Hospitality | High Speed Fans
Commercial | Turnover | Miscellaneous | High Speed Fans
Commercial | Turnover | Offices | High Speed Fans
Commercial | Turnover | Restaurants | High Speed Fans
Commercial | Turnover | Retail | High Speed Fans
Commercial | Turnover | Schools K-12 | High Speed Fans
Commercial | Turnover | Warehouse | High Speed Fans
Commercial | New | Assembly | High Speed Fans
Commercial | New | College and University | High Speed Fans
Commercial | New | Grocery | High Speed Fans
Commercial | New | Healthcare | High Speed Fans
Commercial | New | Hospitals | High Speed Fans
Commercial | New | Institutional | High Speed Fans
Commercial | New | Lodging/Hospitality | High Speed Fans
Commercial | New | Miscellaneous | High Speed Fans
Commercial | New | Offices | High Speed Fans
Commercial | New | Restaurants | High Speed Fans
Commercial | New | Retail | High Speed Fans
Commercial | New | Schools K-12 | High Speed Fans
Commercial | New | Warehouse | High Speed Fans
Commercial | Existing | Assembly | Drain Water Heat Recovery
Commercial | Existing | College and University | Drain Water Heat Recovery
Commercial | Existing | Grocery | Drain Water Heat Recovery
Commercial | Existing | Healthcare | Drain Water Heat Recovery
Commercial | Existing | Hospitals | Drain Water Heat Recovery
Commercial | Existing | Institutional | Drain Water Heat Recovery
Commercial | Existing | Lodging/Hospitality | Drain Water Heat Recovery
Commercial | Existing | Miscellaneous | Drain Water Heat Recovery
Commercial | Existing | Offices | Drain Water Heat Recovery
Commercial | Existing | Restaurants | Drain Water Heat Recovery
Commercial | Existing | Retail | Drain Water Heat Recovery
Commercial | Existing | Schools K-12 | Drain Water Heat Recovery
Commercial | Existing | Warehouse | Drain Water Heat Recovery
Commercial | New | Assembly | Drain Water Heat Recovery
Commercial | New | College and University | Drain Water Heat Recovery
Commercial | New | Grocery | Drain Water Heat Recovery
Commercial | New | Healthcare | Drain Water Heat Recovery
Commercial | New | Hospitals | Drain Water Heat Recovery
Commercial | New | Institutional | Drain Water Heat Recovery
Commercial | New | Lodging/Hospitality | Drain Water Heat Recovery
Commercial | New | Miscellaneous | Drain Water Heat Recovery
Commercial | New | Offices | Drain Water Heat Recovery
Commercial | New | Restaurants | Drain Water Heat Recovery
Commercial | New | Retail | Drain Water Heat Recovery
Commercial | New | Schools K-12 | Drain Water Heat Recovery
Commercial | New | Warehouse | Drain Water Heat Recovery
Commercial | Existing | Assembly | Faucet Aerator
Commercial | Existing | College and University | Faucet Aerator
Commercial | Existing | Grocery | Faucet Aerator
Commercial | Existing | Healthcare | Faucet Aerator
Commercial | Existing | Hospitals | Faucet Aerator
Commercial | Existing | Institutional | Faucet Aerator
Commercial | Existing | Lodging/Hospitality | Faucet Aerator
Commercial | Existing | Miscellaneous | Faucet Aerator
Commercial | Existing | Offices | Faucet Aerator
Commercial | Existing | Restaurants | Faucet Aerator
Commercial | Existing | Retail | Faucet Aerator
Commercial | Existing | Schools K-12 | Faucet Aerator
Commercial | Existing | Warehouse | Faucet Aerator
Commercial | New | Assembly | Faucet Aerator
Commercial | New | College and University | Faucet Aerator
Commercial | New | Grocery | Faucet Aerator
Commercial | New | Healthcare | Faucet Aerator
Commercial | New | Hospitals | Faucet Aerator
Commercial | New | Institutional | Faucet Aerator
Commercial | New | Lodging/Hospitality | Faucet Aerator
Commercial | New | Miscellaneous | Faucet Aerator
Commercial | New | Offices | Faucet Aerator
Commercial | New | Restaurants | Faucet Aerator
Commercial | New | Retail | Faucet Aerator
Commercial | New | Schools K-12 | Faucet Aerator
Commercial | New | Warehouse | Faucet Aerator
Commercial | Existing | Assembly | Hot Water Circulation Pump Control
Commercial | Existing | College and University | Hot Water Circulation Pump Control
Commercial | Existing | Grocery | Hot Water Circulation Pump Control
Commercial | Existing | Healthcare | Hot Water Circulation Pump Control
Commercial | Existing | Hospitals | Hot Water Circulation Pump Control
Commercial | Existing | Institutional | Hot Water Circulation Pump Control
Commercial | Existing | Lodging/Hospitality | Hot Water Circulation Pump Control
Commercial | Existing | Miscellaneous | Hot Water Circulation Pump Control
Commercial | Existing | Offices | Hot Water Circulation Pump Control
Commercial | Existing | Restaurants | Hot Water Circulation Pump Control
Commercial | Existing | Retail | Hot Water Circulation Pump Control
Commercial | Existing | Schools K-12 | Hot Water Circulation Pump Control
Commercial | Existing | Warehouse | Hot Water Circulation Pump Control
Commercial | New | Assembly | Hot Water Circulation Pump Control
Commercial | New | College and University | Hot Water Circulation Pump Control
Commercial | New | Grocery | Hot Water Circulation Pump Control
Commercial | New | Healthcare | Hot Water Circulation Pump Control
Commercial | New | Hospitals | Hot Water Circulation Pump Control
Commercial | New | Institutional | Hot Water Circulation Pump Control
Commercial | New | Lodging/Hospitality | Hot Water Circulation Pump Control
Commercial | New | Miscellaneous | Hot Water Circulation Pump Control
Commercial | New | Offices | Hot Water Circulation Pump Control
Commercial | New | Restaurants | Hot Water Circulation Pump Control
Commercial | New | Retail | Hot Water Circulation Pump Control
Commercial | New | Schools K-12 | Hot Water Circulation Pump Control
Commercial | New | Warehouse | Hot Water Circulation Pump Control
Commercial | Existing | Assembly | Hot Water Pipe Insulation
Commercial | Existing | College and University | Hot Water Pipe Insulation
Commercial | Existing | Grocery | Hot Water Pipe Insulation
Commercial | Existing | Healthcare | Hot Water Pipe Insulation
Commercial | Existing | Hospitals | Hot Water Pipe Insulation
Commercial | Existing | Institutional | Hot Water Pipe Insulation
Commercial | Existing | Lodging/Hospitality | Hot Water Pipe Insulation
Commercial | Existing | Miscellaneous | Hot Water Pipe Insulation
Commercial | Existing | Offices | Hot Water Pipe Insulation
Commercial | Existing | Restaurants | Hot Water Pipe Insulation
Commercial | Existing | Retail | Hot Water Pipe Insulation
Commercial | Existing | Schools K-12 | Hot Water Pipe Insulation
Commercial | Existing | Warehouse | Hot Water Pipe Insulation
Commercial | New | Assembly | Hot Water Pipe Insulation
Commercial | New | College and University | Hot Water Pipe Insulation
Commercial | New | Grocery | Hot Water Pipe Insulation
Commercial | New | Healthcare | Hot Water Pipe Insulation
Commercial | New | Hospitals | Hot Water Pipe Insulation
Commercial | New | Institutional | Hot Water Pipe Insulation
Commercial | New | Lodging/Hospitality | Hot Water Pipe Insulation
Commercial | New | Miscellaneous | Hot Water Pipe Insulation
Commercial | New | Offices | Hot Water Pipe Insulation
Commercial | New | Restaurants | Hot Water Pipe Insulation
Commercial | New | Retail | Hot Water Pipe Insulation
Commercial | New | Schools K-12 | Hot Water Pipe Insulation
Commercial | New | Warehouse | Hot Water Pipe Insulation
Commercial | Existing | Assembly | Low Flow Shower Head
Commercial | Existing | College and University | Low Flow Shower Head
Commercial | Existing | Grocery | Low Flow Shower Head
Commercial | Existing | Healthcare | Low Flow Shower Head
Commercial | Existing | Hospitals | Low Flow Shower Head
Commercial | Existing | Institutional | Low Flow Shower Head
Commercial | Existing | Lodging/Hospitality | Low Flow Shower Head
Commercial | Existing | Miscellaneous | Low Flow Shower Head
Commercial | Existing | Offices | Low Flow Shower Head
Commercial | Existing | Restaurants | Low Flow Shower Head
Commercial | Existing | Retail | Low Flow Shower Head
Commercial | Existing | Schools K-12 | Low Flow Shower Head
Commercial | Existing | Warehouse | Low Flow Shower Head
Commercial | New | Assembly | Low Flow Shower Head
Commercial | New | College and University | Low Flow Shower Head
Commercial | New | Grocery | Low Flow Shower Head
Commercial | New | Healthcare | Low Flow Shower Head
Commercial | New | Hospitals | Low Flow Shower Head
Commercial | New | Institutional | Low Flow Shower Head
Commercial | New | Lodging/Hospitality | Low Flow Shower Head
Commercial | New | Miscellaneous | Low Flow Shower Head
Commercial | New | Offices | Low Flow Shower Head
Commercial | New | Restaurants | Low Flow Shower Head
Commercial | New | Retail | Low Flow Shower Head
Commercial | New | Schools K-12 | Low Flow Shower Head
Commercial | New | Warehouse | Low Flow Shower Head
Commercial | Existing | Assembly | Low-Flow Pre-Rinse Sprayers
Commercial | Existing | College and University | Low-Flow Pre-Rinse Sprayers
Commercial | Existing | Grocery | Low-Flow Pre-Rinse Sprayers
Commercial | Existing | Healthcare | Low-Flow Pre-Rinse Sprayers
Commercial | Existing | Hospitals | Low-Flow Pre-Rinse Sprayers
Commercial | Existing | Institutional | Low-Flow Pre-Rinse Sprayers
Commercial | Existing | Lodging/Hospitality | Low-Flow Pre-Rinse Sprayers
Commercial | Existing | Miscellaneous | Low-Flow Pre-Rinse Sprayers
Commercial | Existing | Offices | Low-Flow Pre-Rinse Sprayers
Commercial | Existing | Restaurants | Low-Flow Pre-Rinse Sprayers
Commercial | Existing | Retail | Low-Flow Pre-Rinse Sprayers
Commercial | Existing | Schools K-12 | Low-Flow Pre-Rinse Sprayers
Commercial | Existing | Warehouse | Low-Flow Pre-Rinse Sprayers
Commercial | New | Assembly | Low-Flow Pre-Rinse Sprayers
Commercial | New | College and University | Low-Flow Pre-Rinse Sprayers
Commercial | New | Grocery | Low-Flow Pre-Rinse Sprayers
Commercial | New | Healthcare | Low-Flow Pre-Rinse Sprayers
Commercial | New | Hospitals | Low-Flow Pre-Rinse Sprayers
Commercial | New | Institutional | Low-Flow Pre-Rinse Sprayers
Commercial | New | Lodging/Hospitality | Low-Flow Pre-Rinse Sprayers
Commercial | New | Miscellaneous | Low-Flow Pre-Rinse Sprayers
Commercial | New | Offices | Low-Flow Pre-Rinse Sprayers
Commercial | New | Restaurants | Low-Flow Pre-Rinse Sprayers
Commercial | New | Retail | Low-Flow Pre-Rinse Sprayers
Commercial | New | Schools K-12 | Low-Flow Pre-Rinse Sprayers
Commercial | New | Warehouse | Low-Flow Pre-Rinse Sprayers
Commercial | Existing | Assembly | Tank Wrap on Water Heater
Commercial | Existing | College and University | Tank Wrap on Water Heater
Commercial | Existing | Grocery | Tank Wrap on Water Heater
Commercial | Existing | Healthcare | Tank Wrap on Water Heater
Commercial | Existing | Hospitals | Tank Wrap on Water Heater
Commercial | Existing | Institutional | Tank Wrap on Water Heater
Commercial | Existing | Lodging/Hospitality | Tank Wrap on Water Heater
Commercial | Existing | Miscellaneous | Tank Wrap on Water Heater
Commercial | Existing | Offices | Tank Wrap on Water Heater
Commercial | Existing | Restaurants | Tank Wrap on Water Heater
Commercial | Existing | Retail | Tank Wrap on Water Heater
Commercial | Existing | Schools K-12 | Tank Wrap on Water Heater
Commercial | Existing | Warehouse | Tank Wrap on Water Heater
Commercial | New | Assembly | Tank Wrap on Water Heater
Commercial | New | College and University | Tank Wrap on Water Heater
Commercial | New | Grocery | Tank Wrap on Water Heater
Commercial | New | Healthcare | Tank Wrap on Water Heater
Commercial | New | Hospitals | Tank Wrap on Water Heater
Commercial | New | Institutional | Tank Wrap on Water Heater
Commercial | New | Lodging/Hospitality | Tank Wrap on Water Heater
Commercial | New | Miscellaneous | Tank Wrap on Water Heater
Commercial | New | Offices | Tank Wrap on Water Heater
Commercial | New | Restaurants | Tank Wrap on Water Heater
Commercial | New | Retail | Tank Wrap on Water Heater
Commercial | New | Schools K-12 | Tank Wrap on Water Heater
Commercial | New | Warehouse | Tank Wrap on Water Heater
Commercial | Existing | Assembly | Thermostatic Shower Restriction Valve
Commercial | Existing | College and University | Thermostatic Shower Restriction Valve
Commercial | Existing | Grocery | Thermostatic Shower Restriction Valve
Commercial | Existing | Healthcare | Thermostatic Shower Restriction Valve
Commercial | Existing | Hospitals | Thermostatic Shower Restriction Valve
Commercial | Existing | Institutional | Thermostatic Shower Restriction Valve
Commercial | Existing | Lodging/Hospitality | Thermostatic Shower Restriction Valve
Commercial | Existing | Miscellaneous | Thermostatic Shower Restriction Valve
Commercial | Existing | Offices | Thermostatic Shower Restriction Valve
Commercial | Existing | Restaurants | Thermostatic Shower Restriction Valve
Commercial | Existing | Retail | Thermostatic Shower Restriction Valve
Commercial | Existing | Schools K-12 | Thermostatic Shower Restriction Valve
Commercial | Existing | Warehouse | Thermostatic Shower Restriction Valve
Commercial | New | Assembly | Thermostatic Shower Restriction Valve
Commercial | New | College and University | Thermostatic Shower Restriction Valve
Commercial | New | Grocery | Thermostatic Shower Restriction Valve
Commercial | New | Healthcare | Thermostatic Shower Restriction Valve
Commercial | New | Hospitals | Thermostatic Shower Restriction Valve
Commercial | New | Institutional | Thermostatic Shower Restriction Valve
Commercial | New | Lodging/Hospitality | Thermostatic Shower Restriction Valve
Commercial | New | Miscellaneous | Thermostatic Shower Restriction Valve
Commercial | New | Offices | Thermostatic Shower Restriction Valve
Commercial | New | Restaurants | Thermostatic Shower Restriction Valve
Commercial | New | Retail | Thermostatic Shower Restriction Valve
Commercial | New | Schools K-12 | Thermostatic Shower Restriction Valve
Commercial | New | Warehouse | Thermostatic Shower Restriction Valve
Commercial | Existing | Assembly | Bi-Level Lighting Control (Exterior)
Commercial | Existing | College and University | Bi-Level Lighting Control (Exterior)
Commercial | Existing | Grocery | Bi-Level Lighting Control (Exterior)
Commercial | Existing | Healthcare | Bi-Level Lighting Control (Exterior)
Commercial | Existing | Hospitals | Bi-Level Lighting Control (Exterior)
Commercial | Existing | Institutional | Bi-Level Lighting Control (Exterior)
Commercial | Existing | Lodging/Hospitality | Bi-Level Lighting Control (Exterior)
Commercial | Existing | Miscellaneous | Bi-Level Lighting Control (Exterior)
Commercial | Existing | Offices | Bi-Level Lighting Control (Exterior)
Commercial | Existing | Restaurants | Bi-Level Lighting Control (Exterior)
Commercial | Existing | Retail | Bi-Level Lighting Control (Exterior)
Commercial | Existing | Schools K-12 | Bi-Level Lighting Control (Exterior)
Commercial | Existing | Warehouse | Bi-Level Lighting Control (Exterior)
Commercial | New | Assembly | Bi-Level Lighting Control (Exterior)
Commercial | New | College and University | Bi-Level Lighting Control (Exterior)
Commercial | New | Grocery | Bi-Level Lighting Control (Exterior)
Commercial | New | Healthcare | Bi-Level Lighting Control (Exterior)
Commercial | New | Hospitals | Bi-Level Lighting Control (Exterior)
Commercial | New | Institutional | Bi-Level Lighting Control (Exterior)
Commercial | New | Lodging/Hospitality | Bi-Level Lighting Control (Exterior)
Commercial | New | Miscellaneous | Bi-Level Lighting Control (Exterior)
Commercial | New | Offices | Bi-Level Lighting Control (Exterior)
Commercial | New | Restaurants | Bi-Level Lighting Control (Exterior)
Commercial | New | Retail | Bi-Level Lighting Control (Exterior)
Commercial | New | Schools K-12 | Bi-Level Lighting Control (Exterior)
Commercial | New | Warehouse | Bi-Level Lighting Control (Exterior)
Commercial | Existing | Assembly | Outdoor Lighting Controls
Commercial | Existing | College and University | Outdoor Lighting Controls
Commercial | Existing | Grocery | Outdoor Lighting Controls
Commercial | Existing | Healthcare | Outdoor Lighting Controls
Commercial | Existing | Hospitals | Outdoor Lighting Controls
Commercial | Existing | Institutional | Outdoor Lighting Controls
Commercial | Existing | Lodging/Hospitality | Outdoor Lighting Controls
Commercial | Existing | Miscellaneous | Outdoor Lighting Controls
Commercial | Existing | Offices | Outdoor Lighting Controls
Commercial | Existing | Restaurants | Outdoor Lighting Controls
Commercial | Existing | Retail | Outdoor Lighting Controls
Commercial | Existing | Schools K-12 | Outdoor Lighting Controls
Commercial | Existing | Warehouse | Outdoor Lighting Controls
Commercial | New | Assembly | Outdoor Lighting Controls
Commercial | New | College and University | Outdoor Lighting Controls
Commercial | New | Grocery | Outdoor Lighting Controls
Commercial | New | Healthcare | Outdoor Lighting Controls
Commercial | New | Hospitals | Outdoor Lighting Controls
Commercial | New | Institutional | Outdoor Lighting Controls
Commercial | New | Lodging/Hospitality | Outdoor Lighting Controls
Commercial | New | Miscellaneous | Outdoor Lighting Controls
Commercial | New | Offices | Outdoor Lighting Controls
Commercial | New | Restaurants | Outdoor Lighting Controls
Commercial | New | Retail | Outdoor Lighting Controls
Commercial | New | Schools K-12 | Outdoor Lighting Controls
Commercial | New | Warehouse | Outdoor Lighting Controls
Commercial | Existing | Assembly | Air Curtains
Commercial | Existing | College and University | Air Curtains
Commercial | Existing | Grocery | Air Curtains
Commercial | Existing | Healthcare | Air Curtains
Commercial | Existing | Hospitals | Air Curtains
Commercial | Existing | Institutional | Air Curtains
Commercial | Existing | Lodging/Hospitality | Air Curtains
Commercial | Existing | Miscellaneous | Air Curtains
Commercial | Existing | Offices | Air Curtains
Commercial | Existing | Restaurants | Air Curtains
Commercial | Existing | Retail | Air Curtains
Commercial | Existing | Schools K-12 | Air Curtains
Commercial | Existing | Warehouse | Air Curtains
Commercial | New | Assembly | Air Curtains
Commercial | New | College and University | Air Curtains
Commercial | New | Grocery | Air Curtains
Commercial | New | Healthcare | Air Curtains
Commercial | New | Hospitals | Air Curtains
Commercial | New | Institutional | Air Curtains
Commercial | New | Lodging/Hospitality | Air Curtains
Commercial | New | Miscellaneous | Air Curtains
Commercial | New | Offices | Air Curtains
Commercial | New | Restaurants | Air Curtains
Commercial | New | Retail | Air Curtains
Commercial | New | Schools K-12 | Air Curtains
Commercial | New | Warehouse | Air Curtains
Commercial | Existing | Assembly | Airside Economizer
Commercial | Existing | College and University | Airside Economizer
Commercial | Existing | Grocery | Airside Economizer
Commercial | Existing | Healthcare | Airside Economizer
Commercial | Existing | Hospitals | Airside Economizer
Commercial | Existing | Institutional | Airside Economizer
Commercial | Existing | Lodging/Hospitality | Airside Economizer
Commercial | Existing | Miscellaneous | Airside Economizer
Commercial | Existing | Offices | Airside Economizer
Commercial | Existing | Restaurants | Airside Economizer
Commercial | Existing | Retail | Airside Economizer
Commercial | Existing | Schools K-12 | Airside Economizer
Commercial | Existing | Warehouse | Airside Economizer
Commercial | New | Assembly | Airside Economizer
Commercial | New | College and University | Airside Economizer
Commercial | New | Grocery | Airside Economizer
Commercial | New | Healthcare | Airside Economizer
Commercial | New | Hospitals | Airside Economizer
Commercial | New | Institutional | Airside Economizer
Commercial | New | Lodging/Hospitality | Airside Economizer
Commercial | New | Miscellaneous | Airside Economizer
Commercial | New | Offices | Airside Economizer
Commercial | New | Restaurants | Airside Economizer
Commercial | New | Retail | Airside Economizer
Commercial | New | Schools K-12 | Airside Economizer
Commercial | New | Warehouse | Airside Economizer
Commercial | Existing | Assembly | Ceiling Insulation(R12 to R38)
Commercial | Existing | College and University | Ceiling Insulation(R12 to R38)
Commercial | Existing | Grocery | Ceiling Insulation(R12 to R38)
Commercial | Existing | Healthcare | Ceiling Insulation(R12 to R38)
Commercial | Existing | Hospitals | Ceiling Insulation(R12 to R38)
Commercial | Existing | Institutional | Ceiling Insulation(R12 to R38)
Commercial | Existing | Lodging/Hospitality | Ceiling Insulation(R12 to R38)
Commercial | Existing | Miscellaneous | Ceiling Insulation(R12 to R38)
Commercial | Existing | Offices | Ceiling Insulation(R12 to R38)
Commercial | Existing | Restaurants | Ceiling Insulation(R12 to R38)
Commercial | Existing | Retail | Ceiling Insulation(R12 to R38)
Commercial | Existing | Schools K-12 | Ceiling Insulation(R12 to R38)
Commercial | Existing | Warehouse | Ceiling Insulation(R12 to R38)
Commercial | New | Assembly | Ceiling Insulation(R12 to R38)
Commercial | New | College and University | Ceiling Insulation(R12 to R38)
Commercial | New | Grocery | Ceiling Insulation(R12 to R38)
Commercial | New | Healthcare | Ceiling Insulation(R12 to R38)
Commercial | New | Hospitals | Ceiling Insulation(R12 to R38)
Commercial | New | Institutional | Ceiling Insulation(R12 to R38)
Commercial | New | Lodging/Hospitality | Ceiling Insulation(R12 to R38)
Commercial | New | Miscellaneous | Ceiling Insulation(R12 to R38)
Commercial | New | Offices | Ceiling Insulation(R12 to R38)
Commercial | New | Restaurants | Ceiling Insulation(R12 to R38)
Commercial | New | Retail | Ceiling Insulation(R12 to R38)
Commercial | New | Schools K-12 | Ceiling Insulation(R12 to R38)
Commercial | New | Warehouse | Ceiling Insulation(R12 to R38)
Commercial | Existing | Assembly | Ceiling Insulation(R19 to R38)
Commercial | Existing | College and University | Ceiling Insulation(R19 to R38)
Commercial | Existing | Grocery | Ceiling Insulation(R19 to R38)
Commercial | Existing | Healthcare | Ceiling Insulation(R19 to R38)
Commercial | Existing | Hospitals | Ceiling Insulation(R19 to R38)
Commercial | Existing | Institutional | Ceiling Insulation(R19 to R38)
Commercial | Existing | Lodging/Hospitality | Ceiling Insulation(R19 to R38)
Commercial | Existing | Miscellaneous | Ceiling Insulation(R19 to R38)
Commercial | Existing | Offices | Ceiling Insulation(R19 to R38)
Commercial | Existing | Restaurants | Ceiling Insulation(R19 to R38)
Commercial | Existing | Retail | Ceiling Insulation(R19 to R38)
Commercial | Existing | Schools K-12 | Ceiling Insulation(R19 to R38)
Commercial | Existing | Warehouse | Ceiling Insulation(R19 to R38)
Commercial | New | Assembly | Ceiling Insulation(R19 to R38)
Commercial | New | College and University | Ceiling Insulation(R19 to R38)
Commercial | New | Grocery | Ceiling Insulation(R19 to R38)
Commercial | New | Healthcare | Ceiling Insulation(R19 to R38)
Commercial | New | Hospitals | Ceiling Insulation(R19 to R38)
Commercial | New | Institutional | Ceiling Insulation(R19 to R38)
Commercial | New | Lodging/Hospitality | Ceiling Insulation(R19 to R38)
Commercial | New | Miscellaneous | Ceiling Insulation(R19 to R38)
Commercial | New | Offices | Ceiling Insulation(R19 to R38)
Commercial | New | Restaurants | Ceiling Insulation(R19 to R38)
Commercial | New | Retail | Ceiling Insulation(R19 to R38)
Commercial | New | Schools K-12 | Ceiling Insulation(R19 to R38)
Commercial | New | Warehouse | Ceiling Insulation(R19 to R38)
Commercial | Existing | Assembly | Ceiling Insulation(R2 to R38)
Commercial | Existing | College and University | Ceiling Insulation(R2 to R38)
Commercial | Existing | Grocery | Ceiling Insulation(R2 to R38)
Commercial | Existing | Healthcare | Ceiling Insulation(R2 to R38)
Commercial | Existing | Hospitals | Ceiling Insulation(R2 to R38)
Commercial | Existing | Institutional | Ceiling Insulation(R2 to R38)
Commercial | Existing | Lodging/Hospitality | Ceiling Insulation(R2 to R38)
Commercial | Existing | Miscellaneous | Ceiling Insulation(R2 to R38)
Commercial | Existing | Offices | Ceiling Insulation(R2 to R38)
Commercial | Existing | Restaurants | Ceiling Insulation(R2 to R38)
Commercial | Existing | Retail | Ceiling Insulation(R2 to R38)
Commercial | Existing | Schools K-12 | Ceiling Insulation(R2 to R38)
Commercial | Existing | Warehouse | Ceiling Insulation(R2 to R38)
Commercial | New | Assembly | Ceiling Insulation(R2 to R38)
Commercial | New | College and University | Ceiling Insulation(R2 to R38)
Commercial | New | Grocery | Ceiling Insulation(R2 to R38)
Commercial | New | Healthcare | Ceiling Insulation(R2 to R38)
Commercial | New | Hospitals | Ceiling Insulation(R2 to R38)
Commercial | New | Institutional | Ceiling Insulation(R2 to R38)
Commercial | New | Lodging/Hospitality | Ceiling Insulation(R2 to R38)
Commercial | New | Miscellaneous | Ceiling Insulation(R2 to R38)
Commercial | New | Offices | Ceiling Insulation(R2 to R38)
Commercial | New | Restaurants | Ceiling Insulation(R2 to R38)
Commercial | New | Retail | Ceiling Insulation(R2 to R38)
Commercial | New | Schools K-12 | Ceiling Insulation(R2 to R38)
Commercial | New | Warehouse | Ceiling Insulation(R2 to R38)
Commercial | Existing | Assembly | Ceiling Insulation(R30 to R38)
Commercial | Existing | College and University | Ceiling Insulation(R30 to R38)
Commercial | Existing | Grocery | Ceiling Insulation(R30 to R38)
Commercial | Existing | Healthcare | Ceiling Insulation(R30 to R38)
Commercial | Existing | Hospitals | Ceiling Insulation(R30 to R38)
Commercial | Existing | Institutional | Ceiling Insulation(R30 to R38)
Commercial | Existing | Lodging/Hospitality | Ceiling Insulation(R30 to R38)
Commercial | Existing | Miscellaneous | Ceiling Insulation(R30 to R38)
Commercial | Existing | Offices | Ceiling Insulation(R30 to R38)
Commercial | Existing | Restaurants | Ceiling Insulation(R30 to R38)
Commercial | Existing | Retail | Ceiling Insulation(R30 to R38)
Commercial | Existing | Schools K-12 | Ceiling Insulation(R30 to R38)
Commercial | Existing | Warehouse | Ceiling Insulation(R30 to R38)
Commercial | New | Assembly | Ceiling Insulation(R30 to R38)
Commercial | New | College and University | Ceiling Insulation(R30 to R38)
Commercial | New | Grocery | Ceiling Insulation(R30 to R38)
Commercial | New | Healthcare | Ceiling Insulation(R30 to R38)
Commercial | New | Hospitals | Ceiling Insulation(R30 to R38)
Commercial | New | Institutional | Ceiling Insulation(R30 to R38)
Commercial | New | Lodging/Hospitality | Ceiling Insulation(R30 to R38)
Commercial | New | Miscellaneous | Ceiling Insulation(R30 to R38)
Commercial | New | Offices | Ceiling Insulation(R30 to R38)
Commercial | New | Restaurants | Ceiling Insulation(R30 to R38)
Commercial | New | Retail | Ceiling Insulation(R30 to R38)
Commercial | New | Schools K-12 | Ceiling Insulation(R30 to R38)
Commercial | New | Warehouse | Ceiling Insulation(R30 to R38)
Commercial | Existing | Assembly | Chilled Water Controls Optimization
Commercial | Existing | College and University | Chilled Water Controls Optimization
Commercial | Existing | Grocery | Chilled Water Controls Optimization
Commercial | Existing | Healthcare | Chilled Water Controls Optimization
Commercial | Existing | Hospitals | Chilled Water Controls Optimization
Commercial | Existing | Institutional | Chilled Water Controls Optimization
Commercial | Existing | Lodging/Hospitality | Chilled Water Controls Optimization
Commercial | Existing | Miscellaneous | Chilled Water Controls Optimization
Commercial | Existing | Offices | Chilled Water Controls Optimization
Commercial | Existing | Restaurants | Chilled Water Controls Optimization
Commercial | Existing | Retail | Chilled Water Controls Optimization
Commercial | Existing | Schools K-12 | Chilled Water Controls Optimization
Commercial | Existing | Warehouse | Chilled Water Controls Optimization
Commercial | New | Assembly | Chilled Water Controls Optimization
Commercial | New | College and University | Chilled Water Controls Optimization
Commercial | New | Grocery | Chilled Water Controls Optimization
Commercial | New | Healthcare | Chilled Water Controls Optimization
Commercial | New | Hospitals | Chilled Water Controls Optimization
Commercial | New | Institutional | Chilled Water Controls Optimization
Commercial | New | Lodging/Hospitality | Chilled Water Controls Optimization
Commercial | New | Miscellaneous | Chilled Water Controls Optimization
Commercial | New | Offices | Chilled Water Controls Optimization
Commercial | New | Restaurants | Chilled Water Controls Optimization
Commercial | New | Retail | Chilled Water Controls Optimization
Commercial | New | Schools K-12 | Chilled Water Controls Optimization
Commercial | New | Warehouse | Chilled Water Controls Optimization
Commercial | Existing | Assembly | Chilled Water System - Variable Speed Drives
Commercial | Existing | College and University | Chilled Water System - Variable Speed Drives
Commercial | Existing | Grocery | Chilled Water System - Variable Speed Drives
Commercial | Existing | Healthcare | Chilled Water System - Variable Speed Drives
Commercial | Existing | Hospitals | Chilled Water System - Variable Speed Drives
Commercial | Existing | Institutional | Chilled Water System - Variable Speed Drives
Commercial | Existing | Lodging/Hospitality | Chilled Water System - Variable Speed Drives
Commercial | Existing | Miscellaneous | Chilled Water System - Variable Speed Drives
Commercial | Existing | Offices | Chilled Water System - Variable Speed Drives
Commercial | Existing | Restaurants | Chilled Water System - Variable Speed Drives
Commercial | Existing | Retail | Chilled Water System - Variable Speed Drives
Commercial | Existing | Schools K-12 | Chilled Water System - Variable Speed Drives
Commercial | Existing | Warehouse | Chilled Water System - Variable Speed Drives
Commercial | New | Assembly | Chilled Water System - Variable Speed Drives
Commercial | New | College and University | Chilled Water System - Variable Speed Drives
Commercial | New | Grocery | Chilled Water System - Variable Speed Drives
Commercial | New | Healthcare | Chilled Water System - Variable Speed Drives
Commercial | New | Hospitals | Chilled Water System - Variable Speed Drives
Commercial | New | Institutional | Chilled Water System - Variable Speed Drives
Commercial | New | Lodging/Hospitality | Chilled Water System - Variable Speed Drives
Commercial | New | Miscellaneous | Chilled Water System - Variable Speed Drives
Commercial | New | Offices | Chilled Water System - Variable Speed Drives
Commercial | New | Restaurants | Chilled Water System - Variable Speed Drives
Commercial | New | Retail | Chilled Water System - Variable Speed Drives
Commercial | New | Schools K-12 | Chilled Water System - Variable Speed Drives
Commercial | New | Warehouse | Chilled Water System - Variable Speed Drives
Commercial | Existing | Assembly | Cool Roof
Commercial | Existing | College and University | Cool Roof
Commercial | Existing | Grocery | Cool Roof
Commercial | Existing | Healthcare | Cool Roof
Commercial | Existing | Hospitals | Cool Roof
Commercial | Existing | Institutional | Cool Roof
Commercial | Existing | Lodging/Hospitality | Cool Roof
Commercial | Existing | Miscellaneous | Cool Roof
Commercial | Existing | Offices | Cool Roof
Commercial | Existing | Restaurants | Cool Roof
Commercial | Existing | Retail | Cool Roof
Commercial | Existing | Schools K-12 | Cool Roof
Commercial | Existing | Warehouse | Cool Roof
Commercial | New | Assembly | Cool Roof
Commercial | New | College and University | Cool Roof
Commercial | New | Grocery | Cool Roof
Commercial | New | Healthcare | Cool Roof
Commercial | New | Hospitals | Cool Roof
Commercial | New | Institutional | Cool Roof
Commercial | New | Lodging/Hospitality | Cool Roof
Commercial | New | Miscellaneous | Cool Roof
Commercial | New | Offices | Cool Roof
Commercial | New | Restaurants | Cool Roof
Commercial | New | Retail | Cool Roof
Commercial | New | Schools K-12 | Cool Roof
Commercial | New | Warehouse | Cool Roof
Commercial | Existing | Assembly | Dedicated Outdoor Air System on VRF unit
Commercial | Existing | College and University | Dedicated Outdoor Air System on VRF unit
Commercial | Existing | Grocery | Dedicated Outdoor Air System on VRF unit
Commercial | Existing | Healthcare | Dedicated Outdoor Air System on VRF unit
Commercial | Existing | Hospitals | Dedicated Outdoor Air System on VRF unit
Commercial | Existing | Institutional | Dedicated Outdoor Air System on VRF unit
Commercial | Existing | Lodging/Hospitality | Dedicated Outdoor Air System on VRF unit
Commercial | Existing | Miscellaneous | Dedicated Outdoor Air System on VRF unit
Commercial | Existing | Offices | Dedicated Outdoor Air System on VRF unit
Commercial | Existing | Restaurants | Dedicated Outdoor Air System on VRF unit
Commercial | Existing | Retail | Dedicated Outdoor Air System on VRF unit
Commercial | Existing | Schools K-12 | Dedicated Outdoor Air System on VRF unit
Commercial | Existing | Warehouse | Dedicated Outdoor Air System on VRF unit
Commercial | New | Assembly | Dedicated Outdoor Air System on VRF unit
Commercial | New | College and University | Dedicated Outdoor Air System on VRF unit
Commercial | New | Grocery | Dedicated Outdoor Air System on VRF unit
Commercial | New | Healthcare | Dedicated Outdoor Air System on VRF unit
Commercial | New | Hospitals | Dedicated Outdoor Air System on VRF unit
Commercial | New | Institutional | Dedicated Outdoor Air System on VRF unit
Commercial | New | Lodging/Hospitality | Dedicated Outdoor Air System on VRF unit
Commercial | New | Miscellaneous | Dedicated Outdoor Air System on VRF unit
Commercial | New | Offices | Dedicated Outdoor Air System on VRF unit
Commercial | New | Restaurants | Dedicated Outdoor Air System on VRF unit
Commercial | New | Retail | Dedicated Outdoor Air System on VRF unit
Commercial | New | Schools K-12 | Dedicated Outdoor Air System on VRF unit
Commercial | New | Warehouse | Dedicated Outdoor Air System on VRF unit
Commercial | Existing | Assembly | Destratification Fans
Commercial | Existing | College and University | Destratification Fans
Commercial | Existing | Grocery | Destratification Fans
Commercial | Existing | Healthcare | Destratification Fans
Commercial | Existing | Hospitals | Destratification Fans
Commercial | Existing | Institutional | Destratification Fans
Commercial | Existing | Lodging/Hospitality | Destratification Fans
Commercial | Existing | Miscellaneous | Destratification Fans
Commercial | Existing | Offices | Destratification Fans
Commercial | Existing | Restaurants | Destratification Fans
Commercial | Existing | Retail | Destratification Fans
Commercial | Existing | Schools K-12 | Destratification Fans
Commercial | Existing | Warehouse | Destratification Fans
Commercial | New | Assembly | Destratification Fans
Commercial | New | College and University | Destratification Fans
Commercial | New | Grocery | Destratification Fans
Commercial | New | Healthcare | Destratification Fans
Commercial | New | Hospitals | Destratification Fans
Commercial | New | Institutional | Destratification Fans
Commercial | New | Lodging/Hospitality | Destratification Fans
Commercial | New | Miscellaneous | Destratification Fans
Commercial | New | Offices | Destratification Fans
Commercial | New | Restaurants | Destratification Fans
Commercial | New | Retail | Destratification Fans
Commercial | New | Schools K-12 | Destratification Fans
Commercial | New | Warehouse | Destratification Fans
Commercial | Existing | Assembly | Duct Insulation
Commercial | Existing | College and University | Duct Insulation
Commercial | Existing | Grocery | Duct Insulation
Commercial | Existing | Healthcare | Duct Insulation
Commercial | Existing | Hospitals | Duct Insulation
Commercial | Existing | Institutional | Duct Insulation
Commercial | Existing | Lodging/Hospitality | Duct Insulation
Commercial | Existing | Miscellaneous | Duct Insulation
Commercial | Existing | Offices | Duct Insulation
Commercial | Existing | Restaurants | Duct Insulation
Commercial | Existing | Retail | Duct Insulation
Commercial | Existing | Schools K-12 | Duct Insulation
Commercial | Existing | Warehouse | Duct Insulation
Commercial | New | Assembly | Duct Insulation
Commercial | New | College and University | Duct Insulation
Commercial | New | Grocery | Duct Insulation
Commercial | New | Healthcare | Duct Insulation
Commercial | New | Hospitals | Duct Insulation
Commercial | New | Institutional | Duct Insulation
Commercial | New | Lodging/Hospitality | Duct Insulation
Commercial | New | Miscellaneous | Duct Insulation
Commercial | New | Offices | Duct Insulation
Commercial | New | Restaurants | Duct Insulation
Commercial | New | Retail | Duct Insulation
Commercial | New | Schools K-12 | Duct Insulation
Commercial | New | Warehouse | Duct Insulation
Commercial | Existing | Assembly | Duct Sealing Repair
Commercial | Existing | College and University | Duct Sealing Repair
Commercial | Existing | Grocery | Duct Sealing Repair
Commercial | Existing | Healthcare | Duct Sealing Repair
Commercial | Existing | Hospitals | Duct Sealing Repair
Commercial | Existing | Institutional | Duct Sealing Repair
Commercial | Existing | Lodging/Hospitality | Duct Sealing Repair
Commercial | Existing | Miscellaneous | Duct Sealing Repair
Commercial | Existing | Offices | Duct Sealing Repair
Commercial | Existing | Restaurants | Duct Sealing Repair
Commercial | Existing | Retail | Duct Sealing Repair
Commercial | Existing | Schools K-12 | Duct Sealing Repair
Commercial | Existing | Warehouse | Duct Sealing Repair
Commercial | New | Assembly | Duct Sealing Repair
Commercial | New | College and University | Duct Sealing Repair
Commercial | New | Grocery | Duct Sealing Repair
Commercial | New | Healthcare | Duct Sealing Repair
Commercial | New | Hospitals | Duct Sealing Repair
Commercial | New | Institutional | Duct Sealing Repair
Commercial | New | Lodging/Hospitality | Duct Sealing Repair
Commercial | New | Miscellaneous | Duct Sealing Repair
Commercial | New | Offices | Duct Sealing Repair
Commercial | New | Restaurants | Duct Sealing Repair
Commercial | New | Retail | Duct Sealing Repair
Commercial | New | Schools K-12 | Duct Sealing Repair
Commercial | New | Warehouse | Duct Sealing Repair
Commercial | Existing | Assembly | ECM Motors on Furnaces
Commercial | Existing | College and University | ECM Motors on Furnaces
Commercial | Existing | Grocery | ECM Motors on Furnaces
Commercial | Existing | Healthcare | ECM Motors on Furnaces
Commercial | Existing | Hospitals | ECM Motors on Furnaces
Commercial | Existing | Institutional | ECM Motors on Furnaces
Commercial | Existing | Lodging/Hospitality | ECM Motors on Furnaces
Commercial | Existing | Miscellaneous | ECM Motors on Furnaces
Commercial | Existing | Offices | ECM Motors on Furnaces
Commercial | Existing | Restaurants | ECM Motors on Furnaces
Commercial | Existing | Retail | ECM Motors on Furnaces
Commercial | Existing | Schools K-12 | ECM Motors on Furnaces
Commercial | Existing | Warehouse | ECM Motors on Furnaces
Commercial | New | Assembly | ECM Motors on Furnaces
Commercial | New | College and University | ECM Motors on Furnaces
Commercial | New | Grocery | ECM Motors on Furnaces
Commercial | New | Healthcare | ECM Motors on Furnaces
Commercial | New | Hospitals | ECM Motors on Furnaces
Commercial | New | Institutional | ECM Motors on Furnaces
Commercial | New | Lodging/Hospitality | ECM Motors on Furnaces
Commercial | New | Miscellaneous | ECM Motors on Furnaces
Commercial | New | Offices | ECM Motors on Furnaces
Commercial | New | Restaurants | ECM Motors on Furnaces
Commercial | New | Retail | ECM Motors on Furnaces
Commercial | New | Schools K-12 | ECM Motors on Furnaces
Commercial | New | Warehouse | ECM Motors on Furnaces
Commercial | Existing | Assembly | Energy Recovery Ventilation System (ERV)
Commercial | Existing | College and University | Energy Recovery Ventilation System (ERV)
Commercial | Existing | Grocery | Energy Recovery Ventilation System (ERV)
Commercial | Existing | Healthcare | Energy Recovery Ventilation System (ERV)
Commercial | Existing | Hospitals | Energy Recovery Ventilation System (ERV)
Commercial | Existing | Institutional | Energy Recovery Ventilation System (ERV)
Commercial | Existing | Lodging/Hospitality | Energy Recovery Ventilation System (ERV)
Commercial | Existing | Miscellaneous | Energy Recovery Ventilation System (ERV)
Commercial | Existing | Offices | Energy Recovery Ventilation System (ERV)
Commercial | Existing | Restaurants | Energy Recovery Ventilation System (ERV)
Commercial | Existing | Retail | Energy Recovery Ventilation System (ERV)
Commercial | Existing | Schools K-12 | Energy Recovery Ventilation System (ERV)
Commercial | Existing | Warehouse | Energy Recovery Ventilation System (ERV)
Commercial | New | Assembly | Energy Recovery Ventilation System (ERV)
Commercial | New | College and University | Energy Recovery Ventilation System (ERV)
Commercial | New | Grocery | Energy Recovery Ventilation System (ERV)
Commercial | New | Healthcare | Energy Recovery Ventilation System (ERV)
Commercial | New | Hospitals | Energy Recovery Ventilation System (ERV)
Commercial | New | Institutional | Energy Recovery Ventilation System (ERV)
Commercial | New | Lodging/Hospitality | Energy Recovery Ventilation System (ERV)
Commercial | New | Miscellaneous | Energy Recovery Ventilation System (ERV)
Commercial | New | Offices | Energy Recovery Ventilation System (ERV)
Commercial | New | Restaurants | Energy Recovery Ventilation System (ERV)
Commercial | New | Retail | Energy Recovery Ventilation System (ERV)
Commercial | New | Schools K-12 | Energy Recovery Ventilation System (ERV)
Commercial | New | Warehouse | Energy Recovery Ventilation System (ERV)
Commercial | Existing | Assembly | Facility Commissioning
Commercial | Existing | College and University | Facility Commissioning
Commercial | Existing | Grocery | Facility Commissioning
Commercial | Existing | Healthcare | Facility Commissioning
Commercial | Existing | Hospitals | Facility Commissioning
Commercial | Existing | Institutional | Facility Commissioning
Commercial | Existing | Lodging/Hospitality | Facility Commissioning
Commercial | Existing | Miscellaneous | Facility Commissioning
Commercial | Existing | Offices | Facility Commissioning
Commercial | Existing | Restaurants | Facility Commissioning
Commercial | Existing | Retail | Facility Commissioning
Commercial | Existing | Schools K-12 | Facility Commissioning
Commercial | Existing | Warehouse | Facility Commissioning
Commercial | New | Assembly | Facility Commissioning
Commercial | New | College and University | Facility Commissioning
Commercial | New | Grocery | Facility Commissioning
Commercial | New | Healthcare | Facility Commissioning
Commercial | New | Hospitals | Facility Commissioning
Commercial | New | Institutional | Facility Commissioning
Commercial | New | Lodging/Hospitality | Facility Commissioning
Commercial | New | Miscellaneous | Facility Commissioning
Commercial | New | Offices | Facility Commissioning
Commercial | New | Restaurants | Facility Commissioning
Commercial | New | Retail | Facility Commissioning
Commercial | New | Schools K-12 | Facility Commissioning
Commercial | New | Warehouse | Facility Commissioning
Commercial | Existing | Assembly | Facility Energy Management System
Commercial | Existing | College and University | Facility Energy Management System
Commercial | Existing | Grocery | Facility Energy Management System
Commercial | Existing | Healthcare | Facility Energy Management System
Commercial | Existing | Hospitals | Facility Energy Management System
Commercial | Existing | Institutional | Facility Energy Management System
Commercial | Existing | Lodging/Hospitality | Facility Energy Management System
Commercial | Existing | Miscellaneous | Facility Energy Management System
Commercial | Existing | Offices | Facility Energy Management System
Commercial | Existing | Restaurants | Facility Energy Management System
Commercial | Existing | Retail | Facility Energy Management System
Commercial | Existing | Schools K-12 | Facility Energy Management System
Commercial | Existing | Warehouse | Facility Energy Management System
Commercial | New | Assembly | Facility Energy Management System
Commercial | New | College and University | Facility Energy Management System
Commercial | New | Grocery | Facility Energy Management System
Commercial | New | Healthcare | Facility Energy Management System
Commercial | New | Hospitals | Facility Energy Management System
Commercial | New | Institutional | Facility Energy Management System
Commercial | New | Lodging/Hospitality | Facility Energy Management System
Commercial | New | Miscellaneous | Facility Energy Management System
Commercial | New | Offices | Facility Energy Management System
Commercial | New | Restaurants | Facility Energy Management System
Commercial | New | Retail | Facility Energy Management System
Commercial | New | Schools K-12 | Facility Energy Management System
Commercial | New | Warehouse | Facility Energy Management System
Commercial | Existing | Assembly | Floor Insulation
Commercial | Existing | College and University | Floor Insulation
Commercial | Existing | Grocery | Floor Insulation
Commercial | Existing | Healthcare | Floor Insulation
Commercial | Existing | Hospitals | Floor Insulation
Commercial | Existing | Institutional | Floor Insulation
Commercial | Existing | Lodging/Hospitality | Floor Insulation
Commercial | Existing | Miscellaneous | Floor Insulation
Commercial | Existing | Offices | Floor Insulation
Commercial | Existing | Restaurants | Floor Insulation
Commercial | Existing | Retail | Floor Insulation
Commercial | Existing | Schools K-12 | Floor Insulation
Commercial | Existing | Warehouse | Floor Insulation
Commercial | New | Assembly | Floor Insulation
Commercial | New | College and University | Floor Insulation
Commercial | New | Grocery | Floor Insulation
Commercial | New | Healthcare | Floor Insulation
Commercial | New | Hospitals | Floor Insulation
Commercial | New | Institutional | Floor Insulation
Commercial | New | Lodging/Hospitality | Floor Insulation
Commercial | New | Miscellaneous | Floor Insulation
Commercial | New | Offices | Floor Insulation
Commercial | New | Restaurants | Floor Insulation
Commercial | New | Retail | Floor Insulation
Commercial | New | Schools K-12 | Floor Insulation
Commercial | New | Warehouse | Floor Insulation
Commercial | Existing | Assembly | Green Roof
Commercial | Existing | College and University | Green Roof
Commercial | Existing | Grocery | Green Roof
Commercial | Existing | Healthcare | Green Roof
Commercial | Existing | Hospitals | Green Roof
Commercial | Existing | Institutional | Green Roof
Commercial | Existing | Lodging/Hospitality | Green Roof
Commercial | Existing | Miscellaneous | Green Roof
Commercial | Existing | Offices | Green Roof
Commercial | Existing | Restaurants | Green Roof
Commercial | Existing | Retail | Green Roof
Commercial | Existing | Schools K-12 | Green Roof
Commercial | Existing | Warehouse | Green Roof
Commercial | New | Assembly | Green Roof
Commercial | New | College and University | Green Roof
Commercial | New | Grocery | Green Roof
Commercial | New | Healthcare | Green Roof
Commercial | New | Hospitals | Green Roof
Commercial | New | Institutional | Green Roof
Commercial | New | Lodging/Hospitality | Green Roof
Commercial | New | Miscellaneous | Green Roof
Commercial | New | Offices | Green Roof
Commercial | New | Restaurants | Green Roof
Commercial | New | Retail | Green Roof
Commercial | New | Schools K-12 | Green Roof
Commercial | New | Warehouse | Green Roof
Commercial | Existing | Assembly | Hotel Card Energy Control Systems
Commercial | Existing | College and University | Hotel Card Energy Control Systems
Commercial | Existing | Grocery | Hotel Card Energy Control Systems
Commercial | Existing | Healthcare | Hotel Card Energy Control Systems
Commercial | Existing | Hospitals | Hotel Card Energy Control Systems
Commercial | Existing | Institutional | Hotel Card Energy Control Systems
Commercial | Existing | Lodging/Hospitality | Hotel Card Energy Control Systems
Commercial | Existing | Miscellaneous | Hotel Card Energy Control Systems
Commercial | Existing | Offices | Hotel Card Energy Control Systems
Commercial | Existing | Restaurants | Hotel Card Energy Control Systems
Commercial | Existing | Retail | Hotel Card Energy Control Systems
Commercial | Existing | Schools K-12 | Hotel Card Energy Control Systems
Commercial | Existing | Warehouse | Hotel Card Energy Control Systems
Commercial | New | Assembly | Hotel Card Energy Control Systems
Commercial | New | College and University | Hotel Card Energy Control Systems
Commercial | New | Grocery | Hotel Card Energy Control Systems
Commercial | New | Healthcare | Hotel Card Energy Control Systems
Commercial | New | Hospitals | Hotel Card Energy Control Systems
Commercial | New | Institutional | Hotel Card Energy Control Systems
Commercial | New | Lodging/Hospitality | Hotel Card Energy Control Systems
Commercial | New | Miscellaneous | Hotel Card Energy Control Systems
Commercial | New | Offices | Hotel Card Energy Control Systems
Commercial | New | Restaurants | Hotel Card Energy Control Systems
Commercial | New | Retail | Hotel Card Energy Control Systems
Commercial | New | Schools K-12 | Hotel Card Energy Control Systems
Commercial | New | Warehouse | Hotel Card Energy Control Systems
Commercial | Existing | Assembly | HVAC tune-up
Commercial | Existing | College and University | HVAC tune-up
Commercial | Existing | Grocery | HVAC tune-up
Commercial | Existing | Healthcare | HVAC tune-up
Commercial | Existing | Hospitals | HVAC tune-up
Commercial | Existing | Institutional | HVAC tune-up
Commercial | Existing | Lodging/Hospitality | HVAC tune-up
Commercial | Existing | Miscellaneous | HVAC tune-up
Commercial | Existing | Offices | HVAC tune-up
Commercial | Existing | Restaurants | HVAC tune-up
Commercial | Existing | Retail | HVAC tune-up
Commercial | Existing | Schools K-12 | HVAC tune-up
Commercial | Existing | Warehouse | HVAC tune-up
Commercial | New | Assembly | HVAC tune-up
Commercial | New | College and University | HVAC tune-up
Commercial | New | Grocery | HVAC tune-up
Commercial | New | Healthcare | HVAC tune-up
Commercial | New | Hospitals | HVAC tune-up
Commercial | New | Institutional | HVAC tune-up
Commercial | New | Lodging/Hospitality | HVAC tune-up
Commercial | New | Miscellaneous | HVAC tune-up
Commercial | New | Offices | HVAC tune-up
Commercial | New | Restaurants | HVAC tune-up
Commercial | New | Retail | HVAC tune-up
Commercial | New | Schools K-12 | HVAC tune-up
Commercial | New | Warehouse | HVAC tune-up
Commercial | Existing | Assembly | HVAC tune-up_RTU
Commercial | Existing | College and University | HVAC tune-up_RTU
Commercial | Existing | Grocery | HVAC tune-up_RTU
Commercial | Existing | Healthcare | HVAC tune-up_RTU
Commercial | Existing | Hospitals | HVAC tune-up_RTU
Commercial | Existing | Institutional | HVAC tune-up_RTU
Commercial | Existing | Lodging/Hospitality | HVAC tune-up_RTU
Commercial | Existing | Miscellaneous | HVAC tune-up_RTU
Commercial | Existing | Offices | HVAC tune-up_RTU
Commercial | Existing | Restaurants | HVAC tune-up_RTU
Commercial | Existing | Retail | HVAC tune-up_RTU
Commercial | Existing | Schools K-12 | HVAC tune-up_RTU
Commercial | Existing | Warehouse | HVAC tune-up_RTU
Commercial | New | Assembly | HVAC tune-up_RTU
Commercial | New | College and University | HVAC tune-up_RTU
Commercial | New | Grocery | HVAC tune-up_RTU
Commercial | New | Healthcare | HVAC tune-up_RTU
Commercial | New | Hospitals | HVAC tune-up_RTU
Commercial | New | Institutional | HVAC tune-up_RTU
Commercial | New | Lodging/Hospitality | HVAC tune-up_RTU
Commercial | New | Miscellaneous | HVAC tune-up_RTU
Commercial | New | Offices | HVAC tune-up_RTU
Commercial | New | Restaurants | HVAC tune-up_RTU
Commercial | New | Retail | HVAC tune-up_RTU
Commercial | New | Schools K-12 | HVAC tune-up_RTU
Commercial | New | Warehouse | HVAC tune-up_RTU
Commercial | Existing | Assembly | Infiltration Reduction - Air Sealing
Commercial | Existing | College and University | Infiltration Reduction - Air Sealing
Commercial | Existing | Grocery | Infiltration Reduction - Air Sealing
Commercial | Existing | Healthcare | Infiltration Reduction - Air Sealing
Commercial | Existing | Hospitals | Infiltration Reduction - Air Sealing
Commercial | Existing | Institutional | Infiltration Reduction - Air Sealing
Commercial | Existing | Lodging/Hospitality | Infiltration Reduction - Air Sealing
Commercial | Existing | Miscellaneous | Infiltration Reduction - Air Sealing
Commercial | Existing | Offices | Infiltration Reduction - Air Sealing
Commercial | Existing | Restaurants | Infiltration Reduction - Air Sealing
Commercial | Existing | Retail | Infiltration Reduction - Air Sealing
Commercial | Existing | Schools K-12 | Infiltration Reduction - Air Sealing
Commercial | Existing | Warehouse | Infiltration Reduction - Air Sealing
Commercial | New | Assembly | Infiltration Reduction - Air Sealing
Commercial | New | College and University | Infiltration Reduction - Air Sealing
Commercial | New | Grocery | Infiltration Reduction - Air Sealing
Commercial | New | Healthcare | Infiltration Reduction - Air Sealing
Commercial | New | Hospitals | Infiltration Reduction - Air Sealing
Commercial | New | Institutional | Infiltration Reduction - Air Sealing
Commercial | New | Lodging/Hospitality | Infiltration Reduction - Air Sealing
Commercial | New | Miscellaneous | Infiltration Reduction - Air Sealing
Commercial | New | Offices | Infiltration Reduction - Air Sealing
Commercial | New | Restaurants | Infiltration Reduction - Air Sealing
Commercial | New | Retail | Infiltration Reduction - Air Sealing
Commercial | New | Schools K-12 | Infiltration Reduction - Air Sealing
Commercial | New | Warehouse | Infiltration Reduction - Air Sealing
Commercial | Existing | Assembly | Low U-Value Windows
Commercial | Existing | College and University | Low U-Value Windows
Commercial | Existing | Grocery | Low U-Value Windows
Commercial | Existing | Healthcare | Low U-Value Windows
Commercial | Existing | Hospitals | Low U-Value Windows
Commercial | Existing | Institutional | Low U-Value Windows
Commercial | Existing | Lodging/Hospitality | Low U-Value Windows
Commercial | Existing | Miscellaneous | Low U-Value Windows
Commercial | Existing | Offices | Low U-Value Windows
Commercial | Existing | Restaurants | Low U-Value Windows
Commercial | Existing | Retail | Low U-Value Windows
Commercial | Existing | Schools K-12 | Low U-Value Windows
Commercial | Existing | Warehouse | Low U-Value Windows
Commercial | New | Assembly | Low U-Value Windows
Commercial | New | College and University | Low U-Value Windows
Commercial | New | Grocery | Low U-Value Windows
Commercial | New | Healthcare | Low U-Value Windows
Commercial | New | Hospitals | Low U-Value Windows
Commercial | New | Institutional | Low U-Value Windows
Commercial | New | Lodging/Hospitality | Low U-Value Windows
Commercial | New | Miscellaneous | Low U-Value Windows
Commercial | New | Offices | Low U-Value Windows
Commercial | New | Restaurants | Low U-Value Windows
Commercial | New | Retail | Low U-Value Windows
Commercial | New | Schools K-12 | Low U-Value Windows
Commercial | New | Warehouse | Low U-Value Windows
Commercial | Existing | Assembly | Programmable Thermostat
Commercial | Existing | College and University | Programmable Thermostat
Commercial | Existing | Grocery | Programmable Thermostat
Commercial | Existing | Healthcare | Programmable Thermostat
Commercial | Existing | Hospitals | Programmable Thermostat
Commercial | Existing | Institutional | Programmable Thermostat
Commercial | Existing | Lodging/Hospitality | Programmable Thermostat
Commercial | Existing | Miscellaneous | Programmable Thermostat
Commercial | Existing | Offices | Programmable Thermostat
Commercial | Existing | Restaurants | Programmable Thermostat
Commercial | Existing | Retail | Programmable Thermostat
Commercial | Existing | Schools K-12 | Programmable Thermostat
Commercial | Existing | Warehouse | Programmable Thermostat
Commercial | New | Assembly | Programmable Thermostat
Commercial | New | College and University | Programmable Thermostat
Commercial | New | Grocery | Programmable Thermostat
Commercial | New | Healthcare | Programmable Thermostat
Commercial | New | Hospitals | Programmable Thermostat
Commercial | New | Institutional | Programmable Thermostat
Commercial | New | Lodging/Hospitality | Programmable Thermostat
Commercial | New | Miscellaneous | Programmable Thermostat
Commercial | New | Offices | Programmable Thermostat
Commercial | New | Restaurants | Programmable Thermostat
Commercial | New | Retail | Programmable Thermostat
Commercial | New | Schools K-12 | Programmable Thermostat
Commercial | New | Warehouse | Programmable Thermostat
Commercial | Existing | Assembly | Roof Insulation
Commercial | Existing | College and University | Roof Insulation
Commercial | Existing | Grocery | Roof Insulation
Commercial | Existing | Healthcare | Roof Insulation
Commercial | Existing | Hospitals | Roof Insulation
Commercial | Existing | Institutional | Roof Insulation
Commercial | Existing | Lodging/Hospitality | Roof Insulation
Commercial | Existing | Miscellaneous | Roof Insulation
Commercial | Existing | Offices | Roof Insulation
Commercial | Existing | Restaurants | Roof Insulation
Commercial | Existing | Retail | Roof Insulation
Commercial | Existing | Schools K-12 | Roof Insulation
Commercial | Existing | Warehouse | Roof Insulation
Commercial | New | Assembly | Roof Insulation
Commercial | New | College and University | Roof Insulation
Commercial | New | Grocery | Roof Insulation
Commercial | New | Healthcare | Roof Insulation
Commercial | New | Hospitals | Roof Insulation
Commercial | New | Institutional | Roof Insulation
Commercial | New | Lodging/Hospitality | Roof Insulation
Commercial | New | Miscellaneous | Roof Insulation
Commercial | New | Offices | Roof Insulation
Commercial | New | Restaurants | Roof Insulation
Commercial | New | Retail | Roof Insulation
Commercial | New | Schools K-12 | Roof Insulation
Commercial | New | Warehouse | Roof Insulation
Commercial | Existing | Assembly | Smart Thermostat
Commercial | Existing | College and University | Smart Thermostat
Commercial | Existing | Grocery | Smart Thermostat
Commercial | Existing | Healthcare | Smart Thermostat
Commercial | Existing | Hospitals | Smart Thermostat
Commercial | Existing | Institutional | Smart Thermostat
Commercial | Existing | Lodging/Hospitality | Smart Thermostat
Commercial | Existing | Miscellaneous | Smart Thermostat
Commercial | Existing | Offices | Smart Thermostat
Commercial | Existing | Restaurants | Smart Thermostat
Commercial | Existing | Retail | Smart Thermostat
Commercial | Existing | Schools K-12 | Smart Thermostat
Commercial | Existing | Warehouse | Smart Thermostat
Commercial | New | Assembly | Smart Thermostat
Commercial | New | College and University | Smart Thermostat
Commercial | New | Grocery | Smart Thermostat
Commercial | New | Healthcare | Smart Thermostat
Commercial | New | Hospitals | Smart Thermostat
Commercial | New | Institutional | Smart Thermostat
Commercial | New | Lodging/Hospitality | Smart Thermostat
Commercial | New | Miscellaneous | Smart Thermostat
Commercial | New | Offices | Smart Thermostat
Commercial | New | Restaurants | Smart Thermostat
Commercial | New | Retail | Smart Thermostat
Commercial | New | Schools K-12 | Smart Thermostat
Commercial | New | Warehouse | Smart Thermostat
Commercial | Existing | Assembly | Thermal Energy Storage
Commercial | Existing | College and University | Thermal Energy Storage
Commercial | Existing | Grocery | Thermal Energy Storage
Commercial | Existing | Healthcare | Thermal Energy Storage
Commercial | Existing | Hospitals | Thermal Energy Storage
Commercial | Existing | Institutional | Thermal Energy Storage
Commercial | Existing | Lodging/Hospitality | Thermal Energy Storage
Commercial | Existing | Miscellaneous | Thermal Energy Storage
Commercial | Existing | Offices | Thermal Energy Storage
Commercial | Existing | Restaurants | Thermal Energy Storage
Commercial | Existing | Retail | Thermal Energy Storage
Commercial | Existing | Schools K-12 | Thermal Energy Storage
Commercial | Existing | Warehouse | Thermal Energy Storage
Commercial | New | Assembly | Thermal Energy Storage
Commercial | New | College and University | Thermal Energy Storage
Commercial | New | Grocery | Thermal Energy Storage
Commercial | New | Healthcare | Thermal Energy Storage
Commercial | New | Hospitals | Thermal Energy Storage
Commercial | New | Institutional | Thermal Energy Storage
Commercial | New | Lodging/Hospitality | Thermal Energy Storage
Commercial | New | Miscellaneous | Thermal Energy Storage
Commercial | New | Offices | Thermal Energy Storage
Commercial | New | Restaurants | Thermal Energy Storage
Commercial | New | Retail | Thermal Energy Storage
Commercial | New | Schools K-12 | Thermal Energy Storage
Commercial | New | Warehouse | Thermal Energy Storage
Commercial | Existing | Assembly | Wall Insulation
Commercial | Existing | College and University | Wall Insulation
Commercial | Existing | Grocery | Wall Insulation
Commercial | Existing | Healthcare | Wall Insulation
Commercial | Existing | Hospitals | Wall Insulation
Commercial | Existing | Institutional | Wall Insulation
Commercial | Existing | Lodging/Hospitality | Wall Insulation
Commercial | Existing | Miscellaneous | Wall Insulation
Commercial | Existing | Offices | Wall Insulation
Commercial | Existing | Restaurants | Wall Insulation
Commercial | Existing | Retail | Wall Insulation
Commercial | Existing | Schools K-12 | Wall Insulation
Commercial | Existing | Warehouse | Wall Insulation
Commercial | New | Assembly | Wall Insulation
Commercial | New | College and University | Wall Insulation
Commercial | New | Grocery | Wall Insulation
Commercial | New | Healthcare | Wall Insulation
Commercial | New | Hospitals | Wall Insulation
Commercial | New | Institutional | Wall Insulation
Commercial | New | Lodging/Hospitality | Wall Insulation
Commercial | New | Miscellaneous | Wall Insulation
Commercial | New | Offices | Wall Insulation
Commercial | New | Restaurants | Wall Insulation
Commercial | New | Retail | Wall Insulation
Commercial | New | Schools K-12 | Wall Insulation
Commercial | New | Warehouse | Wall Insulation
Commercial | Existing | Assembly | Warehouse Loading Dock Seals
Commercial | Existing | College and University | Warehouse Loading Dock Seals
Commercial | Existing | Grocery | Warehouse Loading Dock Seals
Commercial | Existing | Healthcare | Warehouse Loading Dock Seals
Commercial | Existing | Hospitals | Warehouse Loading Dock Seals
Commercial | Existing | Institutional | Warehouse Loading Dock Seals
Commercial | Existing | Lodging/Hospitality | Warehouse Loading Dock Seals
Commercial | Existing | Miscellaneous | Warehouse Loading Dock Seals
Commercial | Existing | Offices | Warehouse Loading Dock Seals
Commercial | Existing | Restaurants | Warehouse Loading Dock Seals
Commercial | Existing | Retail | Warehouse Loading Dock Seals
Commercial | Existing | Schools K-12 | Warehouse Loading Dock Seals
Commercial | Existing | Warehouse | Warehouse Loading Dock Seals
Commercial | New | Assembly | Warehouse Loading Dock Seals
Commercial | New | College and University | Warehouse Loading Dock Seals
Commercial | New | Grocery | Warehouse Loading Dock Seals
Commercial | New | Healthcare | Warehouse Loading Dock Seals
Commercial | New | Hospitals | Warehouse Loading Dock Seals
Commercial | New | Institutional | Warehouse Loading Dock Seals
Commercial | New | Lodging/Hospitality | Warehouse Loading Dock Seals
Commercial | New | Miscellaneous | Warehouse Loading Dock Seals
Commercial | New | Offices | Warehouse Loading Dock Seals
Commercial | New | Restaurants | Warehouse Loading Dock Seals
Commercial | New | Retail | Warehouse Loading Dock Seals
Commercial | New | Schools K-12 | Warehouse Loading Dock Seals
Commercial | New | Warehouse | Warehouse Loading Dock Seals
Commercial | Existing | Assembly | Water Cooled Refrigeration Heat Recovery
Commercial | Existing | College and University | Water Cooled Refrigeration Heat Recovery
Commercial | Existing | Grocery | Water Cooled Refrigeration Heat Recovery
Commercial | Existing | Healthcare | Water Cooled Refrigeration Heat Recovery
Commercial | Existing | Hospitals | Water Cooled Refrigeration Heat Recovery
Commercial | Existing | Institutional | Water Cooled Refrigeration Heat Recovery
Commercial | Existing | Lodging/Hospitality | Water Cooled Refrigeration Heat Recovery
Commercial | Existing | Miscellaneous | Water Cooled Refrigeration Heat Recovery
Commercial | Existing | Offices | Water Cooled Refrigeration Heat Recovery
Commercial | Existing | Restaurants | Water Cooled Refrigeration Heat Recovery
Commercial | Existing | Retail | Water Cooled Refrigeration Heat Recovery
Commercial | Existing | Schools K-12 | Water Cooled Refrigeration Heat Recovery
Commercial | Existing | Warehouse | Water Cooled Refrigeration Heat Recovery
Commercial | New | Assembly | Water Cooled Refrigeration Heat Recovery
Commercial | New | College and University | Water Cooled Refrigeration Heat Recovery
Commercial | New | Grocery | Water Cooled Refrigeration Heat Recovery
Commercial | New | Healthcare | Water Cooled Refrigeration Heat Recovery
Commercial | New | Hospitals | Water Cooled Refrigeration Heat Recovery
Commercial | New | Institutional | Water Cooled Refrigeration Heat Recovery
Commercial | New | Lodging/Hospitality | Water Cooled Refrigeration Heat Recovery
Commercial | New | Miscellaneous | Water Cooled Refrigeration Heat Recovery
Commercial | New | Offices | Water Cooled Refrigeration Heat Recovery
Commercial | New | Restaurants | Water Cooled Refrigeration Heat Recovery
Commercial | New | Retail | Water Cooled Refrigeration Heat Recovery
Commercial | New | Schools K-12 | Water Cooled Refrigeration Heat Recovery
Commercial | New | Warehouse | Water Cooled Refrigeration Heat Recovery
Commercial | Existing | Assembly | Waterside Economizer
Commercial | Existing | College and University | Waterside Economizer
Commercial | Existing | Grocery | Waterside Economizer
Commercial | Existing | Healthcare | Waterside Economizer
Commercial | Existing | Hospitals | Waterside Economizer
Commercial | Existing | Institutional | Waterside Economizer
Commercial | Existing | Lodging/Hospitality | Waterside Economizer
Commercial | Existing | Miscellaneous | Waterside Economizer
Commercial | Existing | Offices | Waterside Economizer
Commercial | Existing | Restaurants | Waterside Economizer
Commercial | Existing | Retail | Waterside Economizer
Commercial | Existing | Schools K-12 | Waterside Economizer
Commercial | Existing | Warehouse | Waterside Economizer
Commercial | New | Assembly | Waterside Economizer
Commercial | New | College and University | Waterside Economizer
Commercial | New | Grocery | Waterside Economizer
Commercial | New | Healthcare | Waterside Economizer
Commercial | New | Hospitals | Waterside Economizer
Commercial | New | Institutional | Waterside Economizer
Commercial | New | Lodging/Hospitality | Waterside Economizer
Commercial | New | Miscellaneous | Waterside Economizer
Commercial | New | Offices | Waterside Economizer
Commercial | New | Restaurants | Waterside Economizer
Commercial | New | Retail | Waterside Economizer
Commercial | New | Schools K-12 | Waterside Economizer
Commercial | New | Warehouse | Waterside Economizer
Commercial | Existing | Assembly | Window Sun Protection
Commercial | Existing | College and University | Window Sun Protection
Commercial | Existing | Grocery | Window Sun Protection
Commercial | Existing | Healthcare | Window Sun Protection
Commercial | Existing | Hospitals | Window Sun Protection
Commercial | Existing | Institutional | Window Sun Protection
Commercial | Existing | Lodging/Hospitality | Window Sun Protection
Commercial | Existing | Miscellaneous | Window Sun Protection
Commercial | Existing | Offices | Window Sun Protection
Commercial | Existing | Restaurants | Window Sun Protection
Commercial | Existing | Retail | Window Sun Protection
Commercial | Existing | Schools K-12 | Window Sun Protection
Commercial | Existing | Warehouse | Window Sun Protection
Commercial | New | Assembly | Window Sun Protection
Commercial | New | College and University | Window Sun Protection
Commercial | New | Grocery | Window Sun Protection
Commercial | New | Healthcare | Window Sun Protection
Commercial | New | Hospitals | Window Sun Protection
Commercial | New | Institutional | Window Sun Protection
Commercial | New | Lodging/Hospitality | Window Sun Protection
Commercial | New | Miscellaneous | Window Sun Protection
Commercial | New | Offices | Window Sun Protection
Commercial | New | Restaurants | Window Sun Protection
Commercial | New | Retail | Window Sun Protection
Commercial | New | Schools K-12 | Window Sun Protection
Commercial | New | Warehouse | Window Sun Protection
Commercial | Existing | Assembly | Bi-Level Lighting Control (Interior)
Commercial | Existing | College and University | Bi-Level Lighting Control (Interior)
Commercial | Existing | Grocery | Bi-Level Lighting Control (Interior)
Commercial | Existing | Healthcare | Bi-Level Lighting Control (Interior)
Commercial | Existing | Hospitals | Bi-Level Lighting Control (Interior)
Commercial | Existing | Institutional | Bi-Level Lighting Control (Interior)
Commercial | Existing | Lodging/Hospitality | Bi-Level Lighting Control (Interior)
Commercial | Existing | Miscellaneous | Bi-Level Lighting Control (Interior)
Commercial | Existing | Offices | Bi-Level Lighting Control (Interior)
Commercial | Existing | Restaurants | Bi-Level Lighting Control (Interior)
Commercial | Existing | Retail | Bi-Level Lighting Control (Interior)
Commercial | Existing | Schools K-12 | Bi-Level Lighting Control (Interior)
Commercial | Existing | Warehouse | Bi-Level Lighting Control (Interior)
Commercial | New | Assembly | Bi-Level Lighting Control (Interior)
Commercial | New | College and University | Bi-Level Lighting Control (Interior)
Commercial | New | Grocery | Bi-Level Lighting Control (Interior)
Commercial | New | Healthcare | Bi-Level Lighting Control (Interior)
Commercial | New | Hospitals | Bi-Level Lighting Control (Interior)
Commercial | New | Institutional | Bi-Level Lighting Control (Interior)
Commercial | New | Lodging/Hospitality | Bi-Level Lighting Control (Interior)
Commercial | New | Miscellaneous | Bi-Level Lighting Control (Interior)
Commercial | New | Offices | Bi-Level Lighting Control (Interior)
Commercial | New | Restaurants | Bi-Level Lighting Control (Interior)
Commercial | New | Retail | Bi-Level Lighting Control (Interior)
Commercial | New | Schools K-12 | Bi-Level Lighting Control (Interior)
Commercial | New | Warehouse | Bi-Level Lighting Control (Interior)
Commercial | Existing | Assembly | Interior Lighting Controls
Commercial | Existing | College and University | Interior Lighting Controls
Commercial | Existing | Grocery | Interior Lighting Controls
Commercial | Existing | Healthcare | Interior Lighting Controls
Commercial | Existing | Hospitals | Interior Lighting Controls
Commercial | Existing | Institutional | Interior Lighting Controls
Commercial | Existing | Lodging/Hospitality | Interior Lighting Controls
Commercial | Existing | Miscellaneous | Interior Lighting Controls
Commercial | Existing | Offices | Interior Lighting Controls
Commercial | Existing | Restaurants | Interior Lighting Controls
Commercial | Existing | Retail | Interior Lighting Controls
Commercial | Existing | Schools K-12 | Interior Lighting Controls
Commercial | Existing | Warehouse | Interior Lighting Controls
Commercial | New | Assembly | Interior Lighting Controls
Commercial | New | College and University | Interior Lighting Controls
Commercial | New | Grocery | Interior Lighting Controls
Commercial | New | Healthcare | Interior Lighting Controls
Commercial | New | Hospitals | Interior Lighting Controls
Commercial | New | Institutional | Interior Lighting Controls
Commercial | New | Lodging/Hospitality | Interior Lighting Controls
Commercial | New | Miscellaneous | Interior Lighting Controls
Commercial | New | Offices | Interior Lighting Controls
Commercial | New | Restaurants | Interior Lighting Controls
Commercial | New | Retail | Interior Lighting Controls
Commercial | New | Schools K-12 | Interior Lighting Controls
Commercial | New | Warehouse | Interior Lighting Controls
Commercial | Existing | Assembly | Efficient Motor Belts
Commercial | Existing | College and University | Efficient Motor Belts
Commercial | Existing | Grocery | Efficient Motor Belts
Commercial | Existing | Healthcare | Efficient Motor Belts
Commercial | Existing | Hospitals | Efficient Motor Belts
Commercial | Existing | Institutional | Efficient Motor Belts
Commercial | Existing | Lodging/Hospitality | Efficient Motor Belts
Commercial | Existing | Miscellaneous | Efficient Motor Belts
Commercial | Existing | Offices | Efficient Motor Belts
Commercial | Existing | Restaurants | Efficient Motor Belts
Commercial | Existing | Retail | Efficient Motor Belts
Commercial | Existing | Schools K-12 | Efficient Motor Belts
Commercial | Existing | Warehouse | Efficient Motor Belts
Commercial | New | Assembly | Efficient Motor Belts
Commercial | New | College and University | Efficient Motor Belts
Commercial | New | Grocery | Efficient Motor Belts
Commercial | New | Healthcare | Efficient Motor Belts
Commercial | New | Hospitals | Efficient Motor Belts
Commercial | New | Institutional | Efficient Motor Belts
Commercial | New | Lodging/Hospitality | Efficient Motor Belts
Commercial | New | Miscellaneous | Efficient Motor Belts
Commercial | New | Offices | Efficient Motor Belts
Commercial | New | Restaurants | Efficient Motor Belts
Commercial | New | Retail | Efficient Motor Belts
Commercial | New | Schools K-12 | Efficient Motor Belts
Commercial | New | Warehouse | Efficient Motor Belts
Commercial | Existing | Assembly | Engine Block Timer
Commercial | Existing | College and University | Engine Block Timer
Commercial | Existing | Grocery | Engine Block Timer
Commercial | Existing | Healthcare | Engine Block Timer
Commercial | Existing | Hospitals | Engine Block Timer
Commercial | Existing | Institutional | Engine Block Timer
Commercial | Existing | Lodging/Hospitality | Engine Block Timer
Commercial | Existing | Miscellaneous | Engine Block Timer
Commercial | Existing | Offices | Engine Block Timer
Commercial | Existing | Restaurants | Engine Block Timer
Commercial | Existing | Retail | Engine Block Timer
Commercial | Existing | Schools K-12 | Engine Block Timer
Commercial | Existing | Warehouse | Engine Block Timer
Commercial | New | Assembly | Engine Block Timer
Commercial | New | College and University | Engine Block Timer
Commercial | New | Grocery | Engine Block Timer
Commercial | New | Healthcare | Engine Block Timer
Commercial | New | Hospitals | Engine Block Timer
Commercial | New | Institutional | Engine Block Timer
Commercial | New | Lodging/Hospitality | Engine Block Timer
Commercial | New | Miscellaneous | Engine Block Timer
Commercial | New | Offices | Engine Block Timer
Commercial | New | Restaurants | Engine Block Timer
Commercial | New | Retail | Engine Block Timer
Commercial | New | Schools K-12 | Engine Block Timer
Commercial | New | Warehouse | Engine Block Timer
Commercial | Existing | Assembly | Regenerative Drive Elevator Motor
Commercial | Existing | College and University | Regenerative Drive Elevator Motor
Commercial | Existing | Grocery | Regenerative Drive Elevator Motor
Commercial | Existing | Healthcare | Regenerative Drive Elevator Motor
Commercial | Existing | Hospitals | Regenerative Drive Elevator Motor
Commercial | Existing | Institutional | Regenerative Drive Elevator Motor
Commercial | Existing | Lodging/Hospitality | Regenerative Drive Elevator Motor
Commercial | Existing | Miscellaneous | Regenerative Drive Elevator Motor
Commercial | Existing | Offices | Regenerative Drive Elevator Motor
Commercial | Existing | Restaurants | Regenerative Drive Elevator Motor
Commercial | Existing | Retail | Regenerative Drive Elevator Motor
Commercial | Existing | Schools K-12 | Regenerative Drive Elevator Motor
Commercial | Existing | Warehouse | Regenerative Drive Elevator Motor
Commercial | New | Assembly | Regenerative Drive Elevator Motor
Commercial | New | College and University | Regenerative Drive Elevator Motor
Commercial | New | Grocery | Regenerative Drive Elevator Motor
Commercial | New | Healthcare | Regenerative Drive Elevator Motor
Commercial | New | Hospitals | Regenerative Drive Elevator Motor
Commercial | New | Institutional | Regenerative Drive Elevator Motor
Commercial | New | Lodging/Hospitality | Regenerative Drive Elevator Motor
Commercial | New | Miscellaneous | Regenerative Drive Elevator Motor
Commercial | New | Offices | Regenerative Drive Elevator Motor
Commercial | New | Restaurants | Regenerative Drive Elevator Motor
Commercial | New | Retail | Regenerative Drive Elevator Motor
Commercial | New | Schools K-12 | Regenerative Drive Elevator Motor
Commercial | New | Warehouse | Regenerative Drive Elevator Motor
Commercial | Existing | Assembly | VSD Controlled Compressor
Commercial | Existing | College and University | VSD Controlled Compressor
Commercial | Existing | Grocery | VSD Controlled Compressor
Commercial | Existing | Healthcare | VSD Controlled Compressor
Commercial | Existing | Hospitals | VSD Controlled Compressor
Commercial | Existing | Institutional | VSD Controlled Compressor
Commercial | Existing | Lodging/Hospitality | VSD Controlled Compressor
Commercial | Existing | Miscellaneous | VSD Controlled Compressor
Commercial | Existing | Offices | VSD Controlled Compressor
Commercial | Existing | Restaurants | VSD Controlled Compressor
Commercial | Existing | Retail | VSD Controlled Compressor
Commercial | Existing | Schools K-12 | VSD Controlled Compressor
Commercial | Existing | Warehouse | VSD Controlled Compressor
Commercial | New | Assembly | VSD Controlled Compressor
Commercial | New | College and University | VSD Controlled Compressor
Commercial | New | Grocery | VSD Controlled Compressor
Commercial | New | Healthcare | VSD Controlled Compressor
Commercial | New | Hospitals | VSD Controlled Compressor
Commercial | New | Institutional | VSD Controlled Compressor
Commercial | New | Lodging/Hospitality | VSD Controlled Compressor
Commercial | New | Miscellaneous | VSD Controlled Compressor
Commercial | New | Offices | VSD Controlled Compressor
Commercial | New | Restaurants | VSD Controlled Compressor
Commercial | New | Retail | VSD Controlled Compressor
Commercial | New | Schools K-12 | VSD Controlled Compressor
Commercial | New | Warehouse | VSD Controlled Compressor
Commercial | Existing | Assembly | Network PC Power Management
Commercial | Existing | College and University | Network PC Power Management
Commercial | Existing | Grocery | Network PC Power Management
Commercial | Existing | Healthcare | Network PC Power Management
Commercial | Existing | Hospitals | Network PC Power Management
Commercial | Existing | Institutional | Network PC Power Management
Commercial | Existing | Lodging/Hospitality | Network PC Power Management
Commercial | Existing | Miscellaneous | Network PC Power Management
Commercial | Existing | Offices | Network PC Power Management
Commercial | Existing | Restaurants | Network PC Power Management
Commercial | Existing | Retail | Network PC Power Management
Commercial | Existing | Schools K-12 | Network PC Power Management
Commercial | Existing | Warehouse | Network PC Power Management
Commercial | New | Assembly | Network PC Power Management
Commercial | New | College and University | Network PC Power Management
Commercial | New | Grocery | Network PC Power Management
Commercial | New | Healthcare | Network PC Power Management
Commercial | New | Hospitals | Network PC Power Management
Commercial | New | Institutional | Network PC Power Management
Commercial | New | Lodging/Hospitality | Network PC Power Management
Commercial | New | Miscellaneous | Network PC Power Management
Commercial | New | Offices | Network PC Power Management
Commercial | New | Restaurants | Network PC Power Management
Commercial | New | Retail | Network PC Power Management
Commercial | New | Schools K-12 | Network PC Power Management
Commercial | New | Warehouse | Network PC Power Management
Commercial | Existing | Assembly | Smart Strip Plug Outlet
Commercial | Existing | College and University | Smart Strip Plug Outlet
Commercial | Existing | Grocery | Smart Strip Plug Outlet
Commercial | Existing | Healthcare | Smart Strip Plug Outlet
Commercial | Existing | Hospitals | Smart Strip Plug Outlet
Commercial | Existing | Institutional | Smart Strip Plug Outlet
Commercial | Existing | Lodging/Hospitality | Smart Strip Plug Outlet
Commercial | Existing | Miscellaneous | Smart Strip Plug Outlet
Commercial | Existing | Offices | Smart Strip Plug Outlet
Commercial | Existing | Restaurants | Smart Strip Plug Outlet
Commercial | Existing | Retail | Smart Strip Plug Outlet
Commercial | Existing | Schools K-12 | Smart Strip Plug Outlet
Commercial | Existing | Warehouse | Smart Strip Plug Outlet
Commercial | New | Assembly | Smart Strip Plug Outlet
Commercial | New | College and University | Smart Strip Plug Outlet
Commercial | New | Grocery | Smart Strip Plug Outlet
Commercial | New | Healthcare | Smart Strip Plug Outlet
Commercial | New | Hospitals | Smart Strip Plug Outlet
Commercial | New | Institutional | Smart Strip Plug Outlet
Commercial | New | Lodging/Hospitality | Smart Strip Plug Outlet
Commercial | New | Miscellaneous | Smart Strip Plug Outlet
Commercial | New | Offices | Smart Strip Plug Outlet
Commercial | New | Restaurants | Smart Strip Plug Outlet
Commercial | New | Retail | Smart Strip Plug Outlet
Commercial | New | Schools K-12 | Smart Strip Plug Outlet
Commercial | New | Warehouse | Smart Strip Plug Outlet
Commercial | Existing | Assembly | Anti-Sweat Controls
Commercial | Existing | College and University | Anti-Sweat Controls
Commercial | Existing | Grocery | Anti-Sweat Controls
Commercial | Existing | Healthcare | Anti-Sweat Controls
Commercial | Existing | Hospitals | Anti-Sweat Controls
Commercial | Existing | Institutional | Anti-Sweat Controls
Commercial | Existing | Lodging/Hospitality | Anti-Sweat Controls
Commercial | Existing | Miscellaneous | Anti-Sweat Controls
Commercial | Existing | Offices | Anti-Sweat Controls
Commercial | Existing | Restaurants | Anti-Sweat Controls
Commercial | Existing | Retail | Anti-Sweat Controls
Commercial | Existing | Schools K-12 | Anti-Sweat Controls
Commercial | Existing | Warehouse | Anti-Sweat Controls
Commercial | New | Assembly | Anti-Sweat Controls
Commercial | New | College and University | Anti-Sweat Controls
Commercial | New | Grocery | Anti-Sweat Controls
Commercial | New | Healthcare | Anti-Sweat Controls
Commercial | New | Hospitals | Anti-Sweat Controls
Commercial | New | Institutional | Anti-Sweat Controls
Commercial | New | Lodging/Hospitality | Anti-Sweat Controls
Commercial | New | Miscellaneous | Anti-Sweat Controls
Commercial | New | Offices | Anti-Sweat Controls
Commercial | New | Restaurants | Anti-Sweat Controls
Commercial | New | Retail | Anti-Sweat Controls
Commercial | New | Schools K-12 | Anti-Sweat Controls
Commercial | New | Warehouse | Anti-Sweat Controls
Commercial | Existing | Assembly | Automatic Door Closer for Walk-in Coolers and Freezers
Commercial | Existing | College and University | Automatic Door Closer for Walk-in Coolers and Freezers
Commercial | Existing | Grocery | Automatic Door Closer for Walk-in Coolers and Freezers
Commercial | Existing | Healthcare | Automatic Door Closer for Walk-in Coolers and Freezers
Commercial | Existing | Hospitals | Automatic Door Closer for Walk-in Coolers and Freezers
Commercial | Existing | Institutional | Automatic Door Closer for Walk-in Coolers and Freezers
Commercial | Existing | Lodging/Hospitality | Automatic Door Closer for Walk-in Coolers and Freezers
Commercial | Existing | Miscellaneous | Automatic Door Closer for Walk-in Coolers and Freezers
Commercial | Existing | Offices | Automatic Door Closer for Walk-in Coolers and Freezers
Commercial | Existing | Restaurants | Automatic Door Closer for Walk-in Coolers and Freezers
Commercial | Existing | Retail | Automatic Door Closer for Walk-in Coolers and Freezers
Commercial | Existing | Schools K-12 | Automatic Door Closer for Walk-in Coolers and Freezers
Commercial | Existing | Warehouse | Automatic Door Closer for Walk-in Coolers and Freezers
Commercial | New | Assembly | Automatic Door Closer for Walk-in Coolers and Freezers
Commercial | New | College and University | Automatic Door Closer for Walk-in Coolers and Freezers
Commercial | New | Grocery | Automatic Door Closer for Walk-in Coolers and Freezers
Commercial | New | Healthcare | Automatic Door Closer for Walk-in Coolers and Freezers
Commercial | New | Hospitals | Automatic Door Closer for Walk-in Coolers and Freezers
Commercial | New | Institutional | Automatic Door Closer for Walk-in Coolers and Freezers
Commercial | New | Lodging/Hospitality | Automatic Door Closer for Walk-in Coolers and Freezers
Commercial | New | Miscellaneous | Automatic Door Closer for Walk-in Coolers and Freezers
Commercial | New | Offices | Automatic Door Closer for Walk-in Coolers and Freezers
Commercial | New | Restaurants | Automatic Door Closer for Walk-in Coolers and Freezers
Commercial | New | Retail | Automatic Door Closer for Walk-in Coolers and Freezers
Commercial | New | Schools K-12 | Automatic Door Closer for Walk-in Coolers and Freezers
Commercial | New | Warehouse | Automatic Door Closer for Walk-in Coolers and Freezers
Commercial | Existing | Assembly | Demand Defrost
Commercial | Existing | College and University | Demand Defrost
Commercial | Existing | Grocery | Demand Defrost
Commercial | Existing | Healthcare | Demand Defrost
Commercial | Existing | Hospitals | Demand Defrost
Commercial | Existing | Institutional | Demand Defrost
Commercial | Existing | Lodging/Hospitality | Demand Defrost
Commercial | Existing | Miscellaneous | Demand Defrost
Commercial | Existing | Offices | Demand Defrost
Commercial | Existing | Restaurants | Demand Defrost
Commercial | Existing | Retail | Demand Defrost
Commercial | Existing | Schools K-12 | Demand Defrost
Commercial | Existing | Warehouse | Demand Defrost
Commercial | New | Assembly | Demand Defrost
Commercial | New | College and University | Demand Defrost
Commercial | New | Grocery | Demand Defrost
Commercial | New | Healthcare | Demand Defrost
Commercial | New | Hospitals | Demand Defrost
Commercial | New | Institutional | Demand Defrost
Commercial | New | Lodging/Hospitality | Demand Defrost
Commercial | New | Miscellaneous | Demand Defrost
Commercial | New | Offices | Demand Defrost
Commercial | New | Restaurants | Demand Defrost
Commercial | New | Retail | Demand Defrost
Commercial | New | Schools K-12 | Demand Defrost
Commercial | New | Warehouse | Demand Defrost
Commercial | Existing | Assembly | Floating Head Pressure Controls
Commercial | Existing | College and University | Floating Head Pressure Controls
Commercial | Existing | Grocery | Floating Head Pressure Controls
Commercial | Existing | Healthcare | Floating Head Pressure Controls
Commercial | Existing | Hospitals | Floating Head Pressure Controls
Commercial | Existing | Institutional | Floating Head Pressure Controls
Commercial | Existing | Lodging/Hospitality | Floating Head Pressure Controls
Commercial | Existing | Miscellaneous | Floating Head Pressure Controls
Commercial | Existing | Offices | Floating Head Pressure Controls
Commercial | Existing | Restaurants | Floating Head Pressure Controls
Commercial | Existing | Retail | Floating Head Pressure Controls
Commercial | Existing | Schools K-12 | Floating Head Pressure Controls
Commercial | Existing | Warehouse | Floating Head Pressure Controls
Commercial | New | Assembly | Floating Head Pressure Controls
Commercial | New | College and University | Floating Head Pressure Controls
Commercial | New | Grocery | Floating Head Pressure Controls
Commercial | New | Healthcare | Floating Head Pressure Controls
Commercial | New | Hospitals | Floating Head Pressure Controls
Commercial | New | Institutional | Floating Head Pressure Controls
Commercial | New | Lodging/Hospitality | Floating Head Pressure Controls
Commercial | New | Miscellaneous | Floating Head Pressure Controls
Commercial | New | Offices | Floating Head Pressure Controls
Commercial | New | Restaurants | Floating Head Pressure Controls
Commercial | New | Retail | Floating Head Pressure Controls
Commercial | New | Schools K-12 | Floating Head Pressure Controls
Commercial | New | Warehouse | Floating Head Pressure Controls
Commercial | Existing | Assembly | Freezer-Cooler Replacement Gaskets
Commercial | Existing | College and University | Freezer-Cooler Replacement Gaskets
Commercial | Existing | Grocery | Freezer-Cooler Replacement Gaskets
Commercial | Existing | Healthcare | Freezer-Cooler Replacement Gaskets
Commercial | Existing | Hospitals | Freezer-Cooler Replacement Gaskets
Commercial | Existing | Institutional | Freezer-Cooler Replacement Gaskets
Commercial | Existing | Lodging/Hospitality | Freezer-Cooler Replacement Gaskets
Commercial | Existing | Miscellaneous | Freezer-Cooler Replacement Gaskets
Commercial | Existing | Offices | Freezer-Cooler Replacement Gaskets
Commercial | Existing | Restaurants | Freezer-Cooler Replacement Gaskets
Commercial | Existing | Retail | Freezer-Cooler Replacement Gaskets
Commercial | Existing | Schools K-12 | Freezer-Cooler Replacement Gaskets
Commercial | Existing | Warehouse | Freezer-Cooler Replacement Gaskets
Commercial | New | Assembly | Freezer-Cooler Replacement Gaskets
Commercial | New | College and University | Freezer-Cooler Replacement Gaskets
Commercial | New | Grocery | Freezer-Cooler Replacement Gaskets
Commercial | New | Healthcare | Freezer-Cooler Replacement Gaskets
Commercial | New | Hospitals | Freezer-Cooler Replacement Gaskets
Commercial | New | Institutional | Freezer-Cooler Replacement Gaskets
Commercial | New | Lodging/Hospitality | Freezer-Cooler Replacement Gaskets
Commercial | New | Miscellaneous | Freezer-Cooler Replacement Gaskets
Commercial | New | Offices | Freezer-Cooler Replacement Gaskets
Commercial | New | Restaurants | Freezer-Cooler Replacement Gaskets
Commercial | New | Retail | Freezer-Cooler Replacement Gaskets
Commercial | New | Schools K-12 | Freezer-Cooler Replacement Gaskets
Commercial | New | Warehouse | Freezer-Cooler Replacement Gaskets
Commercial | Existing | Assembly | High Efficiency Refrigeration Compressor
Commercial | Existing | College and University | High Efficiency Refrigeration Compressor
Commercial | Existing | Grocery | High Efficiency Refrigeration Compressor
Commercial | Existing | Healthcare | High Efficiency Refrigeration Compressor
Commercial | Existing | Hospitals | High Efficiency Refrigeration Compressor
Commercial | Existing | Institutional | High Efficiency Refrigeration Compressor
Commercial | Existing | Lodging/Hospitality | High Efficiency Refrigeration Compressor
Commercial | Existing | Miscellaneous | High Efficiency Refrigeration Compressor
Commercial | Existing | Offices | High Efficiency Refrigeration Compressor
Commercial | Existing | Restaurants | High Efficiency Refrigeration Compressor
Commercial | Existing | Retail | High Efficiency Refrigeration Compressor
Commercial | Existing | Schools K-12 | High Efficiency Refrigeration Compressor
Commercial | Existing | Warehouse | High Efficiency Refrigeration Compressor
Commercial | New | Assembly | High Efficiency Refrigeration Compressor
Commercial | New | College and University | High Efficiency Refrigeration Compressor
Commercial | New | Grocery | High Efficiency Refrigeration Compressor
Commercial | New | Healthcare | High Efficiency Refrigeration Compressor
Commercial | New | Hospitals | High Efficiency Refrigeration Compressor
Commercial | New | Institutional | High Efficiency Refrigeration Compressor
Commercial | New | Lodging/Hospitality | High Efficiency Refrigeration Compressor
Commercial | New | Miscellaneous | High Efficiency Refrigeration Compressor
Commercial | New | Offices | High Efficiency Refrigeration Compressor
Commercial | New | Restaurants | High Efficiency Refrigeration Compressor
Commercial | New | Retail | High Efficiency Refrigeration Compressor
Commercial | New | Schools K-12 | High Efficiency Refrigeration Compressor
Commercial | New | Warehouse | High Efficiency Refrigeration Compressor
Commercial | Existing | Assembly | High R-Value Glass Doors
Commercial | Existing | College and University | High R-Value Glass Doors
Commercial | Existing | Grocery | High R-Value Glass Doors
Commercial | Existing | Healthcare | High R-Value Glass Doors
Commercial | Existing | Hospitals | High R-Value Glass Doors
Commercial | Existing | Institutional | High R-Value Glass Doors
Commercial | Existing | Lodging/Hospitality | High R-Value Glass Doors
Commercial | Existing | Miscellaneous | High R-Value Glass Doors
Commercial | Existing | Offices | High R-Value Glass Doors
Commercial | Existing | Restaurants | High R-Value Glass Doors
Commercial | Existing | Retail | High R-Value Glass Doors
Commercial | Existing | Schools K-12 | High R-Value Glass Doors
Commercial | Existing | Warehouse | High R-Value Glass Doors
Commercial | New | Assembly | High R-Value Glass Doors
Commercial | New | College and University | High R-Value Glass Doors
Commercial | New | Grocery | High R-Value Glass Doors
Commercial | New | Healthcare | High R-Value Glass Doors
Commercial | New | Hospitals | High R-Value Glass Doors
Commercial | New | Institutional | High R-Value Glass Doors
Commercial | New | Lodging/Hospitality | High R-Value Glass Doors
Commercial | New | Miscellaneous | High R-Value Glass Doors
Commercial | New | Offices | High R-Value Glass Doors
Commercial | New | Restaurants | High R-Value Glass Doors
Commercial | New | Retail | High R-Value Glass Doors
Commercial | New | Schools K-12 | High R-Value Glass Doors
Commercial | New | Warehouse | High R-Value Glass Doors
Commercial | Existing | Assembly | Night Covers for Display Cases
Commercial | Existing | College and University | Night Covers for Display Cases
Commercial | Existing | Grocery | Night Covers for Display Cases
Commercial | Existing | Healthcare | Night Covers for Display Cases
Commercial | Existing | Hospitals | Night Covers for Display Cases
Commercial | Existing | Institutional | Night Covers for Display Cases
Commercial | Existing | Lodging/Hospitality | Night Covers for Display Cases
Commercial | Existing | Miscellaneous | Night Covers for Display Cases
Commercial | Existing | Offices | Night Covers for Display Cases
Commercial | Existing | Restaurants | Night Covers for Display Cases
Commercial | Existing | Retail | Night Covers for Display Cases
Commercial | Existing | Schools K-12 | Night Covers for Display Cases
Commercial | Existing | Warehouse | Night Covers for Display Cases
Commercial | New | Assembly | Night Covers for Display Cases
Commercial | New | College and University | Night Covers for Display Cases
Commercial | New | Grocery | Night Covers for Display Cases
Commercial | New | Healthcare | Night Covers for Display Cases
Commercial | New | Hospitals | Night Covers for Display Cases
Commercial | New | Institutional | Night Covers for Display Cases
Commercial | New | Lodging/Hospitality | Night Covers for Display Cases
Commercial | New | Miscellaneous | Night Covers for Display Cases
Commercial | New | Offices | Night Covers for Display Cases
Commercial | New | Restaurants | Night Covers for Display Cases
Commercial | New | Retail | Night Covers for Display Cases
Commercial | New | Schools K-12 | Night Covers for Display Cases
Commercial | New | Warehouse | Night Covers for Display Cases
Commercial | Existing | Assembly | PSC to ECM Evaporator Fan Motor (Reach-In)
Commercial | Existing | College and University | PSC to ECM Evaporator Fan Motor (Reach-In)
Commercial | Existing | Grocery | PSC to ECM Evaporator Fan Motor (Reach-In)
Commercial | Existing | Healthcare | PSC to ECM Evaporator Fan Motor (Reach-In)
Commercial | Existing | Hospitals | PSC to ECM Evaporator Fan Motor (Reach-In)
Commercial | Existing | Institutional | PSC to ECM Evaporator Fan Motor (Reach-In)
Commercial | Existing | Lodging/Hospitality | PSC to ECM Evaporator Fan Motor (Reach-In)
Commercial | Existing | Miscellaneous | PSC to ECM Evaporator Fan Motor (Reach-In)
Commercial | Existing | Offices | PSC to ECM Evaporator Fan Motor (Reach-In)
Commercial | Existing | Restaurants | PSC to ECM Evaporator Fan Motor (Reach-In)
Commercial | Existing | Retail | PSC to ECM Evaporator Fan Motor (Reach-In)
Commercial | Existing | Schools K-12 | PSC to ECM Evaporator Fan Motor (Reach-In)
Commercial | Existing | Warehouse | PSC to ECM Evaporator Fan Motor (Reach-In)
Commercial | New | Assembly | PSC to ECM Evaporator Fan Motor (Reach-In)
Commercial | New | College and University | PSC to ECM Evaporator Fan Motor (Reach-In)
Commercial | New | Grocery | PSC to ECM Evaporator Fan Motor (Reach-In)
Commercial | New | Healthcare | PSC to ECM Evaporator Fan Motor (Reach-In)
Commercial | New | Hospitals | PSC to ECM Evaporator Fan Motor (Reach-In)
Commercial | New | Institutional | PSC to ECM Evaporator Fan Motor (Reach-In)
Commercial | New | Lodging/Hospitality | PSC to ECM Evaporator Fan Motor (Reach-In)
Commercial | New | Miscellaneous | PSC to ECM Evaporator Fan Motor (Reach-In)
Commercial | New | Offices | PSC to ECM Evaporator Fan Motor (Reach-In)
Commercial | New | Restaurants | PSC to ECM Evaporator Fan Motor (Reach-In)
Commercial | New | Retail | PSC to ECM Evaporator Fan Motor (Reach-In)
Commercial | New | Schools K-12 | PSC to ECM Evaporator Fan Motor (Reach-In)
Commercial | New | Warehouse | PSC to ECM Evaporator Fan Motor (Reach-In)
Commercial | Existing | Assembly | PSC to ECM Evaporator Fan Motor (Walk-In, Refrigerator)
Commercial | Existing | College and University | PSC to ECM Evaporator Fan Motor (Walk-In, Refrigerator)
Commercial | Existing | Grocery | PSC to ECM Evaporator Fan Motor (Walk-In, Refrigerator)
Commercial | Existing | Healthcare | PSC to ECM Evaporator Fan Motor (Walk-In, Refrigerator)
Commercial | Existing | Hospitals | PSC to ECM Evaporator Fan Motor (Walk-In, Refrigerator)
Commercial | Existing | Institutional | PSC to ECM Evaporator Fan Motor (Walk-In, Refrigerator)
Commercial | Existing | Lodging/Hospitality | PSC to ECM Evaporator Fan Motor (Walk-In, Refrigerator)
Commercial | Existing | Miscellaneous | PSC to ECM Evaporator Fan Motor (Walk-In, Refrigerator)
Commercial | Existing | Offices | PSC to ECM Evaporator Fan Motor (Walk-In, Refrigerator)
Commercial | Existing | Restaurants | PSC to ECM Evaporator Fan Motor (Walk-In, Refrigerator)
Commercial | Existing | Retail | PSC to ECM Evaporator Fan Motor (Walk-In, Refrigerator)
Commercial | Existing | Schools K-12 | PSC to ECM Evaporator Fan Motor (Walk-In, Refrigerator)
Commercial | Existing | Warehouse | PSC to ECM Evaporator Fan Motor (Walk-In, Refrigerator)
Commercial | New | Assembly | PSC to ECM Evaporator Fan Motor (Walk-In, Refrigerator)
Commercial | New | College and University | PSC to ECM Evaporator Fan Motor (Walk-In, Refrigerator)
Commercial | New | Grocery | PSC to ECM Evaporator Fan Motor (Walk-In, Refrigerator)
Commercial | New | Healthcare | PSC to ECM Evaporator Fan Motor (Walk-In, Refrigerator)
Commercial | New | Hospitals | PSC to ECM Evaporator Fan Motor (Walk-In, Refrigerator)
Commercial | New | Institutional | PSC to ECM Evaporator Fan Motor (Walk-In, Refrigerator)
Commercial | New | Lodging/Hospitality | PSC to ECM Evaporator Fan Motor (Walk-In, Refrigerator)
Commercial | New | Miscellaneous | PSC to ECM Evaporator Fan Motor (Walk-In, Refrigerator)
Commercial | New | Offices | PSC to ECM Evaporator Fan Motor (Walk-In, Refrigerator)
Commercial | New | Restaurants | PSC to ECM Evaporator Fan Motor (Walk-In, Refrigerator)
Commercial | New | Retail | PSC to ECM Evaporator Fan Motor (Walk-In, Refrigerator)
Commercial | New | Schools K-12 | PSC to ECM Evaporator Fan Motor (Walk-In, Refrigerator)
Commercial | New | Warehouse | PSC to ECM Evaporator Fan Motor (Walk-In, Refrigerator)
Commercial | Existing | Assembly | Refrigerated Display Case Lighting Controls
Commercial | Existing | College and University | Refrigerated Display Case Lighting Controls
Commercial | Existing | Grocery | Refrigerated Display Case Lighting Controls
Commercial | Existing | Healthcare | Refrigerated Display Case Lighting Controls
Commercial | Existing | Hospitals | Refrigerated Display Case Lighting Controls
Commercial | Existing | Institutional | Refrigerated Display Case Lighting Controls
Commercial | Existing | Lodging/Hospitality | Refrigerated Display Case Lighting Controls
Commercial | Existing | Miscellaneous | Refrigerated Display Case Lighting Controls
Commercial | Existing | Offices | Refrigerated Display Case Lighting Controls
Commercial | Existing | Restaurants | Refrigerated Display Case Lighting Controls
Commercial | Existing | Retail | Refrigerated Display Case Lighting Controls
Commercial | Existing | Schools K-12 | Refrigerated Display Case Lighting Controls
Commercial | Existing | Warehouse | Refrigerated Display Case Lighting Controls
Commercial | New | Assembly | Refrigerated Display Case Lighting Controls
Commercial | New | College and University | Refrigerated Display Case Lighting Controls
Commercial | New | Grocery | Refrigerated Display Case Lighting Controls
Commercial | New | Healthcare | Refrigerated Display Case Lighting Controls
Commercial | New | Hospitals | Refrigerated Display Case Lighting Controls
Commercial | New | Institutional | Refrigerated Display Case Lighting Controls
Commercial | New | Lodging/Hospitality | Refrigerated Display Case Lighting Controls
Commercial | New | Miscellaneous | Refrigerated Display Case Lighting Controls
Commercial | New | Offices | Refrigerated Display Case Lighting Controls
Commercial | New | Restaurants | Refrigerated Display Case Lighting Controls
Commercial | New | Retail | Refrigerated Display Case Lighting Controls
Commercial | New | Schools K-12 | Refrigerated Display Case Lighting Controls
Commercial | New | Warehouse | Refrigerated Display Case Lighting Controls
Commercial | Existing | Assembly | Strip Curtains for Walk-ins
Commercial | Existing | College and University | Strip Curtains for Walk-ins
Commercial | Existing | Grocery | Strip Curtains for Walk-ins
Commercial | Existing | Healthcare | Strip Curtains for Walk-ins
Commercial | Existing | Hospitals | Strip Curtains for Walk-ins
Commercial | Existing | Institutional | Strip Curtains for Walk-ins
Commercial | Existing | Lodging/Hospitality | Strip Curtains for Walk-ins
Commercial | Existing | Miscellaneous | Strip Curtains for Walk-ins
Commercial | Existing | Offices | Strip Curtains for Walk-ins
Commercial | Existing | Restaurants | Strip Curtains for Walk-ins
Commercial | Existing | Retail | Strip Curtains for Walk-ins
Commercial | Existing | Schools K-12 | Strip Curtains for Walk-ins
Commercial | Existing | Warehouse | Strip Curtains for Walk-ins
Commercial | New | Assembly | Strip Curtains for Walk-ins
Commercial | New | College and University | Strip Curtains for Walk-ins
Commercial | New | Grocery | Strip Curtains for Walk-ins
Commercial | New | Healthcare | Strip Curtains for Walk-ins
Commercial | New | Hospitals | Strip Curtains for Walk-ins
Commercial | New | Institutional | Strip Curtains for Walk-ins
Commercial | New | Lodging/Hospitality | Strip Curtains for Walk-ins
Commercial | New | Miscellaneous | Strip Curtains for Walk-ins
Commercial | New | Offices | Strip Curtains for Walk-ins
Commercial | New | Restaurants | Strip Curtains for Walk-ins
Commercial | New | Retail | Strip Curtains for Walk-ins
Commercial | New | Schools K-12 | Strip Curtains for Walk-ins
Commercial | New | Warehouse | Strip Curtains for Walk-ins
Commercial | Existing | Assembly | CO Sensors for Parking Garage Exhaust
Commercial | Existing | College and University | CO Sensors for Parking Garage Exhaust
Commercial | Existing | Grocery | CO Sensors for Parking Garage Exhaust
Commercial | Existing | Healthcare | CO Sensors for Parking Garage Exhaust
Commercial | Existing | Hospitals | CO Sensors for Parking Garage Exhaust
Commercial | Existing | Institutional | CO Sensors for Parking Garage Exhaust
Commercial | Existing | Lodging/Hospitality | CO Sensors for Parking Garage Exhaust
Commercial | Existing | Miscellaneous | CO Sensors for Parking Garage Exhaust
Commercial | Existing | Offices | CO Sensors for Parking Garage Exhaust
Commercial | Existing | Restaurants | CO Sensors for Parking Garage Exhaust
Commercial | Existing | Retail | CO Sensors for Parking Garage Exhaust
Commercial | Existing | Schools K-12 | CO Sensors for Parking Garage Exhaust
Commercial | Existing | Warehouse | CO Sensors for Parking Garage Exhaust
Commercial | New | Assembly | CO Sensors for Parking Garage Exhaust
Commercial | New | College and University | CO Sensors for Parking Garage Exhaust
Commercial | New | Grocery | CO Sensors for Parking Garage Exhaust
Commercial | New | Healthcare | CO Sensors for Parking Garage Exhaust
Commercial | New | Hospitals | CO Sensors for Parking Garage Exhaust
Commercial | New | Institutional | CO Sensors for Parking Garage Exhaust
Commercial | New | Lodging/Hospitality | CO Sensors for Parking Garage Exhaust
Commercial | New | Miscellaneous | CO Sensors for Parking Garage Exhaust
Commercial | New | Offices | CO Sensors for Parking Garage Exhaust
Commercial | New | Restaurants | CO Sensors for Parking Garage Exhaust
Commercial | New | Retail | CO Sensors for Parking Garage Exhaust
Commercial | New | Schools K-12 | CO Sensors for Parking Garage Exhaust
Commercial | New | Warehouse | CO Sensors for Parking Garage Exhaust
Commercial | Existing | Assembly | Demand Controlled Ventilation
Commercial | Existing | College and University | Demand Controlled Ventilation
Commercial | Existing | Grocery | Demand Controlled Ventilation
Commercial | Existing | Healthcare | Demand Controlled Ventilation
Commercial | Existing | Hospitals | Demand Controlled Ventilation
Commercial | Existing | Institutional | Demand Controlled Ventilation
Commercial | Existing | Lodging/Hospitality | Demand Controlled Ventilation
Commercial | Existing | Miscellaneous | Demand Controlled Ventilation
Commercial | Existing | Offices | Demand Controlled Ventilation
Commercial | Existing | Restaurants | Demand Controlled Ventilation
Commercial | Existing | Retail | Demand Controlled Ventilation
Commercial | Existing | Schools K-12 | Demand Controlled Ventilation
Commercial | Existing | Warehouse | Demand Controlled Ventilation
Commercial | New | Assembly | Demand Controlled Ventilation
Commercial | New | College and University | Demand Controlled Ventilation
Commercial | New | Grocery | Demand Controlled Ventilation
Commercial | New | Healthcare | Demand Controlled Ventilation
Commercial | New | Hospitals | Demand Controlled Ventilation
Commercial | New | Institutional | Demand Controlled Ventilation
Commercial | New | Lodging/Hospitality | Demand Controlled Ventilation
Commercial | New | Miscellaneous | Demand Controlled Ventilation
Commercial | New | Offices | Demand Controlled Ventilation
Commercial | New | Restaurants | Demand Controlled Ventilation
Commercial | New | Retail | Demand Controlled Ventilation
Commercial | New | Schools K-12 | Demand Controlled Ventilation
Commercial | New | Warehouse | Demand Controlled Ventilation
Commercial | Existing | Assembly | VAV System
Commercial | Existing | College and University | VAV System
Commercial | Existing | Grocery | VAV System
Commercial | Existing | Healthcare | VAV System
Commercial | Existing | Hospitals | VAV System
Commercial | Existing | Institutional | VAV System
Commercial | Existing | Lodging/Hospitality | VAV System
Commercial | Existing | Miscellaneous | VAV System
Commercial | Existing | Offices | VAV System
Commercial | Existing | Restaurants | VAV System
Commercial | Existing | Retail | VAV System
Commercial | Existing | Schools K-12 | VAV System
Commercial | Existing | Warehouse | VAV System
Commercial | New | Assembly | VAV System
Commercial | New | College and University | VAV System
Commercial | New | Grocery | VAV System
Commercial | New | Healthcare | VAV System
Commercial | New | Hospitals | VAV System
Commercial | New | Institutional | VAV System
Commercial | New | Lodging/Hospitality | VAV System
Commercial | New | Miscellaneous | VAV System
Commercial | New | Offices | VAV System
Commercial | New | Restaurants | VAV System
Commercial | New | Retail | VAV System
Commercial | New | Schools K-12 | VAV System
Commercial | New | Warehouse | VAV System
Commercial | Existing | Assembly | Retro-Commissioning
Commercial | Existing | College and University | Retro-Commissioning
Commercial | Existing | Grocery | Retro-Commissioning
Commercial | Existing | Healthcare | Retro-Commissioning
Commercial | Existing | Hospitals | Retro-Commissioning
Commercial | Existing | Institutional | Retro-Commissioning
Commercial | Existing | Lodging/Hospitality | Retro-Commissioning
Commercial | Existing | Miscellaneous | Retro-Commissioning
Commercial | Existing | Offices | Retro-Commissioning
Commercial | Existing | Restaurants | Retro-Commissioning
Commercial | Existing | Retail | Retro-Commissioning
Commercial | Existing | Schools K-12 | Retro-Commissioning
Commercial | Existing | Warehouse | Retro-Commissioning
Commercial | New | Assembly | Retro-Commissioning
Commercial | New | College and University | Retro-Commissioning
Commercial | New | Grocery | Retro-Commissioning
Commercial | New | Healthcare | Retro-Commissioning
Commercial | New | Hospitals | Retro-Commissioning
Commercial | New | Institutional | Retro-Commissioning
Commercial | New | Lodging/Hospitality | Retro-Commissioning
Commercial | New | Miscellaneous | Retro-Commissioning
Commercial | New | Offices | Retro-Commissioning
Commercial | New | Restaurants | Retro-Commissioning
Commercial | New | Retail | Retro-Commissioning
Commercial | New | Schools K-12 | Retro-Commissioning
Commercial | New | Warehouse | Retro-Commissioning
Industrial | Existing | Agriculture and Assembly | Compressed Air Controls
Industrial | New | Agriculture and Assembly | Compressed Air Controls
Industrial | New | Agriculture and Assembly | Compressed Air Equipment
Industrial | Turnover | Agriculture and Assembly | Compressed Air Equipment
Industrial | Existing | Agriculture and Assembly | Compressed Air System Optimization
Industrial | New | Agriculture and Assembly | Compressed Air System Optimization
Industrial | Existing | Agriculture and Assembly | Plant Energy Management
Industrial | New | Agriculture and Assembly | Plant Energy Management
Industrial | Existing | Agriculture and Assembly | Building Envelope Improvements
Industrial | New | Agriculture and Assembly | Building Envelope Improvements
Industrial | New | Agriculture and Assembly | HVAC Equipment Upgrades
Industrial | Turnover | Agriculture and Assembly | HVAC Equipment Upgrades
Industrial | Existing | Agriculture and Assembly | HVAC Improved Controls
Industrial | New | Agriculture and Assembly | HVAC Improved Controls
Industrial | Existing | Agriculture and Assembly | HVAC Recommissioning
Industrial | New | Agriculture and Assembly | HVAC Recommissioning
Industrial | New | Agriculture and Assembly | Efficient Lighting - High Bay
Industrial | Turnover | Agriculture and Assembly | Efficient Lighting - High Bay
Industrial | New | Agriculture and Assembly | Efficient Lighting - Other Interior Lighting
Industrial | Turnover | Agriculture and Assembly | Efficient Lighting - Other Interior Lighting
Industrial | Existing | Agriculture and Assembly | Lighting Controls
Industrial | New | Agriculture and Assembly | Lighting Controls
Industrial | New | Agriculture and Assembly | Fan Equipment Upgrades
Industrial | Turnover | Agriculture and Assembly | Fan Equipment Upgrades
Industrial | Existing | Agriculture and Assembly | Fan Improved Controls
Industrial | New | Agriculture and Assembly | Fan Improved Controls
Industrial | New | Agriculture and Assembly | Motor Equipment Upgrades
Industrial | Turnover | Agriculture and Assembly | Motor Equipment Upgrades
Industrial | Existing | Agriculture and Assembly | Motor Improved Controls
Industrial | New | Agriculture and Assembly | Motor Improved Controls
Industrial | Existing | Agriculture and Assembly | Motor Optimization
Industrial | New | Agriculture and Assembly | Motor Optimization
Industrial | New | Agriculture and Assembly | Pump Equipment Upgrade
Industrial | Turnover | Agriculture and Assembly | Pump Equipment Upgrade
Industrial | Existing | Agriculture and Assembly | Pump Improved Controls
Industrial | New | Agriculture and Assembly | Pump Improved Controls
Industrial | Existing | Agriculture and Assembly | Pump System Optimization
Industrial | New | Agriculture and Assembly | Pump System Optimization
Industrial | Existing | Agriculture and Assembly | Process Refrig Controls
Industrial | New | Agriculture and Assembly | Process Refrig Controls
Industrial | New | Agriculture and Assembly | Process Refrig Equipment Upgrade
Industrial | Turnover | Agriculture and Assembly | Process Refrig Equipment Upgrade
Industrial | Existing | Agriculture and Assembly | Process Refrig System Optimization
Industrial | New | Agriculture and Assembly | Process Refrig System Optimization
Industrial | Existing | Agriculture and Assembly | Process Heat Improved Controls
Industrial | New | Agriculture and Assembly | Process Heat Improved Controls
Industrial | Existing | Agriculture and Assembly | Process Heat System Optimization
Industrial | New | Agriculture and Assembly | Process Heat System Optimization
Industrial | Existing | Agriculture and Assembly | Process Other Systems Optimization
Industrial | New | Agriculture and Assembly | Process Other Systems Optimization
Industrial | Existing | Chemicals and Plastics | Compressed Air Controls
Industrial | New | Chemicals and Plastics | Compressed Air Controls
Industrial | New | Chemicals and Plastics | Compressed Air Equipment
Industrial | Turnover | Chemicals and Plastics | Compressed Air Equipment
Industrial | Existing | Chemicals and Plastics | Compressed Air System Optimization
Industrial | New | Chemicals and Plastics | Compressed Air System Optimization
Industrial | Existing | Chemicals and Plastics | Plant Energy Management
Industrial | New | Chemicals and Plastics | Plant Energy Management
Industrial | Existing | Chemicals and Plastics | Building Envelope Improvements
Industrial | New | Chemicals and Plastics | Building Envelope Improvements
Industrial | New | Chemicals and Plastics | HVAC Equipment Upgrades
Industrial | Turnover | Chemicals and Plastics | HVAC Equipment Upgrades
Industrial | Existing | Chemicals and Plastics | HVAC Improved Controls
Industrial | New | Chemicals and Plastics | HVAC Improved Controls
Industrial | New | Chemicals and Plastics | Efficient Lighting - High Bay
Industrial | Turnover | Chemicals and Plastics | Efficient Lighting - High Bay
Industrial | New | Chemicals and Plastics | Efficient Lighting - Other Interior Lighting
Industrial | Turnover | Chemicals and Plastics | Efficient Lighting - Other Interior Lighting
Industrial | Existing | Chemicals and Plastics | Lighting Controls
Industrial | New | Chemicals and Plastics | Lighting Controls
Industrial | New | Chemicals and Plastics | Fan Equipment Upgrades
Industrial | Turnover | Chemicals and Plastics | Fan Equipment Upgrades
Industrial | Existing | Chemicals and Plastics | Fan Improved Controls
Industrial | New | Chemicals and Plastics | Fan Improved Controls
Industrial | Existing | Chemicals and Plastics | Fan System Optimization
Industrial | New | Chemicals and Plastics | Fan System Optimization
Industrial | New | Chemicals and Plastics | Motor Equipment Upgrades
Industrial | Turnover | Chemicals and Plastics | Motor Equipment Upgrades
Industrial | Existing | Chemicals and Plastics | Motor Improved Controls
Industrial | New | Chemicals and Plastics | Motor Improved Controls
Industrial | Existing | Chemicals and Plastics | Motor Optimization
Industrial | New | Chemicals and Plastics | Motor Optimization
Industrial | New | Chemicals and Plastics | Pump Equipment Upgrade
Industrial | Turnover | Chemicals and Plastics | Pump Equipment Upgrade
Industrial | Existing | Chemicals and Plastics | Pump Improved Controls
Industrial | New | Chemicals and Plastics | Pump Improved Controls
Industrial | Existing | Chemicals and Plastics | Pump System Optimization
Industrial | New | Chemicals and Plastics | Pump System Optimization
Industrial | Existing | Chemicals and Plastics | Process Refrig Controls
Industrial | New | Chemicals and Plastics | Process Refrig Controls
Industrial | New | Chemicals and Plastics | Process Refrig Equipment Upgrade
Industrial | Turnover | Chemicals and Plastics | Process Refrig Equipment Upgrade
Industrial | Existing | Chemicals and Plastics | Process Refrig System Optimization
Industrial | New | Chemicals and Plastics | Process Refrig System Optimization
Industrial | New | Chemicals and Plastics | Process Heat Equipment Upgrade
Industrial | Turnover | Chemicals and Plastics | Process Heat Equipment Upgrade
Industrial | Existing | Chemicals and Plastics | Process Heat Improved Controls
Industrial | New | Chemicals and Plastics | Process Heat Improved Controls
Industrial | Existing | Chemicals and Plastics | Process Heat System Optimization
Industrial | New | Chemicals and Plastics | Process Heat System Optimization
Industrial | Existing | Chemicals and Plastics | Process Other Systems Optimization
Industrial | New | Chemicals and Plastics | Process Other Systems Optimization
Industrial | Existing | Construction | Compressed Air Controls
Industrial | New | Construction | Compressed Air Controls
Industrial | New | Construction | Compressed Air Equipment
Industrial | Turnover | Construction | Compressed Air Equipment
Industrial | Existing | Construction | Compressed Air System Optimization
Industrial | New | Construction | Compressed Air System Optimization
Industrial | Existing | Construction | Plant Energy Management
Industrial | New | Construction | Plant Energy Management
Industrial | Existing | Construction | Building Envelope Improvements
Industrial | New | Construction | Building Envelope Improvements
Industrial | New | Construction | HVAC Equipment Upgrades
Industrial | Turnover | Construction | HVAC Equipment Upgrades
Industrial | Existing | Construction | HVAC Improved Controls
Industrial | New | Construction | HVAC Improved Controls
Industrial | Existing | Construction | HVAC Recommissioning
Industrial | New | Construction | HVAC Recommissioning
Industrial | New | Construction | Efficient Lighting - High Bay
Industrial | Turnover | Construction | Efficient Lighting - High Bay
Industrial | New | Construction | Efficient Lighting - Other Interior Lighting
Industrial | Turnover | Construction | Efficient Lighting - Other Interior Lighting
Industrial | Existing | Construction | Lighting Controls
Industrial | New | Construction | Lighting Controls
Industrial | New | Construction | Fan Equipment Upgrades
Industrial | Turnover | Construction | Fan Equipment Upgrades
Industrial | Existing | Construction | Fan Improved Controls
Industrial | New | Construction | Fan Improved Controls
Industrial | Existing | Construction | Fan System Optimization
Industrial | New | Construction | Fan System Optimization
Industrial | New | Construction | Motor Equipment Upgrades
Industrial | Turnover | Construction | Motor Equipment Upgrades
Industrial | Existing | Construction | Motor Improved Controls
Industrial | New | Construction | Motor Improved Controls
Industrial | Existing | Construction | Motor Optimization
Industrial | New | Construction | Motor Optimization
Industrial | New | Construction | Pump Equipment Upgrade
Industrial | Turnover | Construction | Pump Equipment Upgrade
Industrial | Existing | Construction | Pump Improved Controls
Industrial | New | Construction | Pump Improved Controls
Industrial | Existing | Construction | Pump System Optimization
Industrial | New | Construction | Pump System Optimization
Industrial | Existing | Construction | Process Refrig Controls
Industrial | New | Construction | Process Refrig Controls
Industrial | New | Construction | Process Refrig Equipment Upgrade
Industrial | Turnover | Construction | Process Refrig Equipment Upgrade
Industrial | Existing | Construction | Process Refrig System Optimization
Industrial | New | Construction | Process Refrig System Optimization
Industrial | Existing | Construction | Process Heat Improved Controls
Industrial | New | Construction | Process Heat Improved Controls
Industrial | Existing | Construction | Process Heat System Optimization
Industrial | New | Construction | Process Heat System Optimization
Industrial | Existing | Construction | Process Other Systems Optimization
Industrial | New | Construction | Process Other Systems Optimization
Industrial | Existing | Electrical and Electronic Equip. | Compressed Air Controls
Industrial | New | Electrical and Electronic Equip. | Compressed Air Controls
Industrial | New | Electrical and Electronic Equip. | Compressed Air Equipment
Industrial | Turnover | Electrical and Electronic Equip. | Compressed Air Equipment
Industrial | Existing | Electrical and Electronic Equip. | Compressed Air System Optimization
Industrial | New | Electrical and Electronic Equip. | Compressed Air System Optimization
Industrial | Existing | Electrical and Electronic Equip. | Plant Energy Management
Industrial | New | Electrical and Electronic Equip. | Plant Energy Management
Industrial | Existing | Electrical and Electronic Equip. | Building Envelope Improvements
Industrial | New | Electrical and Electronic Equip. | Building Envelope Improvements
Industrial | New | Electrical and Electronic Equip. | HVAC Equipment Upgrades
Industrial | Turnover | Electrical and Electronic Equip. | HVAC Equipment Upgrades
Industrial | Existing | Electrical and Electronic Equip. | HVAC Improved Controls
Industrial | New | Electrical and Electronic Equip. | HVAC Improved Controls
Industrial | Existing | Electrical and Electronic Equip. | HVAC Recommissioning
Industrial | New | Electrical and Electronic Equip. | HVAC Recommissioning
Industrial | New | Electrical and Electronic Equip. | Efficient Lighting - High Bay
Industrial | Turnover | Electrical and Electronic Equip. | Efficient Lighting - High Bay
Industrial | New | Electrical and Electronic Equip. | Efficient Lighting - Other Interior Lighting
Industrial | Turnover | Electrical and Electronic Equip. | Efficient Lighting - Other Interior Lighting
Industrial | Existing | Electrical and Electronic Equip. | Lighting Controls
Industrial | New | Electrical and Electronic Equip. | Lighting Controls
Industrial | Existing | Electrical and Electronic Equip. | Fan Improved Controls
Industrial | New | Electrical and Electronic Equip. | Fan Improved Controls
Industrial | New | Electrical and Electronic Equip. | Motor Equipment Upgrades
Industrial | Turnover | Electrical and Electronic Equip. | Motor Equipment Upgrades
Industrial | Existing | Electrical and Electronic Equip. | Motor Improved Controls
Industrial | New | Electrical and Electronic Equip. | Motor Improved Controls
Industrial | Existing | Electrical and Electronic Equip. | Motor Optimization
Industrial | New | Electrical and Electronic Equip. | Motor Optimization
Industrial | Existing | Electrical and Electronic Equip. | Pump Improved Controls
Industrial | New | Electrical and Electronic Equip. | Pump Improved Controls
Industrial | Existing | Electrical and Electronic Equip. | Process Refrig Controls
Industrial | New | Electrical and Electronic Equip. | Process Refrig Controls
Industrial | New | Electrical and Electronic Equip. | Process Refrig Equipment Upgrade
Industrial | Turnover | Electrical and Electronic Equip. | Process Refrig Equipment Upgrade
Industrial | Existing | Electrical and Electronic Equip. | Process Refrig System Optimization
Industrial | New | Electrical and Electronic Equip. | Process Refrig System Optimization
Industrial | Existing | Electrical and Electronic Equip. | Process Heat Improved Controls
Industrial | New | Electrical and Electronic Equip. | Process Heat Improved Controls
Industrial | Existing | Electrical and Electronic Equip. | Process Heat System Optimization
Industrial | New | Electrical and Electronic Equip. | Process Heat System Optimization
Industrial | Existing | Electrical and Electronic Equip. | Process Other Systems Optimization
Industrial | New | Electrical and Electronic Equip. | Process Other Systems Optimization
Industrial | Existing | Lumber/Furniture/Pulp/Paper | Compressed Air Controls
Industrial | New | Lumber/Furniture/Pulp/Paper | Compressed Air Controls
Industrial | New | Lumber/Furniture/Pulp/Paper | Compressed Air Equipment
Industrial | Turnover | Lumber/Furniture/Pulp/Paper | Compressed Air Equipment
Industrial | Existing | Lumber/Furniture/Pulp/Paper | Compressed Air System Optimization
Industrial | New | Lumber/Furniture/Pulp/Paper | Compressed Air System Optimization
Industrial | Existing | Lumber/Furniture/Pulp/Paper | Plant Energy Management
Industrial | New | Lumber/Furniture/Pulp/Paper | Plant Energy Management
Industrial | New | Lumber/Furniture/Pulp/Paper | HVAC Equipment Upgrades
Industrial | Turnover | Lumber/Furniture/Pulp/Paper | HVAC Equipment Upgrades
Industrial | Existing | Lumber/Furniture/Pulp/Paper | HVAC Improved Controls
Industrial | New | Lumber/Furniture/Pulp/Paper | HVAC Improved Controls
Industrial | New | Lumber/Furniture/Pulp/Paper | Efficient Lighting - High Bay
Industrial | Turnover | Lumber/Furniture/Pulp/Paper | Efficient Lighting - High Bay
Industrial | New | Lumber/Furniture/Pulp/Paper | Efficient Lighting - Other Interior Lighting
Industrial | Turnover | Lumber/Furniture/Pulp/Paper | Efficient Lighting - Other Interior Lighting
Industrial | Existing | Lumber/Furniture/Pulp/Paper | Lighting Controls
Industrial | New | Lumber/Furniture/Pulp/Paper | Lighting Controls
Industrial | New | Lumber/Furniture/Pulp/Paper | Fan Equipment Upgrades
Industrial | Turnover | Lumber/Furniture/Pulp/Paper | Fan Equipment Upgrades
Industrial | Existing | Lumber/Furniture/Pulp/Paper | Fan Improved Controls
Industrial | New | Lumber/Furniture/Pulp/Paper | Fan Improved Controls
Industrial | Existing | Lumber/Furniture/Pulp/Paper | Fan System Optimization
Industrial | New | Lumber/Furniture/Pulp/Paper | Fan System Optimization
Industrial | New | Lumber/Furniture/Pulp/Paper | Motor Equipment Upgrades
Industrial | Turnover | Lumber/Furniture/Pulp/Paper | Motor Equipment Upgrades
Industrial | Existing | Lumber/Furniture/Pulp/Paper | Motor Improved Controls
Industrial | New | Lumber/Furniture/Pulp/Paper | Motor Improved Controls
Industrial | Existing | Lumber/Furniture/Pulp/Paper | Motor Optimization
Industrial | New | Lumber/Furniture/Pulp/Paper | Motor Optimization
Industrial | New | Lumber/Furniture/Pulp/Paper | Pump Equipment Upgrade
Industrial | Turnover | Lumber/Furniture/Pulp/Paper | Pump Equipment Upgrade
Industrial | Existing | Lumber/Furniture/Pulp/Paper | Pump Improved Controls
Industrial | New | Lumber/Furniture/Pulp/Paper | Pump Improved Controls
Industrial | Existing | Lumber/Furniture/Pulp/Paper | Pump System Optimization
Industrial | New | Lumber/Furniture/Pulp/Paper | Pump System Optimization
Industrial | Existing | Lumber/Furniture/Pulp/Paper | Process Refrig Controls
Industrial | New | Lumber/Furniture/Pulp/Paper | Process Refrig Controls
Industrial | New | Lumber/Furniture/Pulp/Paper | Process Refrig Equipment Upgrade
Industrial | Turnover | Lumber/Furniture/Pulp/Paper | Process Refrig Equipment Upgrade
Industrial | Existing | Lumber/Furniture/Pulp/Paper | Process Heat Improved Controls
Industrial | New | Lumber/Furniture/Pulp/Paper | Process Heat Improved Controls
Industrial | Existing | Lumber/Furniture/Pulp/Paper | Process Heat System Optimization
Industrial | New | Lumber/Furniture/Pulp/Paper | Process Heat System Optimization
Industrial | New | Lumber/Furniture/Pulp/Paper | Process Other Equipment Upgrades
Industrial | Turnover | Lumber/Furniture/Pulp/Paper | Process Other Equipment Upgrades
Industrial | Existing | Lumber/Furniture/Pulp/Paper | Process Other Systems Optimization
Industrial | New | Lumber/Furniture/Pulp/Paper | Process Other Systems Optimization
Industrial | Existing | Metal Products and Machinery | Compressed Air Controls
Industrial | New | Metal Products and Machinery | Compressed Air Controls
Industrial | New | Metal Products and Machinery | Compressed Air Equipment
Industrial | Turnover | Metal Products and Machinery | Compressed Air Equipment
Industrial | Existing | Metal Products and Machinery | Compressed Air System Optimization
Industrial | New | Metal Products and Machinery | Compressed Air System Optimization
Industrial | Existing | Metal Products and Machinery | Plant Energy Management
Industrial | New | Metal Products and Machinery | Plant Energy Management
Industrial | Existing | Metal Products and Machinery | Building Envelope Improvements
Industrial | New | Metal Products and Machinery | Building Envelope Improvements
Industrial | New | Metal Products and Machinery | HVAC Equipment Upgrades
Industrial | Turnover | Metal Products and Machinery | HVAC Equipment Upgrades
Industrial | Existing | Metal Products and Machinery | HVAC Improved Controls
Industrial | New | Metal Products and Machinery | HVAC Improved Controls
Industrial | Existing | Metal Products and Machinery | HVAC Recommissioning
Industrial | New | Metal Products and Machinery | HVAC Recommissioning
Industrial | New | Metal Products and Machinery | Efficient Lighting - High Bay
Industrial | Turnover | Metal Products and Machinery | Efficient Lighting - High Bay
Industrial | New | Metal Products and Machinery | Efficient Lighting - Other Interior Lighting
Industrial | Turnover | Metal Products and Machinery | Efficient Lighting - Other Interior Lighting
Industrial | Existing | Metal Products and Machinery | Lighting Controls
Industrial | New | Metal Products and Machinery | Lighting Controls
Industrial | New | Metal Products and Machinery | Fan Equipment Upgrades
Industrial | Turnover | Metal Products and Machinery | Fan Equipment Upgrades
Industrial | Existing | Metal Products and Machinery | Fan Improved Controls
Industrial | New | Metal Products and Machinery | Fan Improved Controls
Industrial | Existing | Metal Products and Machinery | Fan System Optimization
Industrial | New | Metal Products and Machinery | Fan System Optimization
Industrial | New | Metal Products and Machinery | Motor Equipment Upgrades
Industrial | Turnover | Metal Products and Machinery | Motor Equipment Upgrades
Industrial | Existing | Metal Products and Machinery | Motor Improved Controls
Industrial | New | Metal Products and Machinery | Motor Improved Controls
Industrial | Existing | Metal Products and Machinery | Motor Optimization
Industrial | New | Metal Products and Machinery | Motor Optimization
Industrial | New | Metal Products and Machinery | Pump Equipment Upgrade
Industrial | Turnover | Metal Products and Machinery | Pump Equipment Upgrade
Industrial | Existing | Metal Products and Machinery | Pump Improved Controls
Industrial | New | Metal Products and Machinery | Pump Improved Controls
Industrial | Existing | Metal Products and Machinery | Pump System Optimization
Industrial | New | Metal Products and Machinery | Pump System Optimization
Industrial | Existing | Metal Products and Machinery | Process Refrig Controls
Industrial | New | Metal Products and Machinery | Process Refrig Controls
Industrial | New | Metal Products and Machinery | Process Refrig Equipment Upgrade
Industrial | Turnover | Metal Products and Machinery | Process Refrig Equipment Upgrade
Industrial | Existing | Metal Products and Machinery | Process Refrig System Optimization
Industrial | New | Metal Products and Machinery | Process Refrig System Optimization
Industrial | New | Metal Products and Machinery | Process Heat Equipment Upgrade
Industrial | Turnover | Metal Products and Machinery | Process Heat Equipment Upgrade
Industrial | Existing | Metal Products and Machinery | Process Heat Improved Controls
Industrial | New | Metal Products and Machinery | Process Heat Improved Controls
Industrial | Existing | Metal Products and Machinery | Process Heat System Optimization
Industrial | New | Metal Products and Machinery | Process Heat System Optimization
Industrial | Existing | Metal Products and Machinery | Process Other Systems Optimization
Industrial | New | Metal Products and Machinery | Process Other Systems Optimization
Industrial | Existing | Miscellaneous Manufacturing | Compressed Air Controls
Industrial | New | Miscellaneous Manufacturing | Compressed Air Controls
Industrial | New | Miscellaneous Manufacturing | Compressed Air Equipment
Industrial | Turnover | Miscellaneous Manufacturing | Compressed Air Equipment
Industrial | Existing | Miscellaneous Manufacturing | Compressed Air System Optimization
Industrial | New | Miscellaneous Manufacturing | Compressed Air System Optimization
Industrial | Existing | Miscellaneous Manufacturing | Plant Energy Management
Industrial | New | Miscellaneous Manufacturing | Plant Energy Management
Industrial | Existing | Miscellaneous Manufacturing | Building Envelope Improvements
Industrial | New | Miscellaneous Manufacturing | Building Envelope Improvements
Industrial | New | Miscellaneous Manufacturing | HVAC Equipment Upgrades
Industrial | Turnover | Miscellaneous Manufacturing | HVAC Equipment Upgrades
Industrial | Existing | Miscellaneous Manufacturing | HVAC Improved Controls
Industrial | New | Miscellaneous Manufacturing | HVAC Improved Controls
Industrial | New | Miscellaneous Manufacturing | Efficient Lighting - High Bay
Industrial | Turnover | Miscellaneous Manufacturing | Efficient Lighting - High Bay
Industrial | New | Miscellaneous Manufacturing | Efficient Lighting - Other Interior Lighting
Industrial | Turnover | Miscellaneous Manufacturing | Efficient Lighting - Other Interior Lighting
Industrial | Existing | Miscellaneous Manufacturing | Lighting Controls
Industrial | New | Miscellaneous Manufacturing | Lighting Controls
Industrial | New | Miscellaneous Manufacturing | Fan Equipment Upgrades
Industrial | Turnover | Miscellaneous Manufacturing | Fan Equipment Upgrades
Industrial | Existing | Miscellaneous Manufacturing | Fan Improved Controls
Industrial | New | Miscellaneous Manufacturing | Fan Improved Controls
Industrial | New | Miscellaneous Manufacturing | Motor Equipment Upgrades
Industrial | Turnover | Miscellaneous Manufacturing | Motor Equipment Upgrades
Industrial | Existing | Miscellaneous Manufacturing | Motor Improved Controls
Industrial | New | Miscellaneous Manufacturing | Motor Improved Controls
Industrial | Existing | Miscellaneous Manufacturing | Motor Optimization
Industrial | New | Miscellaneous Manufacturing | Motor Optimization
Industrial | New | Miscellaneous Manufacturing | Pump Equipment Upgrade
Industrial | Turnover | Miscellaneous Manufacturing | Pump Equipment Upgrade
Industrial | Existing | Miscellaneous Manufacturing | Pump Improved Controls
Industrial | New | Miscellaneous Manufacturing | Pump Improved Controls
Industrial | Existing | Miscellaneous Manufacturing | Pump System Optimization
Industrial | New | Miscellaneous Manufacturing | Pump System Optimization
Industrial | Existing | Miscellaneous Manufacturing | Process Refrig Controls
Industrial | New | Miscellaneous Manufacturing | Process Refrig Controls
Industrial | New | Miscellaneous Manufacturing | Process Refrig Equipment Upgrade
Industrial | Turnover | Miscellaneous Manufacturing | Process Refrig Equipment Upgrade
Industrial | Existing | Miscellaneous Manufacturing | Process Refrig System Optimization
Industrial | New | Miscellaneous Manufacturing | Process Refrig System Optimization
Industrial | Existing | Miscellaneous Manufacturing | Process Heat Improved Controls
Industrial | New | Miscellaneous Manufacturing | Process Heat Improved Controls
Industrial | Existing | Miscellaneous Manufacturing | Process Heat System Optimization
Industrial | New | Miscellaneous Manufacturing | Process Heat System Optimization
Industrial | Existing | Miscellaneous Manufacturing | Process Other Systems Optimization
Industrial | New | Miscellaneous Manufacturing | Process Other Systems Optimization
Industrial | Existing | Primary Resources Industries | Compressed Air Controls
Industrial | New | Primary Resources Industries | Compressed Air Controls
Industrial | New | Primary Resources Industries | Compressed Air Equipment
Industrial | Turnover | Primary Resources Industries | Compressed Air Equipment
Industrial | Existing | Primary Resources Industries | Compressed Air System Optimization
Industrial | New | Primary Resources Industries | Compressed Air System Optimization
Industrial | Existing | Primary Resources Industries | Plant Energy Management
Industrial | New | Primary Resources Industries | Plant Energy Management
Industrial | Existing | Primary Resources Industries | Building Envelope Improvements
Industrial | New | Primary Resources Industries | Building Envelope Improvements
Industrial | New | Primary Resources Industries | HVAC Equipment Upgrades
Industrial | Turnover | Primary Resources Industries | HVAC Equipment Upgrades
Industrial | Existing | Primary Resources Industries | HVAC Improved Controls
Industrial | New | Primary Resources Industries | HVAC Improved Controls
Industrial | New | Primary Resources Industries | Efficient Lighting - High Bay
Industrial | Turnover | Primary Resources Industries | Efficient Lighting - High Bay
Industrial | New | Primary Resources Industries | Efficient Lighting - Other Interior Lighting
Industrial | Turnover | Primary Resources Industries | Efficient Lighting - Other Interior Lighting
Industrial | Existing | Primary Resources Industries | Lighting Controls
Industrial | New | Primary Resources Industries | Lighting Controls
Industrial | New | Primary Resources Industries | Fan Equipment Upgrades
Industrial | Turnover | Primary Resources Industries | Fan Equipment Upgrades
Industrial | Existing | Primary Resources Industries | Fan Improved Controls
Industrial | New | Primary Resources Industries | Fan Improved Controls
Industrial | Existing | Primary Resources Industries | Fan System Optimization
Industrial | New | Primary Resources Industries | Fan System Optimization
Industrial | New | Primary Resources Industries | Motor Equipment Upgrades
Industrial | Turnover | Primary Resources Industries | Motor Equipment Upgrades
Industrial | Existing | Primary Resources Industries | Motor Improved Controls
Industrial | New | Primary Resources Industries | Motor Improved Controls
Industrial | Existing | Primary Resources Industries | Motor Optimization
Industrial | New | Primary Resources Industries | Motor Optimization
Industrial | New | Primary Resources Industries | Pump Equipment Upgrade
Industrial | Turnover | Primary Resources Industries | Pump Equipment Upgrade
Industrial | Existing | Primary Resources Industries | Pump Improved Controls
Industrial | New | Primary Resources Industries | Pump Improved Controls
Industrial | Existing | Primary Resources Industries | Pump System Optimization
Industrial | New | Primary Resources Industries | Pump System Optimization
Industrial | Existing | Primary Resources Industries | Process Refrig Controls
Industrial | New | Primary Resources Industries | Process Refrig Controls
Industrial | New | Primary Resources Industries | Process Refrig Equipment Upgrade
Industrial | Turnover | Primary Resources Industries | Process Refrig Equipment Upgrade
Industrial | Existing | Primary Resources Industries | Process Refrig System Optimization
Industrial | New | Primary Resources Industries | Process Refrig System Optimization
Industrial | Existing | Primary Resources Industries | Process Heat Improved Controls
Industrial | New | Primary Resources Industries | Process Heat Improved Controls
Industrial | Existing | Primary Resources Industries | Process Heat System Optimization
Industrial | New | Primary Resources Industries | Process Heat System Optimization
Industrial | Existing | Primary Resources Industries | Process Other Systems Optimization
Industrial | New | Primary Resources Industries | Process Other Systems Optimization
Industrial | Existing | Stone/Clay/Glass/Concrete | Compressed Air Controls
Industrial | New | Stone/Clay/Glass/Concrete | Compressed Air Controls
Industrial | New | Stone/Clay/Glass/Concrete | Compressed Air Equipment
Industrial | Turnover | Stone/Clay/Glass/Concrete | Compressed Air Equipment
Industrial | Existing | Stone/Clay/Glass/Concrete | Compressed Air System Optimization
Industrial | New | Stone/Clay/Glass/Concrete | Compressed Air System Optimization
Industrial | Existing | Stone/Clay/Glass/Concrete | Plant Energy Management
Industrial | New | Stone/Clay/Glass/Concrete | Plant Energy Management
Industrial | Existing | Stone/Clay/Glass/Concrete | Building Envelope Improvements
Industrial | New | Stone/Clay/Glass/Concrete | Building Envelope Improvements
Industrial | New | Stone/Clay/Glass/Concrete | HVAC Equipment Upgrades
Industrial | Turnover | Stone/Clay/Glass/Concrete | HVAC Equipment Upgrades
Industrial | Existing | Stone/Clay/Glass/Concrete | HVAC Improved Controls
Industrial | New | Stone/Clay/Glass/Concrete | HVAC Improved Controls
Industrial | New | Stone/Clay/Glass/Concrete | Efficient Lighting - High Bay
Industrial | Turnover | Stone/Clay/Glass/Concrete | Efficient Lighting - High Bay
Industrial | New | Stone/Clay/Glass/Concrete | Efficient Lighting - Other Interior Lighting
Industrial | Turnover | Stone/Clay/Glass/Concrete | Efficient Lighting - Other Interior Lighting
Industrial | Existing | Stone/Clay/Glass/Concrete | Lighting Controls
Industrial | New | Stone/Clay/Glass/Concrete | Lighting Controls
Industrial | New | Stone/Clay/Glass/Concrete | Fan Equipment Upgrades
Industrial | Turnover | Stone/Clay/Glass/Concrete | Fan Equipment Upgrades
Industrial | Existing | Stone/Clay/Glass/Concrete | Fan Improved Controls
Industrial | New | Stone/Clay/Glass/Concrete | Fan Improved Controls
Industrial | New | Stone/Clay/Glass/Concrete | Motor Equipment Upgrades
Industrial | Turnover | Stone/Clay/Glass/Concrete | Motor Equipment Upgrades
Industrial | Existing | Stone/Clay/Glass/Concrete | Motor Improved Controls
Industrial | New | Stone/Clay/Glass/Concrete | Motor Improved Controls
Industrial | Existing | Stone/Clay/Glass/Concrete | Motor Optimization
Industrial | New | Stone/Clay/Glass/Concrete | Motor Optimization
Industrial | New | Stone/Clay/Glass/Concrete | Pump Equipment Upgrade
Industrial | Turnover | Stone/Clay/Glass/Concrete | Pump Equipment Upgrade
Industrial | Existing | Stone/Clay/Glass/Concrete | Pump Improved Controls
Industrial | New | Stone/Clay/Glass/Concrete | Pump Improved Controls
Industrial | Existing | Stone/Clay/Glass/Concrete | Pump System Optimization
Industrial | New | Stone/Clay/Glass/Concrete | Pump System Optimization
Industrial | Existing | Stone/Clay/Glass/Concrete | Process Refrig Controls
Industrial | New | Stone/Clay/Glass/Concrete | Process Refrig Controls
Industrial | New | Stone/Clay/Glass/Concrete | Process Refrig Equipment Upgrade
Industrial | Turnover | Stone/Clay/Glass/Concrete | Process Refrig Equipment Upgrade
Industrial | New | Stone/Clay/Glass/Concrete | Process Heat Equipment Upgrade
Industrial | Turnover | Stone/Clay/Glass/Concrete | Process Heat Equipment Upgrade
Industrial | Existing | Stone/Clay/Glass/Concrete | Process Heat Improved Controls
Industrial | New | Stone/Clay/Glass/Concrete | Process Heat Improved Controls
Industrial | Existing | Stone/Clay/Glass/Concrete | Process Heat System Optimization
Industrial | New | Stone/Clay/Glass/Concrete | Process Heat System Optimization
Industrial | Existing | Stone/Clay/Glass/Concrete | Process Other Systems Optimization
Industrial | New | Stone/Clay/Glass/Concrete | Process Other Systems Optimization
Industrial | Existing | Textiles and Leather | Compressed Air Controls
Industrial | New | Textiles and Leather | Compressed Air Controls
Industrial | New | Textiles and Leather | Compressed Air Equipment
Industrial | Turnover | Textiles and Leather | Compressed Air Equipment
Industrial | Existing | Textiles and Leather | Compressed Air System Optimization
Industrial | New | Textiles and Leather | Compressed Air System Optimization
Industrial | Existing | Textiles and Leather | Building Envelope Improvements
Industrial | New | Textiles and Leather | Building Envelope Improvements
Industrial | New | Textiles and Leather | HVAC Equipment Upgrades
Industrial | Turnover | Textiles and Leather | HVAC Equipment Upgrades
Industrial | Existing | Textiles and Leather | HVAC Improved Controls
Industrial | New | Textiles and Leather | HVAC Improved Controls
Industrial | Existing | Textiles and Leather | HVAC Recommissioning
Industrial | New | Textiles and Leather | HVAC Recommissioning
Industrial | New | Textiles and Leather | Efficient Lighting - High Bay
Industrial | Turnover | Textiles and Leather | Efficient Lighting - High Bay
Industrial | New | Textiles and Leather | Efficient Lighting - Other Interior Lighting
Industrial | Turnover | Textiles and Leather | Efficient Lighting - Other Interior Lighting
Industrial | Existing | Textiles and Leather | Lighting Controls
Industrial | New | Textiles and Leather | Lighting Controls
Industrial | New | Textiles and Leather | Fan Equipment Upgrades
Industrial | Turnover | Textiles and Leather | Fan Equipment Upgrades
Industrial | Existing | Textiles and Leather | Fan Improved Controls
Industrial | New | Textiles and Leather | Fan Improved Controls
Industrial | New | Textiles and Leather | Motor Equipment Upgrades
Industrial | Turnover | Textiles and Leather | Motor Equipment Upgrades
Industrial | Existing | Textiles and Leather | Motor Improved Controls
Industrial | New | Textiles and Leather | Motor Improved Controls
Industrial | Existing | Textiles and Leather | Motor Optimization
Industrial | New | Textiles and Leather | Motor Optimization
Industrial | New | Textiles and Leather | Pump Equipment Upgrade
Industrial | Turnover | Textiles and Leather | Pump Equipment Upgrade
Industrial | Existing | Textiles and Leather | Pump Improved Controls
Industrial | New | Textiles and Leather | Pump Improved Controls
Industrial | Existing | Textiles and Leather | Process Refrig Controls
Industrial | New | Textiles and Leather | Process Refrig Controls
Industrial | New | Textiles and Leather | Process Refrig Equipment Upgrade
Industrial | Turnover | Textiles and Leather | Process Refrig Equipment Upgrade
Industrial | New | Textiles and Leather | Process Heat Equipment Upgrade
Industrial | Turnover | Textiles and Leather | Process Heat Equipment Upgrade
Industrial | Existing | Textiles and Leather | Process Heat System Optimization
Industrial | New | Textiles and Leather | Process Heat System Optimization
Industrial | Existing | Textiles and Leather | Process Other Systems Optimization
Industrial | New | Textiles and Leather | Process Other Systems Optimization
Industrial | Existing | Transportation Equipment | Compressed Air Controls
Industrial | New | Transportation Equipment | Compressed Air Controls
Industrial | New | Transportation Equipment | Compressed Air Equipment
Industrial | Turnover | Transportation Equipment | Compressed Air Equipment
Industrial | Existing | Transportation Equipment | Compressed Air System Optimization
Industrial | New | Transportation Equipment | Compressed Air System Optimization
Industrial | Existing | Transportation Equipment | Plant Energy Management
Industrial | New | Transportation Equipment | Plant Energy Management
Industrial | Existing | Transportation Equipment | Building Envelope Improvements
Industrial | New | Transportation Equipment | Building Envelope Improvements
Industrial | New | Transportation Equipment | HVAC Equipment Upgrades
Industrial | Turnover | Transportation Equipment | HVAC Equipment Upgrades
Industrial | Existing | Transportation Equipment | HVAC Improved Controls
Industrial | New | Transportation Equipment | HVAC Improved Controls
Industrial | Existing | Transportation Equipment | HVAC Recommissioning
Industrial | New | Transportation Equipment | HVAC Recommissioning
Industrial | New | Transportation Equipment | Efficient Lighting - High Bay
Industrial | Turnover | Transportation Equipment | Efficient Lighting - High Bay
Industrial | New | Transportation Equipment | Efficient Lighting - Other Interior Lighting
Industrial | Turnover | Transportation Equipment | Efficient Lighting - Other Interior Lighting
Industrial | Existing | Transportation Equipment | Lighting Controls
Industrial | New | Transportation Equipment | Lighting Controls
Industrial | New | Transportation Equipment | Fan Equipment Upgrades
Industrial | Turnover | Transportation Equipment | Fan Equipment Upgrades
Industrial | Existing | Transportation Equipment | Fan Improved Controls
Industrial | New | Transportation Equipment | Fan Improved Controls
Industrial | Existing | Transportation Equipment | Fan System Optimization
Industrial | New | Transportation Equipment | Fan System Optimization
Industrial | New | Transportation Equipment | Motor Equipment Upgrades
Industrial | Turnover | Transportation Equipment | Motor Equipment Upgrades
Industrial | Existing | Transportation Equipment | Motor Improved Controls
Industrial | New | Transportation Equipment | Motor Improved Controls
Industrial | Existing | Transportation Equipment | Motor Optimization
Industrial | New | Transportation Equipment | Motor Optimization
Industrial | New | Transportation Equipment | Pump Equipment Upgrade
Industrial | Turnover | Transportation Equipment | Pump Equipment Upgrade
Industrial | Existing | Transportation Equipment | Pump Improved Controls
Industrial | New | Transportation Equipment | Pump Improved Controls
Industrial | Existing | Transportation Equipment | Pump System Optimization
Industrial | New | Transportation Equipment | Pump System Optimization
Industrial | Existing | Transportation Equipment | Process Refrig Controls
Industrial | New | Transportation Equipment | Process Refrig Controls
Industrial | New | Transportation Equipment | Process Refrig Equipment Upgrade
Industrial | Turnover | Transportation Equipment | Process Refrig Equipment Upgrade
Industrial | Existing | Transportation Equipment | Process Heat Improved Controls
Industrial | New | Transportation Equipment | Process Heat Improved Controls
Industrial | Existing | Transportation Equipment | Process Heat System Optimization
Industrial | New | Transportation Equipment | Process Heat System Optimization
Industrial | Existing | Transportation Equipment | Process Other Systems Optimization
Industrial | New | Transportation Equipment | Process Other Systems Optimization
Industrial | Existing | Water and Wastewater | Compressed Air Controls
Industrial | New | Water and Wastewater | Compressed Air Controls
Industrial | New | Water and Wastewater | Compressed Air Equipment
Industrial | Turnover | Water and Wastewater | Compressed Air Equipment
Industrial | Existing | Water and Wastewater | Compressed Air System Optimization
Industrial | New | Water and Wastewater | Compressed Air System Optimization
Industrial | Existing | Water and Wastewater | Plant Energy Management
Industrial | New | Water and Wastewater | Plant Energy Management
Industrial | Existing | Water and Wastewater | Building Envelope Improvements
Industrial | New | Water and Wastewater | Building Envelope Improvements
Industrial | New | Water and Wastewater | HVAC Equipment Upgrades
Industrial | Turnover | Water and Wastewater | HVAC Equipment Upgrades
Industrial | Existing | Water and Wastewater | HVAC Improved Controls
Industrial | New | Water and Wastewater | HVAC Improved Controls
Industrial | Existing | Water and Wastewater | HVAC Recommissioning
Industrial | New | Water and Wastewater | HVAC Recommissioning
Industrial | New | Water and Wastewater | Efficient Lighting - High Bay
Industrial | Turnover | Water and Wastewater | Efficient Lighting - High Bay
Industrial | New | Water and Wastewater | Efficient Lighting - Other Interior Lighting
Industrial | Turnover | Water and Wastewater | Efficient Lighting - Other Interior Lighting
Industrial | Existing | Water and Wastewater | Lighting Controls
Industrial | New | Water and Wastewater | Lighting Controls
Industrial | New | Water and Wastewater | Fan Equipment Upgrades
Industrial | Turnover | Water and Wastewater | Fan Equipment Upgrades
Industrial | Existing | Water and Wastewater | Fan Improved Controls
Industrial | New | Water and Wastewater | Fan Improved Controls
Industrial | Existing | Water and Wastewater | Fan System Optimization
Industrial | New | Water and Wastewater | Fan System Optimization
Industrial | New | Water and Wastewater | Motor Equipment Upgrades
Industrial | Turnover | Water and Wastewater | Motor Equipment Upgrades
Industrial | Existing | Water and Wastewater | Motor Improved Controls
Industrial | New | Water and Wastewater | Motor Improved Controls
Industrial | Existing | Water and Wastewater | Motor Optimization
Industrial | New | Water and Wastewater | Motor Optimization
Industrial | New | Water and Wastewater | Pump Equipment Upgrade
Industrial | Turnover | Water and Wastewater | Pump Equipment Upgrade
Industrial | Existing | Water and Wastewater | Pump Improved Controls
Industrial | New | Water and Wastewater | Pump Improved Controls
Industrial | Existing | Water and Wastewater | Pump System Optimization
Industrial | New | Water and Wastewater | Pump System Optimization
Industrial | Existing | Water and Wastewater | Process Refrig Controls
Industrial | New | Water and Wastewater | Process Refrig Controls
Industrial | New | Water and Wastewater | Process Refrig Equipment Upgrade
Industrial | Turnover | Water and Wastewater | Process Refrig Equipment Upgrade
Industrial | Existing | Water and Wastewater | Process Refrig System Optimization
Industrial | New | Water and Wastewater | Process Refrig System Optimization
Industrial | Existing | Water and Wastewater | Process Heat Improved Controls
Industrial | New | Water and Wastewater | Process Heat Improved Controls
Industrial | Existing | Water and Wastewater | Process Heat System Optimization
Industrial | New | Water and Wastewater | Process Heat System Optimization
Industrial | Existing | Water and Wastewater | Process Other Systems Optimization
Industrial | New | Water and Wastewater | Process Other Systems Optimization
Residential | New | Single Family | Single Family Storage
Residential | New | Multi-Family | Multifamily Storage
Residential | New | Single Family | Single Family Storage with EE
Residential | New | Multi-Family | Multifamily Storage with EE
Residential | New | Single Family | Single Family Solar
Residential | New | Multi-Family | Multi-Family Solar
Residential | New | Single Family | Single Family Solar with EE
Residential | New | Multi-Family | Multi-Family Solar with EE
Commercial | New | All | Solar
Commercial | New | All | Solar with EE
Commercial | New | All | Storage Segment 15
Commercial | New | All | Storage Segment 25
Commercial | New | All | Storage Segment 50
Commercial | New | All | Storage Segment 51+
Commercial | New | All | Storage Segment 15 with EE
Commercial | New | All | Storage Segment 25 with EE
Commercial | New | All | Storage Segment 50 with EE
Commercial | New | All | Storage Segment 51+ with EE
Commercial | New | All | 3500 kW Gas Turbine
Commercial | New | All | 3000 kW Gas Turbine
Commercial | New | All | 2500 kW Gas Turbine
Commercial | New | All | 4500 kW Reciprocating Engine
Commercial | New | All | 3000 kW Reciprocating Engine
Commercial | New | All | 1125 kW Fuel Cell
Commercial | New | All | 1250 kW Reciprocating Engine
Commercial | New | All | 500 kW Fuel Cell
Commercial | New | All | 350 kW Reciprocating Engine
Commercial | New | All | 175 kW Fuel Cell
Commercial | New | All | 200 kW Micro Turbine
Commercial | New | All | 150 kW Reciprocating Engine
Commercial | New | All | 100 kW Micro Turbine
Commercial | New | All | 50 kW Micro Turbine
Commercial | New | All | 3500 kW Gas Turbine with EE
Commercial | New | All | 3000 kW Gas Turbine with EE
Commercial | New | All | 2500 kW Gas Turbine with EE
Commercial | New | All | 4500 kW Reciprocating Engine with EE
Commercial | New | All | 3000 kW Reciprocating Engine with EE
Commercial | New | All | 1125 kW Fuel Cell with EE
Commercial | New | All | 1250 kW Reciprocating Engine with EE
Commercial | New | All | 500 kW Fuel Cell with EE
Commercial | New | All | 350 kW Reciprocating Engine with EE
Commercial | New | All | 175 kW Fuel Cell with EE
Commercial | New | All | 200 kW Micro Turbine with EE
Commercial | New | All | 150 kW Reciprocating Engine with EE
Commercial | New | All | 100 kW Micro Turbine with EE
Commercial | New | All | 50 kW Micro Turbine with EE
Industrial | New | All | 5500 kW Steam Turbine-Biomass
Industrial | New | All | 3500 kW Steam Turbine-Biomass
Industrial | New | All | 3500 kW Gas Turbine
Industrial | New | All | 3000 kW Gas Turbine
Industrial | New | All | 2500 kW Gas Turbine
Industrial | New | All | 4500 kW Reciprocating Engine
Industrial | New | All | 1500 kW Steam Turbine-Biomass
Industrial | New | All | 3000 kW Reciprocating Engine
Industrial | New | All | 1125 kW Fuel Cell
Industrial | New | All | 800 kW Fuel Cell-Biogas
Industrial | New | All | 1250 kW Reciprocating Engine
Industrial | New | All | 1250 kW Reciprocating Engine-Biogas
Industrial | New | All | 500 kW Fuel Cell
Industrial | New | All | 350 kW Reciprocating Engine
Industrial | New | All | 175 kW Fuel Cell
Industrial | New | All | 200 kW Micro Turbine
Industrial | New | All | 150 kW Reciprocating Engine
Industrial | New | All | 100 kW Micro Turbine
Industrial | New | All | 100 kW Micro Turbine- Biogas
Industrial | New | All | 50 kW Micro Turbine
Industrial | New | All | 5500 kW Steam Turbine-Biomass with EE
Industrial | New | All | 3500 kW Steam Turbine-Biomass with EE
Industrial | New | All | 3500 kW Gas Turbine with EE
Industrial | New | All | 3000 kW Gas Turbine with EE
Industrial | New | All | 2500 kW Gas Turbine with EE
Industrial | New | All | 4500 kW Reciprocating Engine with EE
Industrial | New | All | 1500 kW Steam Turbine-Biomass with EE
Industrial | New | All | 3000 kW Reciprocating Engine with EE
Industrial | New | All | 1125 kW Fuel Cell with EE
Industrial | New | All | 800 kW Fuel Cell-Biogas with EE
Industrial | New | All | 1250 kW Reciprocating Engine with EE
Industrial | New | All | 1250 kW Reciprocating Engine-Biogas with EE
Industrial | New | All | 500 kW Fuel Cell with EE
Industrial | New | All | 350 kW Reciprocating Engine with EE
Industrial | New | All | 175 kW Fuel Cell with EE
Industrial | New | All | 200 kW Micro Turbine with EE
Industrial | New | All | 150 kW Reciprocating Engine with EE
Industrial | New | All | 100 kW Micro Turbine with EE
Industrial | New | All | 100 kW Micro Turbine- Biogas with EE
Industrial | New | All | 50 kW Micro Turbine with EE

## Staff ROG 22a-TRC
TRC Scenario:
EP Step 1 - TRC perspective |  |  |  | EP Step 2 - PCT perspective |  |  |  | EP Step 3 - Simple Payback |  |  |  | AP Step 1 - TRC perspective |  |  |  | AP Step 2 - PCT perspective |  |  |  | AP Step 3 - Simple Payback
Measure Permutations eliminated |  |  |  | Measure Permutations eliminated |  |  |  | Measure Permutations eliminated |  |  |  | Measure Permutations eliminated |  |  |  | Measure Permutations eliminated |  |  |  | Measure Permutations eliminated
Sector | Vintage | Segment | Name | Sector | Vintage | Segment | Name | Sector | Vintage | Segment | Name | Sector | Vintage | Segment | Name | Sector | Vintage | Segment | Name | Sector | Vintage | Segment | Name
Residential | Turnover | Single Family | Energy Star Clothes Dryer | Residential | Existing | Single Family | Water Heater Timeclock | Residential | Turnover | Single Family | Energy Star Clothes Washer | Residential | Existing | Multi-Family | Thermostatic Shower Restriction Valve | NONE |  |  |  | NONE
Residential | Turnover | Multi-Family | Energy Star Clothes Dryer | Residential | Existing | Multi-Family | Water Heater Timeclock | Residential | Turnover | Multi-Family | Energy Star Clothes Washer | Residential | Existing | Manufactured Home | Thermostatic Shower Restriction Valve
Residential | Turnover | Manufactured Home | Energy Star Clothes Dryer | Residential | Existing | Manufactured Home | Water Heater Timeclock | Residential | Turnover | Manufactured Home | Energy Star Clothes Washer | Residential | New | Multi-Family | Thermostatic Shower Restriction Valve
Residential | New | Single Family | Energy Star Clothes Dryer | Residential | New | Single Family | Water Heater Timeclock | Residential | New | Single Family | Energy Star Clothes Washer | Residential | New | Manufactured Home | Thermostatic Shower Restriction Valve
Residential | New | Multi-Family | Energy Star Clothes Dryer | Residential | New | Multi-Family | Water Heater Timeclock | Residential | New | Multi-Family | Energy Star Clothes Washer | Residential | Existing | Multi-Family | Duct Repair
Residential | New | Manufactured Home | Energy Star Clothes Dryer | Residential | New | Manufactured Home | Water Heater Timeclock | Residential | New | Manufactured Home | Energy Star Clothes Washer | Residential | New | Single Family | Smart Thermostat
Residential | Turnover | Single Family | Energy Star Freezer |  |  |  |  | Residential | Turnover | Single Family | Energy Star Dishwasher | Residential | New | Manufactured Home | Smart Thermostat
Residential | Turnover | Multi-Family | Energy Star Freezer |  |  |  |  | Residential | Turnover | Multi-Family | Energy Star Dishwasher | Commercial | Turnover | Schools K-12 | Heat Pump Water Heater
Residential | Turnover | Manufactured Home | Energy Star Freezer |  |  |  |  | Residential | Turnover | Manufactured Home | Energy Star Dishwasher | Commercial | New | Schools K-12 | Heat Pump Water Heater
Residential | New | Single Family | Energy Star Freezer |  |  |  |  | Residential | New | Single Family | Energy Star Dishwasher | Commercial | Turnover | College and University | High Efficiency Chiller (Water cooled-positive displacement, 100 tons)
Residential | New | Multi-Family | Energy Star Freezer |  |  |  |  | Residential | New | Multi-Family | Energy Star Dishwasher | Commercial | Turnover | Offices | High Efficiency Chiller (Water cooled-positive displacement, 100 tons)
Residential | New | Manufactured Home | Energy Star Freezer |  |  |  |  | Residential | New | Manufactured Home | Energy Star Dishwasher | Commercial | Turnover | Schools K-12 | High Efficiency Chiller (Water cooled-positive displacement, 100 tons)
Residential | Turnover | Single Family | Energy Star Refrigerator |  |  |  |  | Residential | Turnover | Single Family | Energy Star Air Purifier | Commercial | New | College and University | High Efficiency Chiller (Water cooled-positive displacement, 100 tons)
Residential | Turnover | Multi-Family | Energy Star Refrigerator |  |  |  |  | Residential | Turnover | Multi-Family | Energy Star Air Purifier | Commercial | New | Offices | High Efficiency Chiller (Water cooled-positive displacement, 100 tons)
Residential | Turnover | Manufactured Home | Energy Star Refrigerator |  |  |  |  | Residential | Turnover | Manufactured Home | Energy Star Air Purifier | Commercial | New | Schools K-12 | High Efficiency Chiller (Water cooled-positive displacement, 100 tons)
Residential | New | Single Family | Energy Star Refrigerator |  |  |  |  | Residential | New | Single Family | Energy Star Air Purifier | Commercial | Turnover | Lodging/Hospitality | Variable Refrigerant Flow (VRF) HVAC Systems
Residential | New | Multi-Family | Energy Star Refrigerator |  |  |  |  | Residential | New | Multi-Family | Energy Star Air Purifier | Commercial | Turnover | Restaurants | Variable Refrigerant Flow (VRF) HVAC Systems
Residential | New | Manufactured Home | Energy Star Refrigerator |  |  |  |  | Residential | New | Manufactured Home | Energy Star Air Purifier | Commercial | New | Lodging/Hospitality | Variable Refrigerant Flow (VRF) HVAC Systems
Residential | Turnover | Single Family | Heat Pump Clothes Dryer |  |  |  |  | Residential | Turnover | Single Family | Energy Star Imaging Equipment | Commercial | New | Restaurants | Variable Refrigerant Flow (VRF) HVAC Systems
Residential | Turnover | Multi-Family | Heat Pump Clothes Dryer |  |  |  |  | Residential | Turnover | Multi-Family | Energy Star Imaging Equipment | Commercial | Turnover | Lodging/Hospitality | Premium T8 - Fixture Replacement
Residential | Turnover | Manufactured Home | Heat Pump Clothes Dryer |  |  |  |  | Residential | Turnover | Manufactured Home | Energy Star Imaging Equipment | Commercial | New | Lodging/Hospitality | Premium T8 - Fixture Replacement
Residential | New | Single Family | Heat Pump Clothes Dryer |  |  |  |  | Residential | New | Single Family | Energy Star Imaging Equipment | Commercial | Existing | Assembly | Hot Water Circulation Pump Control
Residential | New | Multi-Family | Heat Pump Clothes Dryer |  |  |  |  | Residential | New | Multi-Family | Energy Star Imaging Equipment | Commercial | Existing | Healthcare | Hot Water Circulation Pump Control
Residential | New | Manufactured Home | Heat Pump Clothes Dryer |  |  |  |  | Residential | New | Manufactured Home | Energy Star Imaging Equipment | Commercial | Existing | Institutional | Hot Water Circulation Pump Control
Residential | Turnover | Single Family | High Efficiency Convection Oven |  |  |  |  | Residential | Turnover | Single Family | 14 SEER ASHP from base electric resistance heating | Commercial | Existing | Miscellaneous | Hot Water Circulation Pump Control
Residential | Turnover | Multi-Family | High Efficiency Convection Oven |  |  |  |  | Residential | Turnover | Multi-Family | 14 SEER ASHP from base electric resistance heating | Commercial | Existing | Offices | Hot Water Circulation Pump Control
Residential | Turnover | Manufactured Home | High Efficiency Convection Oven |  |  |  |  | Residential | Turnover | Manufactured Home | 14 SEER ASHP from base electric resistance heating | Commercial | Existing | Schools K-12 | Hot Water Circulation Pump Control
Residential | New | Single Family | High Efficiency Convection Oven |  |  |  |  | Residential | New | Single Family | 14 SEER ASHP from base electric resistance heating | Commercial | Existing | Warehouse | Hot Water Circulation Pump Control
Residential | New | Multi-Family | High Efficiency Convection Oven |  |  |  |  | Residential | New | Multi-Family | 14 SEER ASHP from base electric resistance heating | Commercial | New | Assembly | Hot Water Circulation Pump Control
Residential | New | Manufactured Home | High Efficiency Convection Oven |  |  |  |  | Residential | New | Manufactured Home | 14 SEER ASHP from base electric resistance heating | Commercial | New | Healthcare | Hot Water Circulation Pump Control
Residential | Turnover | Single Family | Heat Pump Water Heater |  |  |  |  | Residential | Turnover | Single Family | Energy Star Room AC | Commercial | New | Institutional | Hot Water Circulation Pump Control
Residential | Turnover | Multi-Family | Heat Pump Water Heater |  |  |  |  | Residential | Turnover | Multi-Family | Energy Star Room AC | Commercial | New | Miscellaneous | Hot Water Circulation Pump Control
Residential | Turnover | Manufactured Home | Heat Pump Water Heater |  |  |  |  | Residential | Turnover | Manufactured Home | Energy Star Room AC | Commercial | New | Offices | Hot Water Circulation Pump Control
Residential | New | Single Family | Heat Pump Water Heater |  |  |  |  | Residential | New | Single Family | Energy Star Room AC | Commercial | New | Schools K-12 | Hot Water Circulation Pump Control
Residential | New | Multi-Family | Heat Pump Water Heater |  |  |  |  | Residential | New | Multi-Family | Energy Star Room AC | Commercial | New | Warehouse | Hot Water Circulation Pump Control
Residential | New | Manufactured Home | Heat Pump Water Heater |  |  |  |  | Residential | New | Manufactured Home | Energy Star Room AC | Commercial | Existing | Retail | HVAC tune-up
Residential | Turnover | Single Family | Instantaneous Hot Water System |  |  |  |  | Residential | Turnover | Single Family | CFL - 15W Flood (Exterior) | Commercial | New | Retail | HVAC tune-up
Residential | Turnover | Multi-Family | Instantaneous Hot Water System |  |  |  |  | Residential | Turnover | Multi-Family | CFL - 15W Flood (Exterior) | Commercial | Existing | Lodging/Hospitality | HVAC tune-up_RTU
Residential | Turnover | Manufactured Home | Instantaneous Hot Water System |  |  |  |  | Residential | Turnover | Manufactured Home | CFL - 15W Flood (Exterior) | Commercial | New | Lodging/Hospitality | HVAC tune-up_RTU
Residential | New | Single Family | Instantaneous Hot Water System |  |  |  |  | Residential | New | Single Family | CFL - 15W Flood (Exterior) | Commercial | Existing | Lodging/Hospitality | Low U-Value Windows
Residential | New | Multi-Family | Instantaneous Hot Water System |  |  |  |  | Residential | New | Multi-Family | CFL - 15W Flood (Exterior) | Commercial | Existing | Miscellaneous | Low U-Value Windows
Residential | New | Manufactured Home | Instantaneous Hot Water System |  |  |  |  | Residential | New | Manufactured Home | CFL - 15W Flood (Exterior) | Commercial | Existing | Warehouse | Low U-Value Windows
Residential | Turnover | Single Family | Solar Water Heater |  |  |  |  | Residential | Turnover | Single Family | CFL-23W | Commercial | Existing | Healthcare | Bi-Level Lighting Control (Interior)
Residential | Turnover | Multi-Family | Solar Water Heater |  |  |  |  | Residential | Turnover | Multi-Family | CFL-23W | Commercial | New | Healthcare | Bi-Level Lighting Control (Interior)
Residential | Turnover | Manufactured Home | Solar Water Heater |  |  |  |  | Residential | Turnover | Manufactured Home | CFL-23W | Residential | New | Single Family | Central air conditioner - Load Shed
Residential | New | Single Family | Solar Water Heater |  |  |  |  | Residential | New | Single Family | CFL-23W | Residential | New | Multi Family | Central air conditioner - Load Shed
Residential | New | Multi-Family | Solar Water Heater |  |  |  |  | Residential | New | Multi-Family | CFL-23W | Residential | New | Mobile Home/Other | Central air conditioner - Load Shed
Residential | New | Manufactured Home | Solar Water Heater |  |  |  |  | Residential | New | Manufactured Home | CFL-23W | Residential | New | Single Family | Central Heating - Load Shed
Residential | Turnover | Single Family | Energy Star Audio-Video Equipment |  |  |  |  | Residential | Turnover | Single Family | LED - 14W | Residential | New | Multi Family | Central Heating - Load Shed
Residential | Turnover | Multi-Family | Energy Star Audio-Video Equipment |  |  |  |  | Residential | Turnover | Multi-Family | LED - 14W | Residential | New | Mobile Home/Other | Central Heating - Load Shed
Residential | Turnover | Manufactured Home | Energy Star Audio-Video Equipment |  |  |  |  | Residential | Turnover | Manufactured Home | LED - 14W | Residential | New | Single Family | Central air conditioner - 50% cycling
Residential | New | Single Family | Energy Star Audio-Video Equipment |  |  |  |  | Residential | New | Single Family | LED - 14W | Residential | New | Multi Family | Central air conditioner - 50% cycling
Residential | New | Multi-Family | Energy Star Audio-Video Equipment |  |  |  |  | Residential | New | Multi-Family | LED - 14W | Residential | New | Mobile Home/Other | Central air conditioner - 50% cycling
Residential | New | Manufactured Home | Energy Star Audio-Video Equipment |  |  |  |  | Residential | New | Manufactured Home | LED - 14W | Residential | New | Single Family | Central Heating - 50% cycling
Residential | Turnover | Single Family | Energy Star Personal Computer |  |  |  |  | Residential | Turnover | Single Family | LED - 9W Flood (Exterior) | Residential | New | Multi Family | Central Heating - 50% cycling
Residential | Turnover | Multi-Family | Energy Star Personal Computer |  |  |  |  | Residential | Turnover | Multi-Family | LED - 9W Flood (Exterior) | Residential | New | Mobile Home/Other | Central Heating - 50% cycling
Residential | Turnover | Manufactured Home | Energy Star Personal Computer |  |  |  |  | Residential | Turnover | Manufactured Home | LED - 9W Flood (Exterior) | Residential | New | Single Family | Water heater switches
Residential | New | Single Family | Energy Star Personal Computer |  |  |  |  | Residential | New | Single Family | LED - 9W Flood (Exterior) | Residential | New | Multi Family | Water heater switches
Residential | New | Multi-Family | Energy Star Personal Computer |  |  |  |  | Residential | New | Multi-Family | LED - 9W Flood (Exterior) | Residential | New | Mobile Home/Other | Water heater switches
Residential | New | Manufactured Home | Energy Star Personal Computer |  |  |  |  | Residential | New | Manufactured Home | LED - 9W Flood (Exterior) | Residential | New | Single Family | Pool pump switches
Residential | Turnover | Single Family | Energy Star TV |  |  |  |  | Residential | Turnover | Single Family | LED - 9W | Residential | New | Multi Family | Pool pump switches
Residential | Turnover | Multi-Family | Energy Star TV |  |  |  |  | Residential | Turnover | Multi-Family | LED - 9W | Residential | New | Mobile Home/Other | Pool pump switches
Residential | Turnover | Manufactured Home | Energy Star TV |  |  |  |  | Residential | Turnover | Manufactured Home | LED - 9W | Residential | New | Single Family | Room AC control
Residential | New | Single Family | Energy Star TV |  |  |  |  | Residential | New | Single Family | LED - 9W | Residential | New | Multi Family | Room AC control
Residential | New | Multi-Family | Energy Star TV |  |  |  |  | Residential | New | Multi-Family | LED - 9W | Residential | New | Mobile Home/Other | Room AC control
Residential | New | Manufactured Home | Energy Star TV |  |  |  |  | Residential | New | Manufactured Home | LED - 9W | Residential | New | Single Family | Smart thermostats - Utility Installation
Residential | Turnover | Single Family | 15 SEER Air Source Heat Pump |  |  |  |  | Residential | Turnover | Single Family | Linear LED | Residential | New | Multi Family | Smart thermostats - Utility Installation
Residential | Turnover | Multi-Family | 15 SEER Air Source Heat Pump |  |  |  |  | Residential | Turnover | Multi-Family | Linear LED | Residential | New | Mobile Home/Other | Smart thermostats - Utility Installation
Residential | Turnover | Manufactured Home | 15 SEER Air Source Heat Pump |  |  |  |  | Residential | Turnover | Manufactured Home | Linear LED | Residential | New | Single Family | Smart thermostats - BYOT
Residential | New | Single Family | 15 SEER Air Source Heat Pump |  |  |  |  | Residential | New | Single Family | Linear LED | Residential | New | Multi Family | Smart thermostats - BYOT
Residential | New | Multi-Family | 15 SEER Air Source Heat Pump |  |  |  |  | Residential | New | Multi-Family | Linear LED | Residential | New | Mobile Home/Other | Smart thermostats - BYOT
Residential | New | Manufactured Home | 15 SEER Air Source Heat Pump |  |  |  |  | Residential | New | Manufactured Home | Linear LED | Residential | New | Single Family | CPP + Tech
Residential | Turnover | Single Family | 15 SEER Central AC |  |  |  |  | Residential | Turnover | Single Family | Low Wattage T8 Fixture | Residential | New | Multi Family | CPP + Tech
Residential | Turnover | Multi-Family | 15 SEER Central AC |  |  |  |  | Residential | Turnover | Multi-Family | Low Wattage T8 Fixture | Residential | New | Mobile Home/Other | CPP + Tech
Residential | Turnover | Manufactured Home | 15 SEER Central AC |  |  |  |  | Residential | Turnover | Manufactured Home | Low Wattage T8 Fixture | Small C&I | New | 0-15,000 kWh | Central air conditioner - Load Shed
Residential | New | Single Family | 15 SEER Central AC |  |  |  |  | Residential | New | Single Family | Low Wattage T8 Fixture | Small C&I | New | 15,001-25,000 kWh | Central air conditioner - Load Shed
Residential | New | Multi-Family | 15 SEER Central AC |  |  |  |  | Residential | New | Multi-Family | Low Wattage T8 Fixture | Small C&I | New | 25,001-50,000 kWh | Central air conditioner - Load Shed
Residential | New | Manufactured Home | 15 SEER Central AC |  |  |  |  | Residential | New | Manufactured Home | Low Wattage T8 Fixture | Small C&I | New | 50,001 kWh + | Central air conditioner - Load Shed
Residential | Turnover | Single Family | 16 SEER Air Source Heat Pump |  |  |  |  | Residential | Turnover | Single Family | Energy Star Dehumidifier | Small C&I | New | 0-15,000 kWh | Central Heating - Load Shed
Residential | Turnover | Multi-Family | 16 SEER Air Source Heat Pump |  |  |  |  | Residential | Turnover | Multi-Family | Energy Star Dehumidifier | Small C&I | New | 15,001-25,000 kWh | Central Heating - Load Shed
Residential | Turnover | Manufactured Home | 16 SEER Air Source Heat Pump |  |  |  |  | Residential | Turnover | Manufactured Home | Energy Star Dehumidifier | Small C&I | New | 25,001-50,000 kWh | Central Heating - Load Shed
Residential | New | Single Family | 16 SEER Air Source Heat Pump |  |  |  |  | Residential | New | Single Family | Energy Star Dehumidifier | Small C&I | New | 50,001 kWh + | Central Heating - Load Shed
Residential | New | Multi-Family | 16 SEER Air Source Heat Pump |  |  |  |  | Residential | New | Multi-Family | Energy Star Dehumidifier | Small C&I | New | 0-15,000 kWh | Central air conditioner - 50% cycling
Residential | New | Manufactured Home | 16 SEER Air Source Heat Pump |  |  |  |  | Residential | New | Manufactured Home | Energy Star Dehumidifier | Small C&I | New | 15,001-25,000 kWh | Central air conditioner - 50% cycling
Residential | Turnover | Single Family | 16 SEER Central AC |  |  |  |  | Residential | Turnover | Single Family | Heat Pump Pool Heater | Small C&I | New | 25,001-50,000 kWh | Central air conditioner - 50% cycling
Residential | Turnover | Multi-Family | 16 SEER Central AC |  |  |  |  | Residential | Turnover | Multi-Family | Heat Pump Pool Heater | Small C&I | New | 50,001 kWh + | Central air conditioner - 50% cycling
Residential | Turnover | Manufactured Home | 16 SEER Central AC |  |  |  |  | Residential | Turnover | Manufactured Home | Heat Pump Pool Heater | Small C&I | New | 0-15,000 kWh | Central Heating - 50% cycling
Residential | New | Single Family | 16 SEER Central AC |  |  |  |  | Residential | New | Single Family | Heat Pump Pool Heater | Small C&I | New | 15,001-25,000 kWh | Central Heating - 50% cycling
Residential | New | Multi-Family | 16 SEER Central AC |  |  |  |  | Residential | New | Multi-Family | Heat Pump Pool Heater | Small C&I | New | 25,001-50,000 kWh | Central Heating - 50% cycling
Residential | New | Manufactured Home | 16 SEER Central AC |  |  |  |  | Residential | New | Manufactured Home | Heat Pump Pool Heater | Small C&I | New | 50,001 kWh + | Central Heating - 50% cycling
Residential | Turnover | Single Family | 17 SEER Air Source Heat Pump |  |  |  |  | Residential | Existing | Single Family | Removal of 2nd Refrigerator-Freezer | Small C&I | New | 0-15,000 kWh | Smart thermostats - Utility Installation
Residential | Turnover | Multi-Family | 17 SEER Air Source Heat Pump |  |  |  |  | Residential | Existing | Multi-Family | Removal of 2nd Refrigerator-Freezer | Small C&I | New | 15,001-25,000 kWh | Smart thermostats - Utility Installation
Residential | Turnover | Manufactured Home | 17 SEER Air Source Heat Pump |  |  |  |  | Residential | Existing | Manufactured Home | Removal of 2nd Refrigerator-Freezer | Small C&I | New | 25,001-50,000 kWh | Smart thermostats - Utility Installation
Residential | New | Single Family | 17 SEER Air Source Heat Pump |  |  |  |  | Residential | New | Single Family | Removal of 2nd Refrigerator-Freezer | Small C&I | New | 50,001 kWh + | Smart thermostats - Utility Installation
Residential | New | Multi-Family | 17 SEER Air Source Heat Pump |  |  |  |  | Residential | New | Multi-Family | Removal of 2nd Refrigerator-Freezer | Small C&I | New | 0-15,000 kWh | Smart thermostats - BYOT
Residential | New | Manufactured Home | 17 SEER Air Source Heat Pump |  |  |  |  | Residential | New | Manufactured Home | Removal of 2nd Refrigerator-Freezer | Small C&I | New | 15,001-25,000 kWh | Smart thermostats - BYOT
Residential | Turnover | Single Family | 17 SEER Central AC |  |  |  |  | Residential | Existing | Single Family | Faucet Aerator | Small C&I | New | 25,001-50,000 kWh | Smart thermostats - BYOT
Residential | Turnover | Multi-Family | 17 SEER Central AC |  |  |  |  | Residential | Existing | Multi-Family | Faucet Aerator | Small C&I | New | 50,001 kWh + | Smart thermostats - BYOT
Residential | Turnover | Manufactured Home | 17 SEER Central AC |  |  |  |  | Residential | Existing | Manufactured Home | Faucet Aerator | Small C&I | New | 0-15,000 kWh | CPP + Tech
Residential | New | Single Family | 17 SEER Central AC |  |  |  |  | Residential | New | Single Family | Faucet Aerator | Small C&I | New | 15,001-25,000 kWh | CPP + Tech
Residential | New | Multi-Family | 17 SEER Central AC |  |  |  |  | Residential | New | Multi-Family | Faucet Aerator | Small C&I | New | 25,001-50,000 kWh | CPP + Tech
Residential | New | Manufactured Home | 17 SEER Central AC |  |  |  |  | Residential | New | Manufactured Home | Faucet Aerator | Small C&I | New | 50,001 kWh + | CPP + Tech
Residential | Turnover | Single Family | 18 SEER Air Source Heat Pump |  |  |  |  | Residential | Existing | Single Family | Hot Water Pipe Insulation
Residential | Turnover | Multi-Family | 18 SEER Air Source Heat Pump |  |  |  |  | Residential | Existing | Multi-Family | Hot Water Pipe Insulation
Residential | Turnover | Manufactured Home | 18 SEER Air Source Heat Pump |  |  |  |  | Residential | Existing | Manufactured Home | Hot Water Pipe Insulation
Residential | New | Single Family | 18 SEER Air Source Heat Pump |  |  |  |  | Residential | New | Single Family | Hot Water Pipe Insulation
Residential | New | Multi-Family | 18 SEER Air Source Heat Pump |  |  |  |  | Residential | New | Multi-Family | Hot Water Pipe Insulation
Residential | New | Manufactured Home | 18 SEER Air Source Heat Pump |  |  |  |  | Residential | New | Manufactured Home | Hot Water Pipe Insulation
Residential | Turnover | Single Family | 18 SEER Central AC |  |  |  |  | Residential | Existing | Single Family | Low Flow Showerhead
Residential | Turnover | Multi-Family | 18 SEER Central AC |  |  |  |  | Residential | Existing | Multi-Family | Low Flow Showerhead
Residential | Turnover | Manufactured Home | 18 SEER Central AC |  |  |  |  | Residential | Existing | Manufactured Home | Low Flow Showerhead
Residential | New | Single Family | 18 SEER Central AC |  |  |  |  | Residential | New | Single Family | Low Flow Showerhead
Residential | New | Multi-Family | 18 SEER Central AC |  |  |  |  | Residential | New | Multi-Family | Low Flow Showerhead
Residential | New | Manufactured Home | 18 SEER Central AC |  |  |  |  | Residential | New | Manufactured Home | Low Flow Showerhead
Residential | Turnover | Single Family | 21 SEER Air Source Heat Pump |  |  |  |  | Residential | Existing | Single Family | Water Heater Blanket
Residential | Turnover | Multi-Family | 21 SEER Air Source Heat Pump |  |  |  |  | Residential | Existing | Multi-Family | Water Heater Blanket
Residential | Turnover | Manufactured Home | 21 SEER Air Source Heat Pump |  |  |  |  | Residential | Existing | Manufactured Home | Water Heater Blanket
Residential | New | Single Family | 21 SEER Air Source Heat Pump |  |  |  |  | Residential | New | Single Family | Water Heater Blanket
Residential | New | Multi-Family | 21 SEER Air Source Heat Pump |  |  |  |  | Residential | New | Multi-Family | Water Heater Blanket
Residential | New | Manufactured Home | 21 SEER Air Source Heat Pump |  |  |  |  | Residential | New | Manufactured Home | Water Heater Blanket
Residential | Turnover | Single Family | 21 SEER ASHP from base electric resistance heating |  |  |  |  | Residential | Existing | Single Family | Water Heater Thermostat Setback
Residential | Turnover | Multi-Family | 21 SEER ASHP from base electric resistance heating |  |  |  |  | Residential | Existing | Multi-Family | Water Heater Thermostat Setback
Residential | Turnover | Manufactured Home | 21 SEER ASHP from base electric resistance heating |  |  |  |  | Residential | Existing | Manufactured Home | Water Heater Thermostat Setback
Residential | New | Single Family | 21 SEER ASHP from base electric resistance heating |  |  |  |  | Residential | New | Single Family | Water Heater Thermostat Setback
Residential | New | Multi-Family | 21 SEER ASHP from base electric resistance heating |  |  |  |  | Residential | New | Multi-Family | Water Heater Thermostat Setback
Residential | New | Manufactured Home | 21 SEER ASHP from base electric resistance heating |  |  |  |  | Residential | New | Manufactured Home | Water Heater Thermostat Setback
Residential | Turnover | Single Family | 21 SEER Central AC |  |  |  |  | Residential | Existing | Single Family | Smart Power Strip
Residential | Turnover | Multi-Family | 21 SEER Central AC |  |  |  |  | Residential | Existing | Multi-Family | Smart Power Strip
Residential | Turnover | Manufactured Home | 21 SEER Central AC |  |  |  |  | Residential | Existing | Manufactured Home | Smart Power Strip
Residential | New | Single Family | 21 SEER Central AC |  |  |  |  | Residential | New | Single Family | Smart Power Strip
Residential | New | Multi-Family | 21 SEER Central AC |  |  |  |  | Residential | New | Multi-Family | Smart Power Strip
Residential | New | Manufactured Home | 21 SEER Central AC |  |  |  |  | Residential | New | Manufactured Home | Smart Power Strip
Residential | Turnover | Single Family | Ground Source Heat Pump |  |  |  |  | Residential | Existing | Single Family | Energy Star Certified Roof Products
Residential | Turnover | Multi-Family | Ground Source Heat Pump |  |  |  |  | Residential | Existing | Multi-Family | Energy Star Certified Roof Products
Residential | Turnover | Manufactured Home | Ground Source Heat Pump |  |  |  |  | Residential | Existing | Manufactured Home | Energy Star Certified Roof Products
Residential | New | Single Family | Ground Source Heat Pump |  |  |  |  | Residential | New | Single Family | Energy Star Certified Roof Products
Residential | New | Multi-Family | Ground Source Heat Pump |  |  |  |  | Residential | New | Multi-Family | Energy Star Certified Roof Products
Residential | New | Manufactured Home | Ground Source Heat Pump |  |  |  |  | Residential | New | Manufactured Home | Energy Star Certified Roof Products
Residential | Turnover | Single Family | Variable Refrigerant Flow (VRF) HVAC Systems |  |  |  |  | Commercial | Turnover | Assembly | Energy Star Commercial Oven
Residential | Turnover | Multi-Family | Variable Refrigerant Flow (VRF) HVAC Systems |  |  |  |  | Commercial | Turnover | College and University | Energy Star Commercial Oven
Residential | Turnover | Manufactured Home | Variable Refrigerant Flow (VRF) HVAC Systems |  |  |  |  | Commercial | Turnover | Grocery | Energy Star Commercial Oven
Residential | New | Single Family | Variable Refrigerant Flow (VRF) HVAC Systems |  |  |  |  | Commercial | Turnover | Healthcare | Energy Star Commercial Oven
Residential | New | Multi-Family | Variable Refrigerant Flow (VRF) HVAC Systems |  |  |  |  | Commercial | Turnover | Hospitals | Energy Star Commercial Oven
Residential | New | Manufactured Home | Variable Refrigerant Flow (VRF) HVAC Systems |  |  |  |  | Commercial | Turnover | Institutional | Energy Star Commercial Oven
Residential | Turnover | Single Family | CFL - 15W Flood |  |  |  |  | Commercial | Turnover | Lodging/Hospitality | Energy Star Commercial Oven
Residential | Turnover | Multi-Family | CFL - 15W Flood |  |  |  |  | Commercial | Turnover | Miscellaneous | Energy Star Commercial Oven
Residential | Turnover | Manufactured Home | CFL - 15W Flood |  |  |  |  | Commercial | Turnover | Offices | Energy Star Commercial Oven
Residential | New | Single Family | CFL - 15W Flood |  |  |  |  | Commercial | Turnover | Restaurants | Energy Star Commercial Oven
Residential | New | Multi-Family | CFL - 15W Flood |  |  |  |  | Commercial | Turnover | Retail | Energy Star Commercial Oven
Residential | New | Manufactured Home | CFL - 15W Flood |  |  |  |  | Commercial | Turnover | Schools K-12 | Energy Star Commercial Oven
Residential | Turnover | Single Family | Energy Star Bathroom Ventilating Fan |  |  |  |  | Commercial | Turnover | Warehouse | Energy Star Commercial Oven
Residential | Turnover | Multi-Family | Energy Star Bathroom Ventilating Fan |  |  |  |  | Commercial | New | Assembly | Energy Star Commercial Oven
Residential | Turnover | Manufactured Home | Energy Star Bathroom Ventilating Fan |  |  |  |  | Commercial | New | College and University | Energy Star Commercial Oven
Residential | New | Single Family | Energy Star Bathroom Ventilating Fan |  |  |  |  | Commercial | New | Grocery | Energy Star Commercial Oven
Residential | New | Multi-Family | Energy Star Bathroom Ventilating Fan |  |  |  |  | Commercial | New | Healthcare | Energy Star Commercial Oven
Residential | New | Manufactured Home | Energy Star Bathroom Ventilating Fan |  |  |  |  | Commercial | New | Hospitals | Energy Star Commercial Oven
Residential | Turnover | Single Family | Energy Star Ceiling Fan |  |  |  |  | Commercial | New | Institutional | Energy Star Commercial Oven
Residential | Turnover | Multi-Family | Energy Star Ceiling Fan |  |  |  |  | Commercial | New | Lodging/Hospitality | Energy Star Commercial Oven
Residential | Turnover | Manufactured Home | Energy Star Ceiling Fan |  |  |  |  | Commercial | New | Miscellaneous | Energy Star Commercial Oven
Residential | New | Single Family | Energy Star Ceiling Fan |  |  |  |  | Commercial | New | Offices | Energy Star Commercial Oven
Residential | New | Multi-Family | Energy Star Ceiling Fan |  |  |  |  | Commercial | New | Restaurants | Energy Star Commercial Oven
Residential | New | Manufactured Home | Energy Star Ceiling Fan |  |  |  |  | Commercial | New | Retail | Energy Star Commercial Oven
Residential | Turnover | Single Family | Solar Powered Pool Pumps |  |  |  |  | Commercial | New | Schools K-12 | Energy Star Commercial Oven
Residential | Turnover | Multi-Family | Solar Powered Pool Pumps |  |  |  |  | Commercial | New | Warehouse | Energy Star Commercial Oven
Residential | Turnover | Manufactured Home | Solar Powered Pool Pumps |  |  |  |  | Commercial | Turnover | Assembly | Energy Star Griddle
Residential | New | Single Family | Solar Powered Pool Pumps |  |  |  |  | Commercial | Turnover | College and University | Energy Star Griddle
Residential | New | Multi-Family | Solar Powered Pool Pumps |  |  |  |  | Commercial | Turnover | Grocery | Energy Star Griddle
Residential | New | Manufactured Home | Solar Powered Pool Pumps |  |  |  |  | Commercial | Turnover | Healthcare | Energy Star Griddle
Residential | Existing | Single Family | Drain Water Heat Recovery |  |  |  |  | Commercial | Turnover | Hospitals | Energy Star Griddle
Residential | Existing | Multi-Family | Drain Water Heat Recovery |  |  |  |  | Commercial | Turnover | Institutional | Energy Star Griddle
Residential | Existing | Manufactured Home | Drain Water Heat Recovery |  |  |  |  | Commercial | Turnover | Lodging/Hospitality | Energy Star Griddle
Residential | New | Single Family | Drain Water Heat Recovery |  |  |  |  | Commercial | Turnover | Miscellaneous | Energy Star Griddle
Residential | New | Multi-Family | Drain Water Heat Recovery |  |  |  |  | Commercial | Turnover | Offices | Energy Star Griddle
Residential | New | Manufactured Home | Drain Water Heat Recovery |  |  |  |  | Commercial | Turnover | Restaurants | Energy Star Griddle
Residential | Existing | Single Family | Heat Trap |  |  |  |  | Commercial | Turnover | Retail | Energy Star Griddle
Residential | Existing | Multi-Family | Heat Trap |  |  |  |  | Commercial | Turnover | Schools K-12 | Energy Star Griddle
Residential | Existing | Manufactured Home | Heat Trap |  |  |  |  | Commercial | Turnover | Warehouse | Energy Star Griddle
Residential | New | Single Family | Heat Trap |  |  |  |  | Commercial | New | Assembly | Energy Star Griddle
Residential | New | Multi-Family | Heat Trap |  |  |  |  | Commercial | New | College and University | Energy Star Griddle
Residential | New | Manufactured Home | Heat Trap |  |  |  |  | Commercial | New | Grocery | Energy Star Griddle
Residential | Existing | Single Family | Air Sealing-Infiltration Control |  |  |  |  | Commercial | New | Healthcare | Energy Star Griddle
Residential | Existing | Multi-Family | Air Sealing-Infiltration Control |  |  |  |  | Commercial | New | Hospitals | Energy Star Griddle
Residential | Existing | Manufactured Home | Air Sealing-Infiltration Control |  |  |  |  | Commercial | New | Institutional | Energy Star Griddle
Residential | New | Single Family | Air Sealing-Infiltration Control |  |  |  |  | Commercial | New | Lodging/Hospitality | Energy Star Griddle
Residential | New | Multi-Family | Air Sealing-Infiltration Control |  |  |  |  | Commercial | New | Miscellaneous | Energy Star Griddle
Residential | New | Manufactured Home | Air Sealing-Infiltration Control |  |  |  |  | Commercial | New | Offices | Energy Star Griddle
Residential | Existing | Single Family | Ceiling Insulation(R12 to R38) |  |  |  |  | Commercial | New | Restaurants | Energy Star Griddle
Residential | Existing | Multi-Family | Ceiling Insulation(R12 to R38) |  |  |  |  | Commercial | New | Retail | Energy Star Griddle
Residential | Existing | Manufactured Home | Ceiling Insulation(R12 to R38) |  |  |  |  | Commercial | New | Schools K-12 | Energy Star Griddle
Residential | New | Single Family | Ceiling Insulation(R12 to R38) |  |  |  |  | Commercial | New | Warehouse | Energy Star Griddle
Residential | New | Multi-Family | Ceiling Insulation(R12 to R38) |  |  |  |  | Commercial | Turnover | Assembly | Energy Star Steamer
Residential | New | Manufactured Home | Ceiling Insulation(R12 to R38) |  |  |  |  | Commercial | Turnover | College and University | Energy Star Steamer
Residential | Existing | Single Family | Ceiling Insulation(R19 to R38) |  |  |  |  | Commercial | Turnover | Grocery | Energy Star Steamer
Residential | Existing | Multi-Family | Ceiling Insulation(R19 to R38) |  |  |  |  | Commercial | Turnover | Healthcare | Energy Star Steamer
Residential | Existing | Manufactured Home | Ceiling Insulation(R19 to R38) |  |  |  |  | Commercial | Turnover | Hospitals | Energy Star Steamer
Residential | New | Single Family | Ceiling Insulation(R19 to R38) |  |  |  |  | Commercial | Turnover | Institutional | Energy Star Steamer
Residential | New | Multi-Family | Ceiling Insulation(R19 to R38) |  |  |  |  | Commercial | Turnover | Lodging/Hospitality | Energy Star Steamer
Residential | New | Manufactured Home | Ceiling Insulation(R19 to R38) |  |  |  |  | Commercial | Turnover | Miscellaneous | Energy Star Steamer
Residential | Existing | Single Family | Ceiling Insulation(R30 to R38) |  |  |  |  | Commercial | Turnover | Offices | Energy Star Steamer
Residential | Existing | Multi-Family | Ceiling Insulation(R30 to R38) |  |  |  |  | Commercial | Turnover | Restaurants | Energy Star Steamer
Residential | Existing | Manufactured Home | Ceiling Insulation(R30 to R38) |  |  |  |  | Commercial | Turnover | Retail | Energy Star Steamer
Residential | New | Single Family | Ceiling Insulation(R30 to R38) |  |  |  |  | Commercial | Turnover | Schools K-12 | Energy Star Steamer
Residential | New | Multi-Family | Ceiling Insulation(R30 to R38) |  |  |  |  | Commercial | Turnover | Warehouse | Energy Star Steamer
Residential | New | Manufactured Home | Ceiling Insulation(R30 to R38) |  |  |  |  | Commercial | New | Assembly | Energy Star Steamer
Residential | Existing | Single Family | Central AC Tune Up |  |  |  |  | Commercial | New | College and University | Energy Star Steamer
Residential | Existing | Multi-Family | Central AC Tune Up |  |  |  |  | Commercial | New | Grocery | Energy Star Steamer
Residential | Existing | Manufactured Home | Central AC Tune Up |  |  |  |  | Commercial | New | Healthcare | Energy Star Steamer
Residential | New | Single Family | Central AC Tune Up |  |  |  |  | Commercial | New | Hospitals | Energy Star Steamer
Residential | New | Multi-Family | Central AC Tune Up |  |  |  |  | Commercial | New | Institutional | Energy Star Steamer
Residential | New | Manufactured Home | Central AC Tune Up |  |  |  |  | Commercial | New | Lodging/Hospitality | Energy Star Steamer
Residential | Existing | Single Family | Duct Insulation |  |  |  |  | Commercial | New | Miscellaneous | Energy Star Steamer
Residential | Existing | Multi-Family | Duct Insulation |  |  |  |  | Commercial | New | Offices | Energy Star Steamer
Residential | Existing | Manufactured Home | Duct Insulation |  |  |  |  | Commercial | New | Restaurants | Energy Star Steamer
Residential | New | Single Family | Duct Insulation |  |  |  |  | Commercial | New | Retail | Energy Star Steamer
Residential | New | Multi-Family | Duct Insulation |  |  |  |  | Commercial | New | Schools K-12 | Energy Star Steamer
Residential | New | Manufactured Home | Duct Insulation |  |  |  |  | Commercial | New | Warehouse | Energy Star Steamer
Residential | New | Single Family | Duct Repair |  |  |  |  | Commercial | Turnover | Assembly | Energy Star Commercial Dishwasher
Residential | New | Multi-Family | Duct Repair |  |  |  |  | Commercial | Turnover | College and University | Energy Star Commercial Dishwasher
Residential | New | Manufactured Home | Duct Repair |  |  |  |  | Commercial | Turnover | Grocery | Energy Star Commercial Dishwasher
Residential | Existing | Single Family | Energy Star Door |  |  |  |  | Commercial | Turnover | Healthcare | Energy Star Commercial Dishwasher
Residential | Existing | Multi-Family | Energy Star Door |  |  |  |  | Commercial | Turnover | Hospitals | Energy Star Commercial Dishwasher
Residential | Existing | Manufactured Home | Energy Star Door |  |  |  |  | Commercial | Turnover | Institutional | Energy Star Commercial Dishwasher
Residential | New | Single Family | Energy Star Door |  |  |  |  | Commercial | Turnover | Lodging/Hospitality | Energy Star Commercial Dishwasher
Residential | New | Multi-Family | Energy Star Door |  |  |  |  | Commercial | Turnover | Miscellaneous | Energy Star Commercial Dishwasher
Residential | New | Manufactured Home | Energy Star Door |  |  |  |  | Commercial | Turnover | Offices | Energy Star Commercial Dishwasher
Residential | Existing | Single Family | Energy Star Windows |  |  |  |  | Commercial | Turnover | Restaurants | Energy Star Commercial Dishwasher
Residential | Existing | Multi-Family | Energy Star Windows |  |  |  |  | Commercial | Turnover | Retail | Energy Star Commercial Dishwasher
Residential | Existing | Manufactured Home | Energy Star Windows |  |  |  |  | Commercial | Turnover | Schools K-12 | Energy Star Commercial Dishwasher
Residential | New | Single Family | Energy Star Windows |  |  |  |  | Commercial | Turnover | Warehouse | Energy Star Commercial Dishwasher
Residential | New | Multi-Family | Energy Star Windows |  |  |  |  | Commercial | New | Assembly | Energy Star Commercial Dishwasher
Residential | New | Manufactured Home | Energy Star Windows |  |  |  |  | Commercial | New | College and University | Energy Star Commercial Dishwasher
Residential | Existing | Single Family | Floor Insulation |  |  |  |  | Commercial | New | Grocery | Energy Star Commercial Dishwasher
Residential | Existing | Multi-Family | Floor Insulation |  |  |  |  | Commercial | New | Healthcare | Energy Star Commercial Dishwasher
Residential | Existing | Manufactured Home | Floor Insulation |  |  |  |  | Commercial | New | Hospitals | Energy Star Commercial Dishwasher
Residential | New | Single Family | Floor Insulation |  |  |  |  | Commercial | New | Institutional | Energy Star Commercial Dishwasher
Residential | New | Multi-Family | Floor Insulation |  |  |  |  | Commercial | New | Lodging/Hospitality | Energy Star Commercial Dishwasher
Residential | New | Manufactured Home | Floor Insulation |  |  |  |  | Commercial | New | Miscellaneous | Energy Star Commercial Dishwasher
Residential | Existing | Single Family | Green Roof |  |  |  |  | Commercial | New | Offices | Energy Star Commercial Dishwasher
Residential | Existing | Multi-Family | Green Roof |  |  |  |  | Commercial | New | Restaurants | Energy Star Commercial Dishwasher
Residential | Existing | Manufactured Home | Green Roof |  |  |  |  | Commercial | New | Retail | Energy Star Commercial Dishwasher
Residential | New | Single Family | Green Roof |  |  |  |  | Commercial | New | Schools K-12 | Energy Star Commercial Dishwasher
Residential | New | Multi-Family | Green Roof |  |  |  |  | Commercial | New | Warehouse | Energy Star Commercial Dishwasher
Residential | New | Manufactured Home | Green Roof |  |  |  |  | Commercial | Turnover | College and University | Heat Pump Water Heater
Residential | Existing | Single Family | Heat Pump Tune Up |  |  |  |  | Commercial | Turnover | Grocery | Heat Pump Water Heater
Residential | Existing | Multi-Family | Heat Pump Tune Up |  |  |  |  | Commercial | Turnover | Healthcare | Heat Pump Water Heater
Residential | Existing | Manufactured Home | Heat Pump Tune Up |  |  |  |  | Commercial | Turnover | Hospitals | Heat Pump Water Heater
Residential | New | Single Family | Heat Pump Tune Up |  |  |  |  | Commercial | Turnover | Institutional | Heat Pump Water Heater
Residential | New | Multi-Family | Heat Pump Tune Up |  |  |  |  | Commercial | Turnover | Lodging/Hospitality | Heat Pump Water Heater
Residential | New | Manufactured Home | Heat Pump Tune Up |  |  |  |  | Commercial | Turnover | Miscellaneous | Heat Pump Water Heater
Residential | Existing | Single Family | Home Energy Management System |  |  |  |  | Commercial | Turnover | Offices | Heat Pump Water Heater
Residential | Existing | Multi-Family | Home Energy Management System |  |  |  |  | Commercial | Turnover | Restaurants | Heat Pump Water Heater
Residential | Existing | Manufactured Home | Home Energy Management System |  |  |  |  | Commercial | Turnover | Retail | Heat Pump Water Heater
Residential | New | Single Family | Home Energy Management System |  |  |  |  | Commercial | Turnover | Warehouse | Heat Pump Water Heater
Residential | New | Multi-Family | Home Energy Management System |  |  |  |  | Commercial | New | College and University | Heat Pump Water Heater
Residential | New | Manufactured Home | Home Energy Management System |  |  |  |  | Commercial | New | Grocery | Heat Pump Water Heater
Residential | Existing | Single Family | HVAC ECM Motor |  |  |  |  | Commercial | New | Healthcare | Heat Pump Water Heater
Residential | Existing | Multi-Family | HVAC ECM Motor |  |  |  |  | Commercial | New | Hospitals | Heat Pump Water Heater
Residential | Existing | Manufactured Home | HVAC ECM Motor |  |  |  |  | Commercial | New | Institutional | Heat Pump Water Heater
Residential | New | Single Family | HVAC ECM Motor |  |  |  |  | Commercial | New | Lodging/Hospitality | Heat Pump Water Heater
Residential | New | Multi-Family | HVAC ECM Motor |  |  |  |  | Commercial | New | Miscellaneous | Heat Pump Water Heater
Residential | New | Manufactured Home | HVAC ECM Motor |  |  |  |  | Commercial | New | Offices | Heat Pump Water Heater
Residential | Existing | Single Family | Programmable Thermostat |  |  |  |  | Commercial | New | Restaurants | Heat Pump Water Heater
Residential | Existing | Multi-Family | Programmable Thermostat |  |  |  |  | Commercial | New | Retail | Heat Pump Water Heater
Residential | Existing | Manufactured Home | Programmable Thermostat |  |  |  |  | Commercial | New | Warehouse | Heat Pump Water Heater
Residential | Existing | Single Family | Radiant Barrier |  |  |  |  | Commercial | Turnover | Assembly | CFL - 15W Flood
Residential | Existing | Multi-Family | Radiant Barrier |  |  |  |  | Commercial | Turnover | College and University | CFL - 15W Flood
Residential | Existing | Manufactured Home | Radiant Barrier |  |  |  |  | Commercial | Turnover | Grocery | CFL - 15W Flood
Residential | New | Single Family | Radiant Barrier |  |  |  |  | Commercial | Turnover | Healthcare | CFL - 15W Flood
Residential | New | Multi-Family | Radiant Barrier |  |  |  |  | Commercial | Turnover | Hospitals | CFL - 15W Flood
Residential | New | Manufactured Home | Radiant Barrier |  |  |  |  | Commercial | Turnover | Institutional | CFL - 15W Flood
Residential | Existing | Single Family | Sealed crawlspace |  |  |  |  | Commercial | Turnover | Lodging/Hospitality | CFL - 15W Flood
Residential | Existing | Multi-Family | Sealed crawlspace |  |  |  |  | Commercial | Turnover | Miscellaneous | CFL - 15W Flood
Residential | Existing | Manufactured Home | Sealed crawlspace |  |  |  |  | Commercial | Turnover | Offices | CFL - 15W Flood
Residential | New | Single Family | Sealed crawlspace |  |  |  |  | Commercial | Turnover | Restaurants | CFL - 15W Flood
Residential | New | Multi-Family | Sealed crawlspace |  |  |  |  | Commercial | Turnover | Retail | CFL - 15W Flood
Residential | New | Manufactured Home | Sealed crawlspace |  |  |  |  | Commercial | Turnover | Schools K-12 | CFL - 15W Flood
Residential | Existing | Single Family | Smart Thermostat |  |  |  |  | Commercial | Turnover | Warehouse | CFL - 15W Flood
Residential | Existing | Multi-Family | Smart Thermostat |  |  |  |  | Commercial | New | Assembly | CFL - 15W Flood
Residential | Existing | Manufactured Home | Smart Thermostat |  |  |  |  | Commercial | New | College and University | CFL - 15W Flood
Residential | New | Multi-Family | Smart Thermostat |  |  |  |  | Commercial | New | Grocery | CFL - 15W Flood
Residential | Existing | Single Family | Spray Foam Insulation(Base R12) |  |  |  |  | Commercial | New | Healthcare | CFL - 15W Flood
Residential | Existing | Multi-Family | Spray Foam Insulation(Base R12) |  |  |  |  | Commercial | New | Hospitals | CFL - 15W Flood
Residential | Existing | Manufactured Home | Spray Foam Insulation(Base R12) |  |  |  |  | Commercial | New | Institutional | CFL - 15W Flood
Residential | New | Single Family | Spray Foam Insulation(Base R12) |  |  |  |  | Commercial | New | Lodging/Hospitality | CFL - 15W Flood
Residential | New | Multi-Family | Spray Foam Insulation(Base R12) |  |  |  |  | Commercial | New | Miscellaneous | CFL - 15W Flood
Residential | New | Manufactured Home | Spray Foam Insulation(Base R12) |  |  |  |  | Commercial | New | Offices | CFL - 15W Flood
Residential | Existing | Single Family | Spray Foam Insulation(Base R19) |  |  |  |  | Commercial | New | Restaurants | CFL - 15W Flood
Residential | Existing | Multi-Family | Spray Foam Insulation(Base R19) |  |  |  |  | Commercial | New | Retail | CFL - 15W Flood
Residential | Existing | Manufactured Home | Spray Foam Insulation(Base R19) |  |  |  |  | Commercial | New | Schools K-12 | CFL - 15W Flood
Residential | New | Single Family | Spray Foam Insulation(Base R19) |  |  |  |  | Commercial | New | Warehouse | CFL - 15W Flood
Residential | New | Multi-Family | Spray Foam Insulation(Base R19) |  |  |  |  | Commercial | Turnover | Assembly | LED - 9W Flood
Residential | New | Manufactured Home | Spray Foam Insulation(Base R19) |  |  |  |  | Commercial | Turnover | College and University | LED - 9W Flood
Residential | Existing | Single Family | Spray Foam Insulation(Base R2) |  |  |  |  | Commercial | Turnover | Grocery | LED - 9W Flood
Residential | Existing | Multi-Family | Spray Foam Insulation(Base R2) |  |  |  |  | Commercial | Turnover | Healthcare | LED - 9W Flood
Residential | Existing | Manufactured Home | Spray Foam Insulation(Base R2) |  |  |  |  | Commercial | Turnover | Hospitals | LED - 9W Flood
Residential | New | Single Family | Spray Foam Insulation(Base R2) |  |  |  |  | Commercial | Turnover | Institutional | LED - 9W Flood
Residential | New | Multi-Family | Spray Foam Insulation(Base R2) |  |  |  |  | Commercial | Turnover | Lodging/Hospitality | LED - 9W Flood
Residential | New | Manufactured Home | Spray Foam Insulation(Base R2) |  |  |  |  | Commercial | Turnover | Miscellaneous | LED - 9W Flood
Residential | Existing | Single Family | Spray Foam Insulation(Base R30) |  |  |  |  | Commercial | Turnover | Offices | LED - 9W Flood
Residential | Existing | Multi-Family | Spray Foam Insulation(Base R30) |  |  |  |  | Commercial | Turnover | Restaurants | LED - 9W Flood
Residential | Existing | Manufactured Home | Spray Foam Insulation(Base R30) |  |  |  |  | Commercial | Turnover | Retail | LED - 9W Flood
Residential | New | Single Family | Spray Foam Insulation(Base R30) |  |  |  |  | Commercial | Turnover | Schools K-12 | LED - 9W Flood
Residential | New | Multi-Family | Spray Foam Insulation(Base R30) |  |  |  |  | Commercial | Turnover | Warehouse | LED - 9W Flood
Residential | New | Manufactured Home | Spray Foam Insulation(Base R30) |  |  |  |  | Commercial | New | Assembly | LED - 9W Flood
Residential | Existing | Single Family | Storm Door |  |  |  |  | Commercial | New | College and University | LED - 9W Flood
Residential | Existing | Multi-Family | Storm Door |  |  |  |  | Commercial | New | Grocery | LED - 9W Flood
Residential | Existing | Manufactured Home | Storm Door |  |  |  |  | Commercial | New | Healthcare | LED - 9W Flood
Residential | New | Single Family | Storm Door |  |  |  |  | Commercial | New | Hospitals | LED - 9W Flood
Residential | New | Multi-Family | Storm Door |  |  |  |  | Commercial | New | Institutional | LED - 9W Flood
Residential | New | Manufactured Home | Storm Door |  |  |  |  | Commercial | New | Lodging/Hospitality | LED - 9W Flood
Residential | Existing | Single Family | Wall Insulation |  |  |  |  | Commercial | New | Miscellaneous | LED - 9W Flood
Residential | Existing | Multi-Family | Wall Insulation |  |  |  |  | Commercial | New | Offices | LED - 9W Flood
Residential | Existing | Manufactured Home | Wall Insulation |  |  |  |  | Commercial | New | Restaurants | LED - 9W Flood
Residential | New | Single Family | Wall Insulation |  |  |  |  | Commercial | New | Retail | LED - 9W Flood
Residential | New | Multi-Family | Wall Insulation |  |  |  |  | Commercial | New | Schools K-12 | LED - 9W Flood
Residential | New | Manufactured Home | Wall Insulation |  |  |  |  | Commercial | New | Warehouse | LED - 9W Flood
Residential | Existing | Single Family | Window Sun Protection |  |  |  |  | Commercial | Turnover | Assembly | LED Display Lighting (Exterior)
Residential | Existing | Multi-Family | Window Sun Protection |  |  |  |  | Commercial | Turnover | College and University | LED Display Lighting (Exterior)
Residential | Existing | Manufactured Home | Window Sun Protection |  |  |  |  | Commercial | Turnover | Grocery | LED Display Lighting (Exterior)
Residential | New | Single Family | Window Sun Protection |  |  |  |  | Commercial | Turnover | Healthcare | LED Display Lighting (Exterior)
Residential | New | Multi-Family | Window Sun Protection |  |  |  |  | Commercial | Turnover | Hospitals | LED Display Lighting (Exterior)
Residential | New | Manufactured Home | Window Sun Protection |  |  |  |  | Commercial | Turnover | Institutional | LED Display Lighting (Exterior)
Residential | Existing | Single Family | Exterior Lighting Controls |  |  |  |  | Commercial | Turnover | Lodging/Hospitality | LED Display Lighting (Exterior)
Residential | Existing | Multi-Family | Exterior Lighting Controls |  |  |  |  | Commercial | Turnover | Miscellaneous | LED Display Lighting (Exterior)
Residential | Existing | Manufactured Home | Exterior Lighting Controls |  |  |  |  | Commercial | Turnover | Offices | LED Display Lighting (Exterior)
Residential | New | Single Family | Exterior Lighting Controls |  |  |  |  | Commercial | Turnover | Restaurants | LED Display Lighting (Exterior)
Residential | New | Multi-Family | Exterior Lighting Controls |  |  |  |  | Commercial | Turnover | Retail | LED Display Lighting (Exterior)
Residential | New | Manufactured Home | Exterior Lighting Controls |  |  |  |  | Commercial | Turnover | Schools K-12 | LED Display Lighting (Exterior)
Residential | Existing | Single Family | Interior Lighting Controls |  |  |  |  | Commercial | Turnover | Warehouse | LED Display Lighting (Exterior)
Residential | Existing | Multi-Family | Interior Lighting Controls |  |  |  |  | Commercial | New | Assembly | LED Display Lighting (Exterior)
Residential | Existing | Manufactured Home | Interior Lighting Controls |  |  |  |  | Commercial | New | College and University | LED Display Lighting (Exterior)
Residential | New | Single Family | Interior Lighting Controls |  |  |  |  | Commercial | New | Grocery | LED Display Lighting (Exterior)
Residential | New | Multi-Family | Interior Lighting Controls |  |  |  |  | Commercial | New | Healthcare | LED Display Lighting (Exterior)
Residential | New | Manufactured Home | Interior Lighting Controls |  |  |  |  | Commercial | New | Hospitals | LED Display Lighting (Exterior)
Residential | Existing | Single Family | Solar Attic Fan |  |  |  |  | Commercial | New | Institutional | LED Display Lighting (Exterior)
Residential | Existing | Multi-Family | Solar Attic Fan |  |  |  |  | Commercial | New | Lodging/Hospitality | LED Display Lighting (Exterior)
Residential | Existing | Manufactured Home | Solar Attic Fan |  |  |  |  | Commercial | New | Miscellaneous | LED Display Lighting (Exterior)
Residential | New | Single Family | Solar Attic Fan |  |  |  |  | Commercial | New | Offices | LED Display Lighting (Exterior)
Residential | New | Multi-Family | Solar Attic Fan |  |  |  |  | Commercial | New | Restaurants | LED Display Lighting (Exterior)
Residential | New | Manufactured Home | Solar Attic Fan |  |  |  |  | Commercial | New | Retail | LED Display Lighting (Exterior)
Commercial | Turnover | Assembly | Energy Star Fryer |  |  |  |  | Commercial | New | Schools K-12 | LED Display Lighting (Exterior)
Commercial | Turnover | College and University | Energy Star Fryer |  |  |  |  | Commercial | New | Warehouse | LED Display Lighting (Exterior)
Commercial | Turnover | Grocery | Energy Star Fryer |  |  |  |  | Commercial | Turnover | Assembly | LED Parking Lighting
Commercial | Turnover | Healthcare | Energy Star Fryer |  |  |  |  | Commercial | Turnover | College and University | LED Parking Lighting
Commercial | Turnover | Hospitals | Energy Star Fryer |  |  |  |  | Commercial | Turnover | Grocery | LED Parking Lighting
Commercial | Turnover | Institutional | Energy Star Fryer |  |  |  |  | Commercial | Turnover | Healthcare | LED Parking Lighting
Commercial | Turnover | Lodging/Hospitality | Energy Star Fryer |  |  |  |  | Commercial | Turnover | Hospitals | LED Parking Lighting
Commercial | Turnover | Miscellaneous | Energy Star Fryer |  |  |  |  | Commercial | Turnover | Institutional | LED Parking Lighting
Commercial | Turnover | Offices | Energy Star Fryer |  |  |  |  | Commercial | Turnover | Lodging/Hospitality | LED Parking Lighting
Commercial | Turnover | Restaurants | Energy Star Fryer |  |  |  |  | Commercial | Turnover | Miscellaneous | LED Parking Lighting
Commercial | Turnover | Retail | Energy Star Fryer |  |  |  |  | Commercial | Turnover | Offices | LED Parking Lighting
Commercial | Turnover | Schools K-12 | Energy Star Fryer |  |  |  |  | Commercial | Turnover | Restaurants | LED Parking Lighting
Commercial | Turnover | Warehouse | Energy Star Fryer |  |  |  |  | Commercial | Turnover | Retail | LED Parking Lighting
Commercial | New | Assembly | Energy Star Fryer |  |  |  |  | Commercial | Turnover | Schools K-12 | LED Parking Lighting
Commercial | New | College and University | Energy Star Fryer |  |  |  |  | Commercial | Turnover | Warehouse | LED Parking Lighting
Commercial | New | Grocery | Energy Star Fryer |  |  |  |  | Commercial | New | Assembly | LED Parking Lighting
Commercial | New | Healthcare | Energy Star Fryer |  |  |  |  | Commercial | New | College and University | LED Parking Lighting
Commercial | New | Hospitals | Energy Star Fryer |  |  |  |  | Commercial | New | Grocery | LED Parking Lighting
Commercial | New | Institutional | Energy Star Fryer |  |  |  |  | Commercial | New | Healthcare | LED Parking Lighting
Commercial | New | Lodging/Hospitality | Energy Star Fryer |  |  |  |  | Commercial | New | Hospitals | LED Parking Lighting
Commercial | New | Miscellaneous | Energy Star Fryer |  |  |  |  | Commercial | New | Institutional | LED Parking Lighting
Commercial | New | Offices | Energy Star Fryer |  |  |  |  | Commercial | New | Lodging/Hospitality | LED Parking Lighting
Commercial | New | Restaurants | Energy Star Fryer |  |  |  |  | Commercial | New | Miscellaneous | LED Parking Lighting
Commercial | New | Retail | Energy Star Fryer |  |  |  |  | Commercial | New | Offices | LED Parking Lighting
Commercial | New | Schools K-12 | Energy Star Fryer |  |  |  |  | Commercial | New | Restaurants | LED Parking Lighting
Commercial | New | Warehouse | Energy Star Fryer |  |  |  |  | Commercial | New | Retail | LED Parking Lighting
Commercial | Turnover | Assembly | Induction Cooktops |  |  |  |  | Commercial | New | Schools K-12 | LED Parking Lighting
Commercial | Turnover | College and University | Induction Cooktops |  |  |  |  | Commercial | New | Warehouse | LED Parking Lighting
Commercial | Turnover | Grocery | Induction Cooktops |  |  |  |  | Commercial | Turnover | Assembly | LED Street Lights
Commercial | Turnover | Healthcare | Induction Cooktops |  |  |  |  | Commercial | Turnover | College and University | LED Street Lights
Commercial | Turnover | Hospitals | Induction Cooktops |  |  |  |  | Commercial | Turnover | Grocery | LED Street Lights
Commercial | Turnover | Institutional | Induction Cooktops |  |  |  |  | Commercial | Turnover | Healthcare | LED Street Lights
Commercial | Turnover | Lodging/Hospitality | Induction Cooktops |  |  |  |  | Commercial | Turnover | Hospitals | LED Street Lights
Commercial | Turnover | Miscellaneous | Induction Cooktops |  |  |  |  | Commercial | Turnover | Institutional | LED Street Lights
Commercial | Turnover | Offices | Induction Cooktops |  |  |  |  | Commercial | Turnover | Lodging/Hospitality | LED Street Lights
Commercial | Turnover | Restaurants | Induction Cooktops |  |  |  |  | Commercial | Turnover | Miscellaneous | LED Street Lights
Commercial | Turnover | Retail | Induction Cooktops |  |  |  |  | Commercial | Turnover | Offices | LED Street Lights
Commercial | Turnover | Schools K-12 | Induction Cooktops |  |  |  |  | Commercial | Turnover | Restaurants | LED Street Lights
Commercial | Turnover | Warehouse | Induction Cooktops |  |  |  |  | Commercial | Turnover | Retail | LED Street Lights
Commercial | New | Assembly | Induction Cooktops |  |  |  |  | Commercial | Turnover | Schools K-12 | LED Street Lights
Commercial | New | College and University | Induction Cooktops |  |  |  |  | Commercial | Turnover | Warehouse | LED Street Lights
Commercial | New | Grocery | Induction Cooktops |  |  |  |  | Commercial | New | Assembly | LED Street Lights
Commercial | New | Healthcare | Induction Cooktops |  |  |  |  | Commercial | New | College and University | LED Street Lights
Commercial | New | Hospitals | Induction Cooktops |  |  |  |  | Commercial | New | Grocery | LED Street Lights
Commercial | New | Institutional | Induction Cooktops |  |  |  |  | Commercial | New | Healthcare | LED Street Lights
Commercial | New | Lodging/Hospitality | Induction Cooktops |  |  |  |  | Commercial | New | Hospitals | LED Street Lights
Commercial | New | Miscellaneous | Induction Cooktops |  |  |  |  | Commercial | New | Institutional | LED Street Lights
Commercial | New | Offices | Induction Cooktops |  |  |  |  | Commercial | New | Lodging/Hospitality | LED Street Lights
Commercial | New | Restaurants | Induction Cooktops |  |  |  |  | Commercial | New | Miscellaneous | LED Street Lights
Commercial | New | Retail | Induction Cooktops |  |  |  |  | Commercial | New | Offices | LED Street Lights
Commercial | New | Schools K-12 | Induction Cooktops |  |  |  |  | Commercial | New | Restaurants | LED Street Lights
Commercial | New | Warehouse | Induction Cooktops |  |  |  |  | Commercial | New | Retail | LED Street Lights
Commercial | Turnover | Assembly | Instantaneous Hot Water System |  |  |  |  | Commercial | New | Schools K-12 | LED Street Lights
Commercial | Turnover | College and University | Instantaneous Hot Water System |  |  |  |  | Commercial | New | Warehouse | LED Street Lights
Commercial | Turnover | Grocery | Instantaneous Hot Water System |  |  |  |  | Commercial | Turnover | Assembly | High Efficiency PTAC
Commercial | Turnover | Healthcare | Instantaneous Hot Water System |  |  |  |  | Commercial | Turnover | College and University | High Efficiency PTAC
Commercial | Turnover | Hospitals | Instantaneous Hot Water System |  |  |  |  | Commercial | Turnover | Healthcare | High Efficiency PTAC
Commercial | Turnover | Institutional | Instantaneous Hot Water System |  |  |  |  | Commercial | Turnover | Hospitals | High Efficiency PTAC
Commercial | Turnover | Lodging/Hospitality | Instantaneous Hot Water System |  |  |  |  | Commercial | Turnover | Lodging/Hospitality | High Efficiency PTAC
Commercial | Turnover | Miscellaneous | Instantaneous Hot Water System |  |  |  |  | Commercial | Turnover | Offices | High Efficiency PTAC
Commercial | Turnover | Offices | Instantaneous Hot Water System |  |  |  |  | Commercial | Turnover | Restaurants | High Efficiency PTAC
Commercial | Turnover | Restaurants | Instantaneous Hot Water System |  |  |  |  | Commercial | Turnover | Retail | High Efficiency PTAC
Commercial | Turnover | Retail | Instantaneous Hot Water System |  |  |  |  | Commercial | Turnover | Schools K-12 | High Efficiency PTAC
Commercial | Turnover | Schools K-12 | Instantaneous Hot Water System |  |  |  |  | Commercial | New | Assembly | High Efficiency PTAC
Commercial | Turnover | Warehouse | Instantaneous Hot Water System |  |  |  |  | Commercial | New | College and University | High Efficiency PTAC
Commercial | New | Assembly | Instantaneous Hot Water System |  |  |  |  | Commercial | New | Healthcare | High Efficiency PTAC
Commercial | New | College and University | Instantaneous Hot Water System |  |  |  |  | Commercial | New | Hospitals | High Efficiency PTAC
Commercial | New | Grocery | Instantaneous Hot Water System |  |  |  |  | Commercial | New | Lodging/Hospitality | High Efficiency PTAC
Commercial | New | Healthcare | Instantaneous Hot Water System |  |  |  |  | Commercial | New | Offices | High Efficiency PTAC
Commercial | New | Hospitals | Instantaneous Hot Water System |  |  |  |  | Commercial | New | Restaurants | High Efficiency PTAC
Commercial | New | Institutional | Instantaneous Hot Water System |  |  |  |  | Commercial | New | Retail | High Efficiency PTAC
Commercial | New | Lodging/Hospitality | Instantaneous Hot Water System |  |  |  |  | Commercial | New | Schools K-12 | High Efficiency PTAC
Commercial | New | Miscellaneous | Instantaneous Hot Water System |  |  |  |  | Commercial | Turnover | Assembly | High Efficiency PTHP
Commercial | New | Offices | Instantaneous Hot Water System |  |  |  |  | Commercial | Turnover | College and University | High Efficiency PTHP
Commercial | New | Restaurants | Instantaneous Hot Water System |  |  |  |  | Commercial | Turnover | Healthcare | High Efficiency PTHP
Commercial | New | Retail | Instantaneous Hot Water System |  |  |  |  | Commercial | Turnover | Hospitals | High Efficiency PTHP
Commercial | New | Schools K-12 | Instantaneous Hot Water System |  |  |  |  | Commercial | Turnover | Lodging/Hospitality | High Efficiency PTHP
Commercial | New | Warehouse | Instantaneous Hot Water System |  |  |  |  | Commercial | Turnover | Offices | High Efficiency PTHP
Commercial | Turnover | Assembly | Solar Water Heater |  |  |  |  | Commercial | Turnover | Restaurants | High Efficiency PTHP
Commercial | Turnover | Healthcare | Solar Water Heater |  |  |  |  | Commercial | Turnover | Retail | High Efficiency PTHP
Commercial | Turnover | Restaurants | Solar Water Heater |  |  |  |  | Commercial | Turnover | Schools K-12 | High Efficiency PTHP
Commercial | Turnover | Schools K-12 | Solar Water Heater |  |  |  |  | Commercial | New | Assembly | High Efficiency PTHP
Commercial | New | Assembly | Solar Water Heater |  |  |  |  | Commercial | New | College and University | High Efficiency PTHP
Commercial | New | Healthcare | Solar Water Heater |  |  |  |  | Commercial | New | Healthcare | High Efficiency PTHP
Commercial | New | Restaurants | Solar Water Heater |  |  |  |  | Commercial | New | Hospitals | High Efficiency PTHP
Commercial | New | Schools K-12 | Solar Water Heater |  |  |  |  | Commercial | New | Lodging/Hospitality | High Efficiency PTHP
Commercial | Turnover | Assembly | LED Traffic and Crosswalk Lighting |  |  |  |  | Commercial | New | Offices | High Efficiency PTHP
Commercial | Turnover | College and University | LED Traffic and Crosswalk Lighting |  |  |  |  | Commercial | New | Restaurants | High Efficiency PTHP
Commercial | Turnover | Grocery | LED Traffic and Crosswalk Lighting |  |  |  |  | Commercial | New | Retail | High Efficiency PTHP
Commercial | Turnover | Healthcare | LED Traffic and Crosswalk Lighting |  |  |  |  | Commercial | New | Schools K-12 | High Efficiency PTHP
Commercial | Turnover | Hospitals | LED Traffic and Crosswalk Lighting |  |  |  |  | Commercial | Turnover | Assembly | CFL-23W
Commercial | Turnover | Institutional | LED Traffic and Crosswalk Lighting |  |  |  |  | Commercial | Turnover | College and University | CFL-23W
Commercial | Turnover | Lodging/Hospitality | LED Traffic and Crosswalk Lighting |  |  |  |  | Commercial | Turnover | Grocery | CFL-23W
Commercial | Turnover | Miscellaneous | LED Traffic and Crosswalk Lighting |  |  |  |  | Commercial | Turnover | Healthcare | CFL-23W
Commercial | Turnover | Offices | LED Traffic and Crosswalk Lighting |  |  |  |  | Commercial | Turnover | Hospitals | CFL-23W
Commercial | Turnover | Restaurants | LED Traffic and Crosswalk Lighting |  |  |  |  | Commercial | Turnover | Institutional | CFL-23W
Commercial | Turnover | Retail | LED Traffic and Crosswalk Lighting |  |  |  |  | Commercial | Turnover | Lodging/Hospitality | CFL-23W
Commercial | Turnover | Schools K-12 | LED Traffic and Crosswalk Lighting |  |  |  |  | Commercial | Turnover | Miscellaneous | CFL-23W
Commercial | Turnover | Warehouse | LED Traffic and Crosswalk Lighting |  |  |  |  | Commercial | Turnover | Offices | CFL-23W
Commercial | New | Assembly | LED Traffic and Crosswalk Lighting |  |  |  |  | Commercial | Turnover | Restaurants | CFL-23W
Commercial | New | College and University | LED Traffic and Crosswalk Lighting |  |  |  |  | Commercial | Turnover | Retail | CFL-23W
Commercial | New | Grocery | LED Traffic and Crosswalk Lighting |  |  |  |  | Commercial | Turnover | Schools K-12 | CFL-23W
Commercial | New | Healthcare | LED Traffic and Crosswalk Lighting |  |  |  |  | Commercial | Turnover | Warehouse | CFL-23W
Commercial | New | Hospitals | LED Traffic and Crosswalk Lighting |  |  |  |  | Commercial | New | Assembly | CFL-23W
Commercial | New | Institutional | LED Traffic and Crosswalk Lighting |  |  |  |  | Commercial | New | College and University | CFL-23W
Commercial | New | Lodging/Hospitality | LED Traffic and Crosswalk Lighting |  |  |  |  | Commercial | New | Grocery | CFL-23W
Commercial | New | Miscellaneous | LED Traffic and Crosswalk Lighting |  |  |  |  | Commercial | New | Healthcare | CFL-23W
Commercial | New | Offices | LED Traffic and Crosswalk Lighting |  |  |  |  | Commercial | New | Hospitals | CFL-23W
Commercial | New | Restaurants | LED Traffic and Crosswalk Lighting |  |  |  |  | Commercial | New | Institutional | CFL-23W
Commercial | New | Retail | LED Traffic and Crosswalk Lighting |  |  |  |  | Commercial | New | Lodging/Hospitality | CFL-23W
Commercial | New | Schools K-12 | LED Traffic and Crosswalk Lighting |  |  |  |  | Commercial | New | Miscellaneous | CFL-23W
Commercial | New | Warehouse | LED Traffic and Crosswalk Lighting |  |  |  |  | Commercial | New | Offices | CFL-23W
Commercial | Turnover | Assembly | Geothermal Heat Pump |  |  |  |  | Commercial | New | Restaurants | CFL-23W
Commercial | Turnover | College and University | Geothermal Heat Pump |  |  |  |  | Commercial | New | Retail | CFL-23W
Commercial | Turnover | Grocery | Geothermal Heat Pump |  |  |  |  | Commercial | New | Schools K-12 | CFL-23W
Commercial | Turnover | Healthcare | Geothermal Heat Pump |  |  |  |  | Commercial | New | Warehouse | CFL-23W
Commercial | Turnover | Hospitals | Geothermal Heat Pump |  |  |  |  | Commercial | Turnover | Assembly | High Bay Fluorescent (T5)
Commercial | Turnover | Institutional | Geothermal Heat Pump |  |  |  |  | Commercial | Turnover | College and University | High Bay Fluorescent (T5)
Commercial | Turnover | Lodging/Hospitality | Geothermal Heat Pump |  |  |  |  | Commercial | Turnover | Grocery | High Bay Fluorescent (T5)
Commercial | Turnover | Miscellaneous | Geothermal Heat Pump |  |  |  |  | Commercial | Turnover | Healthcare | High Bay Fluorescent (T5)
Commercial | Turnover | Offices | Geothermal Heat Pump |  |  |  |  | Commercial | Turnover | Hospitals | High Bay Fluorescent (T5)
Commercial | Turnover | Restaurants | Geothermal Heat Pump |  |  |  |  | Commercial | Turnover | Institutional | High Bay Fluorescent (T5)
Commercial | Turnover | Retail | Geothermal Heat Pump |  |  |  |  | Commercial | Turnover | Lodging/Hospitality | High Bay Fluorescent (T5)
Commercial | Turnover | Schools K-12 | Geothermal Heat Pump |  |  |  |  | Commercial | Turnover | Miscellaneous | High Bay Fluorescent (T5)
Commercial | Turnover | Warehouse | Geothermal Heat Pump |  |  |  |  | Commercial | Turnover | Offices | High Bay Fluorescent (T5)
Commercial | New | Assembly | Geothermal Heat Pump |  |  |  |  | Commercial | Turnover | Restaurants | High Bay Fluorescent (T5)
Commercial | New | College and University | Geothermal Heat Pump |  |  |  |  | Commercial | Turnover | Retail | High Bay Fluorescent (T5)
Commercial | New | Grocery | Geothermal Heat Pump |  |  |  |  | Commercial | Turnover | Warehouse | High Bay Fluorescent (T5)
Commercial | New | Healthcare | Geothermal Heat Pump |  |  |  |  | Commercial | New | Assembly | High Bay Fluorescent (T5)
Commercial | New | Hospitals | Geothermal Heat Pump |  |  |  |  | Commercial | New | College and University | High Bay Fluorescent (T5)
Commercial | New | Institutional | Geothermal Heat Pump |  |  |  |  | Commercial | New | Grocery | High Bay Fluorescent (T5)
Commercial | New | Lodging/Hospitality | Geothermal Heat Pump |  |  |  |  | Commercial | New | Healthcare | High Bay Fluorescent (T5)
Commercial | New | Miscellaneous | Geothermal Heat Pump |  |  |  |  | Commercial | New | Hospitals | High Bay Fluorescent (T5)
Commercial | New | Offices | Geothermal Heat Pump |  |  |  |  | Commercial | New | Institutional | High Bay Fluorescent (T5)
Commercial | New | Restaurants | Geothermal Heat Pump |  |  |  |  | Commercial | New | Lodging/Hospitality | High Bay Fluorescent (T5)
Commercial | New | Retail | Geothermal Heat Pump |  |  |  |  | Commercial | New | Miscellaneous | High Bay Fluorescent (T5)
Commercial | New | Schools K-12 | Geothermal Heat Pump |  |  |  |  | Commercial | New | Offices | High Bay Fluorescent (T5)
Commercial | New | Warehouse | Geothermal Heat Pump |  |  |  |  | Commercial | New | Restaurants | High Bay Fluorescent (T5)
Commercial | Turnover | Grocery | High Efficiency Chiller (Air Cooled, 50 tons) |  |  |  |  | Commercial | New | Retail | High Bay Fluorescent (T5)
Commercial | Turnover | Institutional | High Efficiency Chiller (Air Cooled, 50 tons) |  |  |  |  | Commercial | New | Warehouse | High Bay Fluorescent (T5)
Commercial | Turnover | Miscellaneous | High Efficiency Chiller (Air Cooled, 50 tons) |  |  |  |  | Commercial | Turnover | College and University | High Bay LED
Commercial | Turnover | Warehouse | High Efficiency Chiller (Air Cooled, 50 tons) |  |  |  |  | Commercial | Turnover | Grocery | High Bay LED
Commercial | New | Grocery | High Efficiency Chiller (Air Cooled, 50 tons) |  |  |  |  | Commercial | Turnover | Healthcare | High Bay LED
Commercial | New | Institutional | High Efficiency Chiller (Air Cooled, 50 tons) |  |  |  |  | Commercial | Turnover | Hospitals | High Bay LED
Commercial | New | Miscellaneous | High Efficiency Chiller (Air Cooled, 50 tons) |  |  |  |  | Commercial | Turnover | Lodging/Hospitality | High Bay LED
Commercial | New | Warehouse | High Efficiency Chiller (Air Cooled, 50 tons) |  |  |  |  | Commercial | Turnover | Miscellaneous | High Bay LED
Commercial | Turnover | Grocery | High Efficiency Chiller (Water cooled-centrifugal, 200 tons) |  |  |  |  | Commercial | Turnover | Retail | High Bay LED
Commercial | Turnover | Institutional | High Efficiency Chiller (Water cooled-centrifugal, 200 tons) |  |  |  |  | Commercial | Turnover | Warehouse | High Bay LED
Commercial | Turnover | Miscellaneous | High Efficiency Chiller (Water cooled-centrifugal, 200 tons) |  |  |  |  | Commercial | New | College and University | High Bay LED
Commercial | Turnover | Warehouse | High Efficiency Chiller (Water cooled-centrifugal, 200 tons) |  |  |  |  | Commercial | New | Grocery | High Bay LED
Commercial | New | Grocery | High Efficiency Chiller (Water cooled-centrifugal, 200 tons) |  |  |  |  | Commercial | New | Healthcare | High Bay LED
Commercial | New | Institutional | High Efficiency Chiller (Water cooled-centrifugal, 200 tons) |  |  |  |  | Commercial | New | Hospitals | High Bay LED
Commercial | New | Miscellaneous | High Efficiency Chiller (Water cooled-centrifugal, 200 tons) |  |  |  |  | Commercial | New | Lodging/Hospitality | High Bay LED
Commercial | New | Warehouse | High Efficiency Chiller (Water cooled-centrifugal, 200 tons) |  |  |  |  | Commercial | New | Miscellaneous | High Bay LED
Commercial | Turnover | Assembly | High Efficiency Chiller (Water cooled-positive displacement, 100 tons) |  |  |  |  | Commercial | New | Retail | High Bay LED
Commercial | Turnover | Grocery | High Efficiency Chiller (Water cooled-positive displacement, 100 tons) |  |  |  |  | Commercial | New | Warehouse | High Bay LED
Commercial | Turnover | Institutional | High Efficiency Chiller (Water cooled-positive displacement, 100 tons) |  |  |  |  | Commercial | Turnover | Assembly | LED - 14W
Commercial | Turnover | Miscellaneous | High Efficiency Chiller (Water cooled-positive displacement, 100 tons) |  |  |  |  | Commercial | Turnover | College and University | LED - 14W
Commercial | Turnover | Warehouse | High Efficiency Chiller (Water cooled-positive displacement, 100 tons) |  |  |  |  | Commercial | Turnover | Grocery | LED - 14W
Commercial | New | Assembly | High Efficiency Chiller (Water cooled-positive displacement, 100 tons) |  |  |  |  | Commercial | Turnover | Healthcare | LED - 14W
Commercial | New | Grocery | High Efficiency Chiller (Water cooled-positive displacement, 100 tons) |  |  |  |  | Commercial | Turnover | Hospitals | LED - 14W
Commercial | New | Institutional | High Efficiency Chiller (Water cooled-positive displacement, 100 tons) |  |  |  |  | Commercial | Turnover | Institutional | LED - 14W
Commercial | New | Miscellaneous | High Efficiency Chiller (Water cooled-positive displacement, 100 tons) |  |  |  |  | Commercial | Turnover | Lodging/Hospitality | LED - 14W
Commercial | New | Warehouse | High Efficiency Chiller (Water cooled-positive displacement, 100 tons) |  |  |  |  | Commercial | Turnover | Miscellaneous | LED - 14W
Commercial | Turnover | Assembly | High Efficiency Data Center Cooling |  |  |  |  | Commercial | Turnover | Offices | LED - 14W
Commercial | Turnover | College and University | High Efficiency Data Center Cooling |  |  |  |  | Commercial | Turnover | Restaurants | LED - 14W
Commercial | Turnover | Grocery | High Efficiency Data Center Cooling |  |  |  |  | Commercial | Turnover | Retail | LED - 14W
Commercial | Turnover | Healthcare | High Efficiency Data Center Cooling |  |  |  |  | Commercial | Turnover | Schools K-12 | LED - 14W
Commercial | Turnover | Hospitals | High Efficiency Data Center Cooling |  |  |  |  | Commercial | Turnover | Warehouse | LED - 14W
Commercial | Turnover | Institutional | High Efficiency Data Center Cooling |  |  |  |  | Commercial | New | Assembly | LED - 14W
Commercial | Turnover | Lodging/Hospitality | High Efficiency Data Center Cooling |  |  |  |  | Commercial | New | College and University | LED - 14W
Commercial | Turnover | Miscellaneous | High Efficiency Data Center Cooling |  |  |  |  | Commercial | New | Grocery | LED - 14W
Commercial | Turnover | Offices | High Efficiency Data Center Cooling |  |  |  |  | Commercial | New | Healthcare | LED - 14W
Commercial | Turnover | Restaurants | High Efficiency Data Center Cooling |  |  |  |  | Commercial | New | Hospitals | LED - 14W
Commercial | Turnover | Retail | High Efficiency Data Center Cooling |  |  |  |  | Commercial | New | Institutional | LED - 14W
Commercial | Turnover | Schools K-12 | High Efficiency Data Center Cooling |  |  |  |  | Commercial | New | Lodging/Hospitality | LED - 14W
Commercial | Turnover | Warehouse | High Efficiency Data Center Cooling |  |  |  |  | Commercial | New | Miscellaneous | LED - 14W
Commercial | New | Assembly | High Efficiency Data Center Cooling |  |  |  |  | Commercial | New | Offices | LED - 14W
Commercial | New | College and University | High Efficiency Data Center Cooling |  |  |  |  | Commercial | New | Restaurants | LED - 14W
Commercial | New | Grocery | High Efficiency Data Center Cooling |  |  |  |  | Commercial | New | Retail | LED - 14W
Commercial | New | Healthcare | High Efficiency Data Center Cooling |  |  |  |  | Commercial | New | Schools K-12 | LED - 14W
Commercial | New | Hospitals | High Efficiency Data Center Cooling |  |  |  |  | Commercial | New | Warehouse | LED - 14W
Commercial | New | Institutional | High Efficiency Data Center Cooling |  |  |  |  | Commercial | Turnover | Assembly | LED Display Lighting (Interior)
Commercial | New | Lodging/Hospitality | High Efficiency Data Center Cooling |  |  |  |  | Commercial | Turnover | College and University | LED Display Lighting (Interior)
Commercial | New | Miscellaneous | High Efficiency Data Center Cooling |  |  |  |  | Commercial | Turnover | Grocery | LED Display Lighting (Interior)
Commercial | New | Offices | High Efficiency Data Center Cooling |  |  |  |  | Commercial | Turnover | Healthcare | LED Display Lighting (Interior)
Commercial | New | Restaurants | High Efficiency Data Center Cooling |  |  |  |  | Commercial | Turnover | Hospitals | LED Display Lighting (Interior)
Commercial | New | Retail | High Efficiency Data Center Cooling |  |  |  |  | Commercial | Turnover | Institutional | LED Display Lighting (Interior)
Commercial | New | Schools K-12 | High Efficiency Data Center Cooling |  |  |  |  | Commercial | Turnover | Lodging/Hospitality | LED Display Lighting (Interior)
Commercial | New | Warehouse | High Efficiency Data Center Cooling |  |  |  |  | Commercial | Turnover | Miscellaneous | LED Display Lighting (Interior)
Commercial | Turnover | Assembly | High Efficiency DX 135k- less than 240k BTU |  |  |  |  | Commercial | Turnover | Offices | LED Display Lighting (Interior)
Commercial | Turnover | College and University | High Efficiency DX 135k- less than 240k BTU |  |  |  |  | Commercial | Turnover | Restaurants | LED Display Lighting (Interior)
Commercial | Turnover | Grocery | High Efficiency DX 135k- less than 240k BTU |  |  |  |  | Commercial | Turnover | Retail | LED Display Lighting (Interior)
Commercial | Turnover | Healthcare | High Efficiency DX 135k- less than 240k BTU |  |  |  |  | Commercial | Turnover | Schools K-12 | LED Display Lighting (Interior)
Commercial | Turnover | Hospitals | High Efficiency DX 135k- less than 240k BTU |  |  |  |  | Commercial | Turnover | Warehouse | LED Display Lighting (Interior)
Commercial | Turnover | Institutional | High Efficiency DX 135k- less than 240k BTU |  |  |  |  | Commercial | New | Assembly | LED Display Lighting (Interior)
Commercial | Turnover | Lodging/Hospitality | High Efficiency DX 135k- less than 240k BTU |  |  |  |  | Commercial | New | College and University | LED Display Lighting (Interior)
Commercial | Turnover | Miscellaneous | High Efficiency DX 135k- less than 240k BTU |  |  |  |  | Commercial | New | Grocery | LED Display Lighting (Interior)
Commercial | Turnover | Offices | High Efficiency DX 135k- less than 240k BTU |  |  |  |  | Commercial | New | Healthcare | LED Display Lighting (Interior)
Commercial | Turnover | Restaurants | High Efficiency DX 135k- less than 240k BTU |  |  |  |  | Commercial | New | Hospitals | LED Display Lighting (Interior)
Commercial | Turnover | Retail | High Efficiency DX 135k- less than 240k BTU |  |  |  |  | Commercial | New | Institutional | LED Display Lighting (Interior)
Commercial | Turnover | Schools K-12 | High Efficiency DX 135k- less than 240k BTU |  |  |  |  | Commercial | New | Lodging/Hospitality | LED Display Lighting (Interior)
Commercial | Turnover | Warehouse | High Efficiency DX 135k- less than 240k BTU |  |  |  |  | Commercial | New | Miscellaneous | LED Display Lighting (Interior)
Commercial | New | Assembly | High Efficiency DX 135k- less than 240k BTU |  |  |  |  | Commercial | New | Offices | LED Display Lighting (Interior)
Commercial | New | College and University | High Efficiency DX 135k- less than 240k BTU |  |  |  |  | Commercial | New | Restaurants | LED Display Lighting (Interior)
Commercial | New | Grocery | High Efficiency DX 135k- less than 240k BTU |  |  |  |  | Commercial | New | Retail | LED Display Lighting (Interior)
Commercial | New | Healthcare | High Efficiency DX 135k- less than 240k BTU |  |  |  |  | Commercial | New | Schools K-12 | LED Display Lighting (Interior)
Commercial | New | Hospitals | High Efficiency DX 135k- less than 240k BTU |  |  |  |  | Commercial | New | Warehouse | LED Display Lighting (Interior)
Commercial | New | Institutional | High Efficiency DX 135k- less than 240k BTU |  |  |  |  | Commercial | Turnover | Assembly | LED Linear - Fixture Replacement
Commercial | New | Lodging/Hospitality | High Efficiency DX 135k- less than 240k BTU |  |  |  |  | Commercial | Turnover | College and University | LED Linear - Fixture Replacement
Commercial | New | Miscellaneous | High Efficiency DX 135k- less than 240k BTU |  |  |  |  | Commercial | Turnover | Grocery | LED Linear - Fixture Replacement
Commercial | New | Offices | High Efficiency DX 135k- less than 240k BTU |  |  |  |  | Commercial | Turnover | Healthcare | LED Linear - Fixture Replacement
Commercial | New | Restaurants | High Efficiency DX 135k- less than 240k BTU |  |  |  |  | Commercial | Turnover | Hospitals | LED Linear - Fixture Replacement
Commercial | New | Retail | High Efficiency DX 135k- less than 240k BTU |  |  |  |  | Commercial | Turnover | Institutional | LED Linear - Fixture Replacement
Commercial | New | Schools K-12 | High Efficiency DX 135k- less than 240k BTU |  |  |  |  | Commercial | Turnover | Lodging/Hospitality | LED Linear - Fixture Replacement
Commercial | New | Warehouse | High Efficiency DX 135k- less than 240k BTU |  |  |  |  | Commercial | Turnover | Miscellaneous | LED Linear - Fixture Replacement
Commercial | Turnover | Assembly | Variable Refrigerant Flow (VRF) HVAC Systems |  |  |  |  | Commercial | Turnover | Offices | LED Linear - Fixture Replacement
Commercial | Turnover | College and University | Variable Refrigerant Flow (VRF) HVAC Systems |  |  |  |  | Commercial | Turnover | Restaurants | LED Linear - Fixture Replacement
Commercial | Turnover | Grocery | Variable Refrigerant Flow (VRF) HVAC Systems |  |  |  |  | Commercial | Turnover | Retail | LED Linear - Fixture Replacement
Commercial | Turnover | Institutional | Variable Refrigerant Flow (VRF) HVAC Systems |  |  |  |  | Commercial | Turnover | Schools K-12 | LED Linear - Fixture Replacement
Commercial | Turnover | Miscellaneous | Variable Refrigerant Flow (VRF) HVAC Systems |  |  |  |  | Commercial | Turnover | Warehouse | LED Linear - Fixture Replacement
Commercial | Turnover | Offices | Variable Refrigerant Flow (VRF) HVAC Systems |  |  |  |  | Commercial | New | Assembly | LED Linear - Fixture Replacement
Commercial | Turnover | Retail | Variable Refrigerant Flow (VRF) HVAC Systems |  |  |  |  | Commercial | New | College and University | LED Linear - Fixture Replacement
Commercial | Turnover | Schools K-12 | Variable Refrigerant Flow (VRF) HVAC Systems |  |  |  |  | Commercial | New | Grocery | LED Linear - Fixture Replacement
Commercial | Turnover | Warehouse | Variable Refrigerant Flow (VRF) HVAC Systems |  |  |  |  | Commercial | New | Healthcare | LED Linear - Fixture Replacement
Commercial | New | Assembly | Variable Refrigerant Flow (VRF) HVAC Systems |  |  |  |  | Commercial | New | Hospitals | LED Linear - Fixture Replacement
Commercial | New | College and University | Variable Refrigerant Flow (VRF) HVAC Systems |  |  |  |  | Commercial | New | Institutional | LED Linear - Fixture Replacement
Commercial | New | Grocery | Variable Refrigerant Flow (VRF) HVAC Systems |  |  |  |  | Commercial | New | Lodging/Hospitality | LED Linear - Fixture Replacement
Commercial | New | Institutional | Variable Refrigerant Flow (VRF) HVAC Systems |  |  |  |  | Commercial | New | Miscellaneous | LED Linear - Fixture Replacement
Commercial | New | Miscellaneous | Variable Refrigerant Flow (VRF) HVAC Systems |  |  |  |  | Commercial | New | Offices | LED Linear - Fixture Replacement
Commercial | New | Offices | Variable Refrigerant Flow (VRF) HVAC Systems |  |  |  |  | Commercial | New | Restaurants | LED Linear - Fixture Replacement
Commercial | New | Retail | Variable Refrigerant Flow (VRF) HVAC Systems |  |  |  |  | Commercial | New | Retail | LED Linear - Fixture Replacement
Commercial | New | Schools K-12 | Variable Refrigerant Flow (VRF) HVAC Systems |  |  |  |  | Commercial | New | Schools K-12 | LED Linear - Fixture Replacement
Commercial | New | Warehouse | Variable Refrigerant Flow (VRF) HVAC Systems |  |  |  |  | Commercial | New | Warehouse | LED Linear - Fixture Replacement
Commercial | Turnover | Assembly | Premium T8 - Fixture Replacement |  |  |  |  | Commercial | Turnover | Assembly | LED Linear - Lamp Replacement
Commercial | Turnover | Institutional | Premium T8 - Fixture Replacement |  |  |  |  | Commercial | Turnover | College and University | LED Linear - Lamp Replacement
Commercial | Turnover | Offices | Premium T8 - Fixture Replacement |  |  |  |  | Commercial | Turnover | Grocery | LED Linear - Lamp Replacement
Commercial | Turnover | Restaurants | Premium T8 - Fixture Replacement |  |  |  |  | Commercial | Turnover | Healthcare | LED Linear - Lamp Replacement
Commercial | Turnover | Schools K-12 | Premium T8 - Fixture Replacement |  |  |  |  | Commercial | Turnover | Hospitals | LED Linear - Lamp Replacement
Commercial | Turnover | Warehouse | Premium T8 - Fixture Replacement |  |  |  |  | Commercial | Turnover | Institutional | LED Linear - Lamp Replacement
Commercial | New | Assembly | Premium T8 - Fixture Replacement |  |  |  |  | Commercial | Turnover | Lodging/Hospitality | LED Linear - Lamp Replacement
Commercial | New | Institutional | Premium T8 - Fixture Replacement |  |  |  |  | Commercial | Turnover | Miscellaneous | LED Linear - Lamp Replacement
Commercial | New | Offices | Premium T8 - Fixture Replacement |  |  |  |  | Commercial | Turnover | Offices | LED Linear - Lamp Replacement
Commercial | New | Restaurants | Premium T8 - Fixture Replacement |  |  |  |  | Commercial | Turnover | Restaurants | LED Linear - Lamp Replacement
Commercial | New | Schools K-12 | Premium T8 - Fixture Replacement |  |  |  |  | Commercial | Turnover | Retail | LED Linear - Lamp Replacement
Commercial | New | Warehouse | Premium T8 - Fixture Replacement |  |  |  |  | Commercial | Turnover | Schools K-12 | LED Linear - Lamp Replacement
Commercial | Turnover | Assembly | ENERGY STAR Commercial Clothes Washer |  |  |  |  | Commercial | Turnover | Warehouse | LED Linear - Lamp Replacement
Commercial | Turnover | College and University | ENERGY STAR Commercial Clothes Washer |  |  |  |  | Commercial | New | Assembly | LED Linear - Lamp Replacement
Commercial | Turnover | Grocery | ENERGY STAR Commercial Clothes Washer |  |  |  |  | Commercial | New | College and University | LED Linear - Lamp Replacement
Commercial | Turnover | Healthcare | ENERGY STAR Commercial Clothes Washer |  |  |  |  | Commercial | New | Grocery | LED Linear - Lamp Replacement
Commercial | Turnover | Hospitals | ENERGY STAR Commercial Clothes Washer |  |  |  |  | Commercial | New | Healthcare | LED Linear - Lamp Replacement
Commercial | Turnover | Institutional | ENERGY STAR Commercial Clothes Washer |  |  |  |  | Commercial | New | Hospitals | LED Linear - Lamp Replacement
Commercial | Turnover | Lodging/Hospitality | ENERGY STAR Commercial Clothes Washer |  |  |  |  | Commercial | New | Institutional | LED Linear - Lamp Replacement
Commercial | Turnover | Miscellaneous | ENERGY STAR Commercial Clothes Washer |  |  |  |  | Commercial | New | Lodging/Hospitality | LED Linear - Lamp Replacement
Commercial | Turnover | Offices | ENERGY STAR Commercial Clothes Washer |  |  |  |  | Commercial | New | Miscellaneous | LED Linear - Lamp Replacement
Commercial | Turnover | Restaurants | ENERGY STAR Commercial Clothes Washer |  |  |  |  | Commercial | New | Offices | LED Linear - Lamp Replacement
Commercial | Turnover | Retail | ENERGY STAR Commercial Clothes Washer |  |  |  |  | Commercial | New | Restaurants | LED Linear - Lamp Replacement
Commercial | Turnover | Schools K-12 | ENERGY STAR Commercial Clothes Washer |  |  |  |  | Commercial | New | Retail | LED Linear - Lamp Replacement
Commercial | Turnover | Warehouse | ENERGY STAR Commercial Clothes Washer |  |  |  |  | Commercial | New | Schools K-12 | LED Linear - Lamp Replacement
Commercial | New | Assembly | ENERGY STAR Commercial Clothes Washer |  |  |  |  | Commercial | New | Warehouse | LED Linear - Lamp Replacement
Commercial | New | College and University | ENERGY STAR Commercial Clothes Washer |  |  |  |  | Commercial | Turnover | Assembly | Premium T8 - Lamp Replacement
Commercial | New | Grocery | ENERGY STAR Commercial Clothes Washer |  |  |  |  | Commercial | Turnover | College and University | Premium T8 - Lamp Replacement
Commercial | New | Healthcare | ENERGY STAR Commercial Clothes Washer |  |  |  |  | Commercial | Turnover | Grocery | Premium T8 - Lamp Replacement
Commercial | New | Hospitals | ENERGY STAR Commercial Clothes Washer |  |  |  |  | Commercial | Turnover | Healthcare | Premium T8 - Lamp Replacement
Commercial | New | Institutional | ENERGY STAR Commercial Clothes Washer |  |  |  |  | Commercial | Turnover | Hospitals | Premium T8 - Lamp Replacement
Commercial | New | Lodging/Hospitality | ENERGY STAR Commercial Clothes Washer |  |  |  |  | Commercial | Turnover | Institutional | Premium T8 - Lamp Replacement
Commercial | New | Miscellaneous | ENERGY STAR Commercial Clothes Washer |  |  |  |  | Commercial | Turnover | Lodging/Hospitality | Premium T8 - Lamp Replacement
Commercial | New | Offices | ENERGY STAR Commercial Clothes Washer |  |  |  |  | Commercial | Turnover | Miscellaneous | Premium T8 - Lamp Replacement
Commercial | New | Restaurants | ENERGY STAR Commercial Clothes Washer |  |  |  |  | Commercial | Turnover | Offices | Premium T8 - Lamp Replacement
Commercial | New | Retail | ENERGY STAR Commercial Clothes Washer |  |  |  |  | Commercial | Turnover | Restaurants | Premium T8 - Lamp Replacement
Commercial | New | Schools K-12 | ENERGY STAR Commercial Clothes Washer |  |  |  |  | Commercial | Turnover | Retail | Premium T8 - Lamp Replacement
Commercial | New | Warehouse | ENERGY STAR Commercial Clothes Washer |  |  |  |  | Commercial | Turnover | Schools K-12 | Premium T8 - Lamp Replacement
Commercial | Turnover | Assembly | Solar Powered Pool Pump |  |  |  |  | Commercial | Turnover | Warehouse | Premium T8 - Lamp Replacement
Commercial | Turnover | College and University | Solar Powered Pool Pump |  |  |  |  | Commercial | New | Assembly | Premium T8 - Lamp Replacement
Commercial | Turnover | Grocery | Solar Powered Pool Pump |  |  |  |  | Commercial | New | College and University | Premium T8 - Lamp Replacement
Commercial | Turnover | Healthcare | Solar Powered Pool Pump |  |  |  |  | Commercial | New | Grocery | Premium T8 - Lamp Replacement
Commercial | Turnover | Hospitals | Solar Powered Pool Pump |  |  |  |  | Commercial | New | Healthcare | Premium T8 - Lamp Replacement
Commercial | Turnover | Institutional | Solar Powered Pool Pump |  |  |  |  | Commercial | New | Hospitals | Premium T8 - Lamp Replacement
Commercial | Turnover | Lodging/Hospitality | Solar Powered Pool Pump |  |  |  |  | Commercial | New | Institutional | Premium T8 - Lamp Replacement
Commercial | Turnover | Miscellaneous | Solar Powered Pool Pump |  |  |  |  | Commercial | New | Lodging/Hospitality | Premium T8 - Lamp Replacement
Commercial | Turnover | Offices | Solar Powered Pool Pump |  |  |  |  | Commercial | New | Miscellaneous | Premium T8 - Lamp Replacement
Commercial | Turnover | Restaurants | Solar Powered Pool Pump |  |  |  |  | Commercial | New | Offices | Premium T8 - Lamp Replacement
Commercial | Turnover | Retail | Solar Powered Pool Pump |  |  |  |  | Commercial | New | Restaurants | Premium T8 - Lamp Replacement
Commercial | Turnover | Schools K-12 | Solar Powered Pool Pump |  |  |  |  | Commercial | New | Retail | Premium T8 - Lamp Replacement
Commercial | New | Assembly | Solar Powered Pool Pump |  |  |  |  | Commercial | New | Schools K-12 | Premium T8 - Lamp Replacement
Commercial | New | College and University | Solar Powered Pool Pump |  |  |  |  | Commercial | New | Warehouse | Premium T8 - Lamp Replacement
Commercial | New | Grocery | Solar Powered Pool Pump |  |  |  |  | Commercial | Turnover | Assembly | ENERGY STAR Water Cooler
Commercial | New | Healthcare | Solar Powered Pool Pump |  |  |  |  | Commercial | Turnover | College and University | ENERGY STAR Water Cooler
Commercial | New | Hospitals | Solar Powered Pool Pump |  |  |  |  | Commercial | Turnover | Grocery | ENERGY STAR Water Cooler
Commercial | New | Institutional | Solar Powered Pool Pump |  |  |  |  | Commercial | Turnover | Healthcare | ENERGY STAR Water Cooler
Commercial | New | Lodging/Hospitality | Solar Powered Pool Pump |  |  |  |  | Commercial | Turnover | Hospitals | ENERGY STAR Water Cooler
Commercial | New | Miscellaneous | Solar Powered Pool Pump |  |  |  |  | Commercial | Turnover | Institutional | ENERGY STAR Water Cooler
Commercial | New | Offices | Solar Powered Pool Pump |  |  |  |  | Commercial | Turnover | Lodging/Hospitality | ENERGY STAR Water Cooler
Commercial | New | Restaurants | Solar Powered Pool Pump |  |  |  |  | Commercial | Turnover | Miscellaneous | ENERGY STAR Water Cooler
Commercial | New | Retail | Solar Powered Pool Pump |  |  |  |  | Commercial | Turnover | Offices | ENERGY STAR Water Cooler
Commercial | New | Schools K-12 | Solar Powered Pool Pump |  |  |  |  | Commercial | Turnover | Restaurants | ENERGY STAR Water Cooler
Commercial | Turnover | Assembly | ENERGY STAR Imaging Equipment |  |  |  |  | Commercial | Turnover | Retail | ENERGY STAR Water Cooler
Commercial | Turnover | College and University | ENERGY STAR Imaging Equipment |  |  |  |  | Commercial | Turnover | Schools K-12 | ENERGY STAR Water Cooler
Commercial | Turnover | Grocery | ENERGY STAR Imaging Equipment |  |  |  |  | Commercial | Turnover | Warehouse | ENERGY STAR Water Cooler
Commercial | Turnover | Healthcare | ENERGY STAR Imaging Equipment |  |  |  |  | Commercial | New | Assembly | ENERGY STAR Water Cooler
Commercial | Turnover | Hospitals | ENERGY STAR Imaging Equipment |  |  |  |  | Commercial | New | College and University | ENERGY STAR Water Cooler
Commercial | Turnover | Institutional | ENERGY STAR Imaging Equipment |  |  |  |  | Commercial | New | Grocery | ENERGY STAR Water Cooler
Commercial | Turnover | Lodging/Hospitality | ENERGY STAR Imaging Equipment |  |  |  |  | Commercial | New | Healthcare | ENERGY STAR Water Cooler
Commercial | Turnover | Miscellaneous | ENERGY STAR Imaging Equipment |  |  |  |  | Commercial | New | Hospitals | ENERGY STAR Water Cooler
Commercial | Turnover | Offices | ENERGY STAR Imaging Equipment |  |  |  |  | Commercial | New | Institutional | ENERGY STAR Water Cooler
Commercial | Turnover | Restaurants | ENERGY STAR Imaging Equipment |  |  |  |  | Commercial | New | Lodging/Hospitality | ENERGY STAR Water Cooler
Commercial | Turnover | Retail | ENERGY STAR Imaging Equipment |  |  |  |  | Commercial | New | Miscellaneous | ENERGY STAR Water Cooler
Commercial | Turnover | Schools K-12 | ENERGY STAR Imaging Equipment |  |  |  |  | Commercial | New | Offices | ENERGY STAR Water Cooler
Commercial | Turnover | Warehouse | ENERGY STAR Imaging Equipment |  |  |  |  | Commercial | New | Restaurants | ENERGY STAR Water Cooler
Commercial | New | Assembly | ENERGY STAR Imaging Equipment |  |  |  |  | Commercial | New | Retail | ENERGY STAR Water Cooler
Commercial | New | College and University | ENERGY STAR Imaging Equipment |  |  |  |  | Commercial | New | Schools K-12 | ENERGY STAR Water Cooler
Commercial | New | Grocery | ENERGY STAR Imaging Equipment |  |  |  |  | Commercial | New | Warehouse | ENERGY STAR Water Cooler
Commercial | New | Healthcare | ENERGY STAR Imaging Equipment |  |  |  |  | Commercial | Turnover | Assembly | Heat Pump Pool Heater
Commercial | New | Hospitals | ENERGY STAR Imaging Equipment |  |  |  |  | Commercial | Turnover | College and University | Heat Pump Pool Heater
Commercial | New | Institutional | ENERGY STAR Imaging Equipment |  |  |  |  | Commercial | Turnover | Grocery | Heat Pump Pool Heater
Commercial | New | Lodging/Hospitality | ENERGY STAR Imaging Equipment |  |  |  |  | Commercial | Turnover | Healthcare | Heat Pump Pool Heater
Commercial | New | Miscellaneous | ENERGY STAR Imaging Equipment |  |  |  |  | Commercial | Turnover | Hospitals | Heat Pump Pool Heater
Commercial | New | Offices | ENERGY STAR Imaging Equipment |  |  |  |  | Commercial | Turnover | Institutional | Heat Pump Pool Heater
Commercial | New | Restaurants | ENERGY STAR Imaging Equipment |  |  |  |  | Commercial | Turnover | Lodging/Hospitality | Heat Pump Pool Heater
Commercial | New | Retail | ENERGY STAR Imaging Equipment |  |  |  |  | Commercial | Turnover | Miscellaneous | Heat Pump Pool Heater
Commercial | New | Schools K-12 | ENERGY STAR Imaging Equipment |  |  |  |  | Commercial | Turnover | Offices | Heat Pump Pool Heater
Commercial | New | Warehouse | ENERGY STAR Imaging Equipment |  |  |  |  | Commercial | Turnover | Restaurants | Heat Pump Pool Heater
Commercial | Turnover | Assembly | Server Virtualization |  |  |  |  | Commercial | Turnover | Retail | Heat Pump Pool Heater
Commercial | Turnover | College and University | Server Virtualization |  |  |  |  | Commercial | Turnover | Schools K-12 | Heat Pump Pool Heater
Commercial | Turnover | Grocery | Server Virtualization |  |  |  |  | Commercial | Turnover | Warehouse | Heat Pump Pool Heater
Commercial | Turnover | Healthcare | Server Virtualization |  |  |  |  | Commercial | New | Assembly | Heat Pump Pool Heater
Commercial | Turnover | Hospitals | Server Virtualization |  |  |  |  | Commercial | New | College and University | Heat Pump Pool Heater
Commercial | Turnover | Institutional | Server Virtualization |  |  |  |  | Commercial | New | Grocery | Heat Pump Pool Heater
Commercial | Turnover | Lodging/Hospitality | Server Virtualization |  |  |  |  | Commercial | New | Healthcare | Heat Pump Pool Heater
Commercial | Turnover | Miscellaneous | Server Virtualization |  |  |  |  | Commercial | New | Hospitals | Heat Pump Pool Heater
Commercial | Turnover | Offices | Server Virtualization |  |  |  |  | Commercial | New | Institutional | Heat Pump Pool Heater
Commercial | Turnover | Restaurants | Server Virtualization |  |  |  |  | Commercial | New | Lodging/Hospitality | Heat Pump Pool Heater
Commercial | Turnover | Retail | Server Virtualization |  |  |  |  | Commercial | New | Miscellaneous | Heat Pump Pool Heater
Commercial | Turnover | Schools K-12 | Server Virtualization |  |  |  |  | Commercial | New | Offices | Heat Pump Pool Heater
Commercial | Turnover | Warehouse | Server Virtualization |  |  |  |  | Commercial | New | Restaurants | Heat Pump Pool Heater
Commercial | New | Assembly | Server Virtualization |  |  |  |  | Commercial | New | Retail | Heat Pump Pool Heater
Commercial | New | College and University | Server Virtualization |  |  |  |  | Commercial | New | Schools K-12 | Heat Pump Pool Heater
Commercial | New | Grocery | Server Virtualization |  |  |  |  | Commercial | New | Warehouse | Heat Pump Pool Heater
Commercial | New | Healthcare | Server Virtualization |  |  |  |  | Commercial | Turnover | Assembly | Two Speed Pool Pump
Commercial | New | Hospitals | Server Virtualization |  |  |  |  | Commercial | Turnover | College and University | Two Speed Pool Pump
Commercial | New | Institutional | Server Virtualization |  |  |  |  | Commercial | Turnover | Grocery | Two Speed Pool Pump
Commercial | New | Lodging/Hospitality | Server Virtualization |  |  |  |  | Commercial | Turnover | Healthcare | Two Speed Pool Pump
Commercial | New | Miscellaneous | Server Virtualization |  |  |  |  | Commercial | Turnover | Hospitals | Two Speed Pool Pump
Commercial | New | Offices | Server Virtualization |  |  |  |  | Commercial | Turnover | Institutional | Two Speed Pool Pump
Commercial | New | Restaurants | Server Virtualization |  |  |  |  | Commercial | Turnover | Lodging/Hospitality | Two Speed Pool Pump
Commercial | New | Retail | Server Virtualization |  |  |  |  | Commercial | Turnover | Miscellaneous | Two Speed Pool Pump
Commercial | New | Schools K-12 | Server Virtualization |  |  |  |  | Commercial | Turnover | Offices | Two Speed Pool Pump
Commercial | New | Warehouse | Server Virtualization |  |  |  |  | Commercial | Turnover | Restaurants | Two Speed Pool Pump
Commercial | Turnover | Assembly | Energy Star Ice Maker |  |  |  |  | Commercial | Turnover | Retail | Two Speed Pool Pump
Commercial | Turnover | College and University | Energy Star Ice Maker |  |  |  |  | Commercial | Turnover | Schools K-12 | Two Speed Pool Pump
Commercial | Turnover | Grocery | Energy Star Ice Maker |  |  |  |  | Commercial | Turnover | Warehouse | Two Speed Pool Pump
Commercial | Turnover | Healthcare | Energy Star Ice Maker |  |  |  |  | Commercial | New | Assembly | Two Speed Pool Pump
Commercial | Turnover | Hospitals | Energy Star Ice Maker |  |  |  |  | Commercial | New | College and University | Two Speed Pool Pump
Commercial | Turnover | Institutional | Energy Star Ice Maker |  |  |  |  | Commercial | New | Grocery | Two Speed Pool Pump
Commercial | Turnover | Lodging/Hospitality | Energy Star Ice Maker |  |  |  |  | Commercial | New | Healthcare | Two Speed Pool Pump
Commercial | Turnover | Miscellaneous | Energy Star Ice Maker |  |  |  |  | Commercial | New | Hospitals | Two Speed Pool Pump
Commercial | Turnover | Offices | Energy Star Ice Maker |  |  |  |  | Commercial | New | Institutional | Two Speed Pool Pump
Commercial | Turnover | Restaurants | Energy Star Ice Maker |  |  |  |  | Commercial | New | Lodging/Hospitality | Two Speed Pool Pump
Commercial | Turnover | Retail | Energy Star Ice Maker |  |  |  |  | Commercial | New | Miscellaneous | Two Speed Pool Pump
Commercial | Turnover | Schools K-12 | Energy Star Ice Maker |  |  |  |  | Commercial | New | Offices | Two Speed Pool Pump
Commercial | Turnover | Warehouse | Energy Star Ice Maker |  |  |  |  | Commercial | New | Restaurants | Two Speed Pool Pump
Commercial | New | Assembly | Energy Star Ice Maker |  |  |  |  | Commercial | New | Retail | Two Speed Pool Pump
Commercial | New | College and University | Energy Star Ice Maker |  |  |  |  | Commercial | New | Schools K-12 | Two Speed Pool Pump
Commercial | New | Grocery | Energy Star Ice Maker |  |  |  |  | Commercial | New | Warehouse | Two Speed Pool Pump
Commercial | New | Healthcare | Energy Star Ice Maker |  |  |  |  | Commercial | Turnover | Assembly | Energy Star PCs
Commercial | New | Hospitals | Energy Star Ice Maker |  |  |  |  | Commercial | Turnover | College and University | Energy Star PCs
Commercial | New | Institutional | Energy Star Ice Maker |  |  |  |  | Commercial | Turnover | Grocery | Energy Star PCs
Commercial | New | Lodging/Hospitality | Energy Star Ice Maker |  |  |  |  | Commercial | Turnover | Healthcare | Energy Star PCs
Commercial | New | Miscellaneous | Energy Star Ice Maker |  |  |  |  | Commercial | Turnover | Hospitals | Energy Star PCs
Commercial | New | Offices | Energy Star Ice Maker |  |  |  |  | Commercial | Turnover | Institutional | Energy Star PCs
Commercial | New | Restaurants | Energy Star Ice Maker |  |  |  |  | Commercial | Turnover | Lodging/Hospitality | Energy Star PCs
Commercial | New | Retail | Energy Star Ice Maker |  |  |  |  | Commercial | Turnover | Miscellaneous | Energy Star PCs
Commercial | New | Schools K-12 | Energy Star Ice Maker |  |  |  |  | Commercial | Turnover | Offices | Energy Star PCs
Commercial | New | Warehouse | Energy Star Ice Maker |  |  |  |  | Commercial | Turnover | Restaurants | Energy Star PCs
Commercial | Turnover | Assembly | Energy Star Refrigerator |  |  |  |  | Commercial | Turnover | Retail | Energy Star PCs
Commercial | Turnover | College and University | Energy Star Refrigerator |  |  |  |  | Commercial | Turnover | Schools K-12 | Energy Star PCs
Commercial | Turnover | Grocery | Energy Star Refrigerator |  |  |  |  | Commercial | Turnover | Warehouse | Energy Star PCs
Commercial | Turnover | Healthcare | Energy Star Refrigerator |  |  |  |  | Commercial | New | Assembly | Energy Star PCs
Commercial | Turnover | Hospitals | Energy Star Refrigerator |  |  |  |  | Commercial | New | College and University | Energy Star PCs
Commercial | Turnover | Institutional | Energy Star Refrigerator |  |  |  |  | Commercial | New | Grocery | Energy Star PCs
Commercial | Turnover | Lodging/Hospitality | Energy Star Refrigerator |  |  |  |  | Commercial | New | Healthcare | Energy Star PCs
Commercial | Turnover | Miscellaneous | Energy Star Refrigerator |  |  |  |  | Commercial | New | Hospitals | Energy Star PCs
Commercial | Turnover | Offices | Energy Star Refrigerator |  |  |  |  | Commercial | New | Institutional | Energy Star PCs
Commercial | Turnover | Restaurants | Energy Star Refrigerator |  |  |  |  | Commercial | New | Lodging/Hospitality | Energy Star PCs
Commercial | Turnover | Retail | Energy Star Refrigerator |  |  |  |  | Commercial | New | Miscellaneous | Energy Star PCs
Commercial | Turnover | Schools K-12 | Energy Star Refrigerator |  |  |  |  | Commercial | New | Offices | Energy Star PCs
Commercial | Turnover | Warehouse | Energy Star Refrigerator |  |  |  |  | Commercial | New | Restaurants | Energy Star PCs
Commercial | New | Assembly | Energy Star Refrigerator |  |  |  |  | Commercial | New | Retail | Energy Star PCs
Commercial | New | College and University | Energy Star Refrigerator |  |  |  |  | Commercial | New | Schools K-12 | Energy Star PCs
Commercial | New | Grocery | Energy Star Refrigerator |  |  |  |  | Commercial | New | Warehouse | Energy Star PCs
Commercial | New | Healthcare | Energy Star Refrigerator |  |  |  |  | Commercial | Turnover | Assembly | Energy Star Servers
Commercial | New | Hospitals | Energy Star Refrigerator |  |  |  |  | Commercial | Turnover | College and University | Energy Star Servers
Commercial | New | Institutional | Energy Star Refrigerator |  |  |  |  | Commercial | Turnover | Grocery | Energy Star Servers
Commercial | New | Lodging/Hospitality | Energy Star Refrigerator |  |  |  |  | Commercial | Turnover | Healthcare | Energy Star Servers
Commercial | New | Miscellaneous | Energy Star Refrigerator |  |  |  |  | Commercial | Turnover | Hospitals | Energy Star Servers
Commercial | New | Offices | Energy Star Refrigerator |  |  |  |  | Commercial | Turnover | Institutional | Energy Star Servers
Commercial | New | Restaurants | Energy Star Refrigerator |  |  |  |  | Commercial | Turnover | Lodging/Hospitality | Energy Star Servers
Commercial | New | Retail | Energy Star Refrigerator |  |  |  |  | Commercial | Turnover | Miscellaneous | Energy Star Servers
Commercial | New | Schools K-12 | Energy Star Refrigerator |  |  |  |  | Commercial | Turnover | Offices | Energy Star Servers
Commercial | New | Warehouse | Energy Star Refrigerator |  |  |  |  | Commercial | Turnover | Restaurants | Energy Star Servers
Commercial | Turnover | Assembly | Energy Star Vending Machine |  |  |  |  | Commercial | Turnover | Retail | Energy Star Servers
Commercial | Turnover | College and University | Energy Star Vending Machine |  |  |  |  | Commercial | Turnover | Schools K-12 | Energy Star Servers
Commercial | Turnover | Grocery | Energy Star Vending Machine |  |  |  |  | Commercial | Turnover | Warehouse | Energy Star Servers
Commercial | Turnover | Healthcare | Energy Star Vending Machine |  |  |  |  | Commercial | New | Assembly | Energy Star Servers
Commercial | Turnover | Hospitals | Energy Star Vending Machine |  |  |  |  | Commercial | New | College and University | Energy Star Servers
Commercial | Turnover | Institutional | Energy Star Vending Machine |  |  |  |  | Commercial | New | Grocery | Energy Star Servers
Commercial | Turnover | Lodging/Hospitality | Energy Star Vending Machine |  |  |  |  | Commercial | New | Healthcare | Energy Star Servers
Commercial | Turnover | Miscellaneous | Energy Star Vending Machine |  |  |  |  | Commercial | New | Hospitals | Energy Star Servers
Commercial | Turnover | Offices | Energy Star Vending Machine |  |  |  |  | Commercial | New | Institutional | Energy Star Servers
Commercial | Turnover | Restaurants | Energy Star Vending Machine |  |  |  |  | Commercial | New | Lodging/Hospitality | Energy Star Servers
Commercial | Turnover | Retail | Energy Star Vending Machine |  |  |  |  | Commercial | New | Miscellaneous | Energy Star Servers
Commercial | Turnover | Schools K-12 | Energy Star Vending Machine |  |  |  |  | Commercial | New | Offices | Energy Star Servers
Commercial | Turnover | Warehouse | Energy Star Vending Machine |  |  |  |  | Commercial | New | Restaurants | Energy Star Servers
Commercial | New | Assembly | Energy Star Vending Machine |  |  |  |  | Commercial | New | Retail | Energy Star Servers
Commercial | New | College and University | Energy Star Vending Machine |  |  |  |  | Commercial | New | Schools K-12 | Energy Star Servers
Commercial | New | Grocery | Energy Star Vending Machine |  |  |  |  | Commercial | New | Warehouse | Energy Star Servers
Commercial | New | Healthcare | Energy Star Vending Machine |  |  |  |  | Commercial | Turnover | Assembly | Energy Star Commercial Glass Door Freezer
Commercial | New | Hospitals | Energy Star Vending Machine |  |  |  |  | Commercial | Turnover | College and University | Energy Star Commercial Glass Door Freezer
Commercial | New | Institutional | Energy Star Vending Machine |  |  |  |  | Commercial | Turnover | Grocery | Energy Star Commercial Glass Door Freezer
Commercial | New | Lodging/Hospitality | Energy Star Vending Machine |  |  |  |  | Commercial | Turnover | Healthcare | Energy Star Commercial Glass Door Freezer
Commercial | New | Miscellaneous | Energy Star Vending Machine |  |  |  |  | Commercial | Turnover | Hospitals | Energy Star Commercial Glass Door Freezer
Commercial | New | Offices | Energy Star Vending Machine |  |  |  |  | Commercial | Turnover | Institutional | Energy Star Commercial Glass Door Freezer
Commercial | New | Restaurants | Energy Star Vending Machine |  |  |  |  | Commercial | Turnover | Lodging/Hospitality | Energy Star Commercial Glass Door Freezer
Commercial | New | Retail | Energy Star Vending Machine |  |  |  |  | Commercial | Turnover | Miscellaneous | Energy Star Commercial Glass Door Freezer
Commercial | New | Schools K-12 | Energy Star Vending Machine |  |  |  |  | Commercial | Turnover | Offices | Energy Star Commercial Glass Door Freezer
Commercial | New | Warehouse | Energy Star Vending Machine |  |  |  |  | Commercial | Turnover | Restaurants | Energy Star Commercial Glass Door Freezer
Commercial | New | Assembly | Refrigerated Display Case LED Lighting |  |  |  |  | Commercial | Turnover | Retail | Energy Star Commercial Glass Door Freezer
Commercial | New | College and University | Refrigerated Display Case LED Lighting |  |  |  |  | Commercial | Turnover | Schools K-12 | Energy Star Commercial Glass Door Freezer
Commercial | New | Grocery | Refrigerated Display Case LED Lighting |  |  |  |  | Commercial | Turnover | Warehouse | Energy Star Commercial Glass Door Freezer
Commercial | New | Healthcare | Refrigerated Display Case LED Lighting |  |  |  |  | Commercial | New | Assembly | Energy Star Commercial Glass Door Freezer
Commercial | New | Hospitals | Refrigerated Display Case LED Lighting |  |  |  |  | Commercial | New | College and University | Energy Star Commercial Glass Door Freezer
Commercial | New | Institutional | Refrigerated Display Case LED Lighting |  |  |  |  | Commercial | New | Grocery | Energy Star Commercial Glass Door Freezer
Commercial | New | Lodging/Hospitality | Refrigerated Display Case LED Lighting |  |  |  |  | Commercial | New | Healthcare | Energy Star Commercial Glass Door Freezer
Commercial | New | Miscellaneous | Refrigerated Display Case LED Lighting |  |  |  |  | Commercial | New | Hospitals | Energy Star Commercial Glass Door Freezer
Commercial | New | Offices | Refrigerated Display Case LED Lighting |  |  |  |  | Commercial | New | Institutional | Energy Star Commercial Glass Door Freezer
Commercial | New | Restaurants | Refrigerated Display Case LED Lighting |  |  |  |  | Commercial | New | Lodging/Hospitality | Energy Star Commercial Glass Door Freezer
Commercial | New | Retail | Refrigerated Display Case LED Lighting |  |  |  |  | Commercial | New | Miscellaneous | Energy Star Commercial Glass Door Freezer
Commercial | New | Schools K-12 | Refrigerated Display Case LED Lighting |  |  |  |  | Commercial | New | Offices | Energy Star Commercial Glass Door Freezer
Commercial | New | Warehouse | Refrigerated Display Case LED Lighting |  |  |  |  | Commercial | New | Restaurants | Energy Star Commercial Glass Door Freezer
Commercial | Turnover | Assembly | 10HP Open Drip-Proof(ODP) Motor |  |  |  |  | Commercial | New | Retail | Energy Star Commercial Glass Door Freezer
Commercial | Turnover | College and University | 10HP Open Drip-Proof(ODP) Motor |  |  |  |  | Commercial | New | Schools K-12 | Energy Star Commercial Glass Door Freezer
Commercial | Turnover | Grocery | 10HP Open Drip-Proof(ODP) Motor |  |  |  |  | Commercial | New | Warehouse | Energy Star Commercial Glass Door Freezer
Commercial | Turnover | Healthcare | 10HP Open Drip-Proof(ODP) Motor |  |  |  |  | Commercial | Turnover | Assembly | Energy Star Commercial Glass Door Refrigerator
Commercial | Turnover | Hospitals | 10HP Open Drip-Proof(ODP) Motor |  |  |  |  | Commercial | Turnover | College and University | Energy Star Commercial Glass Door Refrigerator
Commercial | Turnover | Institutional | 10HP Open Drip-Proof(ODP) Motor |  |  |  |  | Commercial | Turnover | Grocery | Energy Star Commercial Glass Door Refrigerator
Commercial | Turnover | Lodging/Hospitality | 10HP Open Drip-Proof(ODP) Motor |  |  |  |  | Commercial | Turnover | Healthcare | Energy Star Commercial Glass Door Refrigerator
Commercial | Turnover | Miscellaneous | 10HP Open Drip-Proof(ODP) Motor |  |  |  |  | Commercial | Turnover | Hospitals | Energy Star Commercial Glass Door Refrigerator
Commercial | Turnover | Offices | 10HP Open Drip-Proof(ODP) Motor |  |  |  |  | Commercial | Turnover | Institutional | Energy Star Commercial Glass Door Refrigerator
Commercial | Turnover | Restaurants | 10HP Open Drip-Proof(ODP) Motor |  |  |  |  | Commercial | Turnover | Lodging/Hospitality | Energy Star Commercial Glass Door Refrigerator
Commercial | Turnover | Retail | 10HP Open Drip-Proof(ODP) Motor |  |  |  |  | Commercial | Turnover | Miscellaneous | Energy Star Commercial Glass Door Refrigerator
Commercial | Turnover | Schools K-12 | 10HP Open Drip-Proof(ODP) Motor |  |  |  |  | Commercial | Turnover | Offices | Energy Star Commercial Glass Door Refrigerator
Commercial | Turnover | Warehouse | 10HP Open Drip-Proof(ODP) Motor |  |  |  |  | Commercial | Turnover | Restaurants | Energy Star Commercial Glass Door Refrigerator
Commercial | New | Assembly | 10HP Open Drip-Proof(ODP) Motor |  |  |  |  | Commercial | Turnover | Retail | Energy Star Commercial Glass Door Refrigerator
Commercial | New | College and University | 10HP Open Drip-Proof(ODP) Motor |  |  |  |  | Commercial | Turnover | Schools K-12 | Energy Star Commercial Glass Door Refrigerator
Commercial | New | Grocery | 10HP Open Drip-Proof(ODP) Motor |  |  |  |  | Commercial | Turnover | Warehouse | Energy Star Commercial Glass Door Refrigerator
Commercial | New | Healthcare | 10HP Open Drip-Proof(ODP) Motor |  |  |  |  | Commercial | New | Assembly | Energy Star Commercial Glass Door Refrigerator
Commercial | New | Hospitals | 10HP Open Drip-Proof(ODP) Motor |  |  |  |  | Commercial | New | College and University | Energy Star Commercial Glass Door Refrigerator
Commercial | New | Institutional | 10HP Open Drip-Proof(ODP) Motor |  |  |  |  | Commercial | New | Grocery | Energy Star Commercial Glass Door Refrigerator
Commercial | New | Lodging/Hospitality | 10HP Open Drip-Proof(ODP) Motor |  |  |  |  | Commercial | New | Healthcare | Energy Star Commercial Glass Door Refrigerator
Commercial | New | Miscellaneous | 10HP Open Drip-Proof(ODP) Motor |  |  |  |  | Commercial | New | Hospitals | Energy Star Commercial Glass Door Refrigerator
Commercial | New | Offices | 10HP Open Drip-Proof(ODP) Motor |  |  |  |  | Commercial | New | Institutional | Energy Star Commercial Glass Door Refrigerator
Commercial | New | Restaurants | 10HP Open Drip-Proof(ODP) Motor |  |  |  |  | Commercial | New | Lodging/Hospitality | Energy Star Commercial Glass Door Refrigerator
Commercial | New | Retail | 10HP Open Drip-Proof(ODP) Motor |  |  |  |  | Commercial | New | Miscellaneous | Energy Star Commercial Glass Door Refrigerator
Commercial | New | Schools K-12 | 10HP Open Drip-Proof(ODP) Motor |  |  |  |  | Commercial | New | Offices | Energy Star Commercial Glass Door Refrigerator
Commercial | New | Warehouse | 10HP Open Drip-Proof(ODP) Motor |  |  |  |  | Commercial | New | Restaurants | Energy Star Commercial Glass Door Refrigerator
Commercial | Existing | Assembly | Drain Water Heat Recovery |  |  |  |  | Commercial | New | Retail | Energy Star Commercial Glass Door Refrigerator
Commercial | Existing | College and University | Drain Water Heat Recovery |  |  |  |  | Commercial | New | Schools K-12 | Energy Star Commercial Glass Door Refrigerator
Commercial | Existing | Grocery | Drain Water Heat Recovery |  |  |  |  | Commercial | New | Warehouse | Energy Star Commercial Glass Door Refrigerator
Commercial | Existing | Healthcare | Drain Water Heat Recovery |  |  |  |  | Commercial | Turnover | Assembly | Energy Star Commercial Solid Door Freezer
Commercial | Existing | Hospitals | Drain Water Heat Recovery |  |  |  |  | Commercial | Turnover | College and University | Energy Star Commercial Solid Door Freezer
Commercial | Existing | Institutional | Drain Water Heat Recovery |  |  |  |  | Commercial | Turnover | Grocery | Energy Star Commercial Solid Door Freezer
Commercial | Existing | Lodging/Hospitality | Drain Water Heat Recovery |  |  |  |  | Commercial | Turnover | Healthcare | Energy Star Commercial Solid Door Freezer
Commercial | Existing | Miscellaneous | Drain Water Heat Recovery |  |  |  |  | Commercial | Turnover | Hospitals | Energy Star Commercial Solid Door Freezer
Commercial | Existing | Offices | Drain Water Heat Recovery |  |  |  |  | Commercial | Turnover | Institutional | Energy Star Commercial Solid Door Freezer
Commercial | Existing | Restaurants | Drain Water Heat Recovery |  |  |  |  | Commercial | Turnover | Lodging/Hospitality | Energy Star Commercial Solid Door Freezer
Commercial | Existing | Retail | Drain Water Heat Recovery |  |  |  |  | Commercial | Turnover | Miscellaneous | Energy Star Commercial Solid Door Freezer
Commercial | Existing | Schools K-12 | Drain Water Heat Recovery |  |  |  |  | Commercial | Turnover | Offices | Energy Star Commercial Solid Door Freezer
Commercial | Existing | Warehouse | Drain Water Heat Recovery |  |  |  |  | Commercial | Turnover | Restaurants | Energy Star Commercial Solid Door Freezer
Commercial | New | Assembly | Drain Water Heat Recovery |  |  |  |  | Commercial | Turnover | Retail | Energy Star Commercial Solid Door Freezer
Commercial | New | College and University | Drain Water Heat Recovery |  |  |  |  | Commercial | Turnover | Schools K-12 | Energy Star Commercial Solid Door Freezer
Commercial | New | Grocery | Drain Water Heat Recovery |  |  |  |  | Commercial | Turnover | Warehouse | Energy Star Commercial Solid Door Freezer
Commercial | New | Healthcare | Drain Water Heat Recovery |  |  |  |  | Commercial | New | Assembly | Energy Star Commercial Solid Door Freezer
Commercial | New | Hospitals | Drain Water Heat Recovery |  |  |  |  | Commercial | New | College and University | Energy Star Commercial Solid Door Freezer
Commercial | New | Institutional | Drain Water Heat Recovery |  |  |  |  | Commercial | New | Grocery | Energy Star Commercial Solid Door Freezer
Commercial | New | Lodging/Hospitality | Drain Water Heat Recovery |  |  |  |  | Commercial | New | Healthcare | Energy Star Commercial Solid Door Freezer
Commercial | New | Miscellaneous | Drain Water Heat Recovery |  |  |  |  | Commercial | New | Hospitals | Energy Star Commercial Solid Door Freezer
Commercial | New | Offices | Drain Water Heat Recovery |  |  |  |  | Commercial | New | Institutional | Energy Star Commercial Solid Door Freezer
Commercial | New | Restaurants | Drain Water Heat Recovery |  |  |  |  | Commercial | New | Lodging/Hospitality | Energy Star Commercial Solid Door Freezer
Commercial | New | Retail | Drain Water Heat Recovery |  |  |  |  | Commercial | New | Miscellaneous | Energy Star Commercial Solid Door Freezer
Commercial | New | Schools K-12 | Drain Water Heat Recovery |  |  |  |  | Commercial | New | Offices | Energy Star Commercial Solid Door Freezer
Commercial | New | Warehouse | Drain Water Heat Recovery |  |  |  |  | Commercial | New | Restaurants | Energy Star Commercial Solid Door Freezer
Commercial | Existing | Grocery | Hot Water Circulation Pump Control |  |  |  |  | Commercial | New | Retail | Energy Star Commercial Solid Door Freezer
Commercial | Existing | Lodging/Hospitality | Hot Water Circulation Pump Control |  |  |  |  | Commercial | New | Schools K-12 | Energy Star Commercial Solid Door Freezer
Commercial | Existing | Restaurants | Hot Water Circulation Pump Control |  |  |  |  | Commercial | New | Warehouse | Energy Star Commercial Solid Door Freezer
Commercial | Existing | Retail | Hot Water Circulation Pump Control |  |  |  |  | Commercial | Turnover | Assembly | Energy Star Commercial Solid Door Refrigerator
Commercial | New | Grocery | Hot Water Circulation Pump Control |  |  |  |  | Commercial | Turnover | College and University | Energy Star Commercial Solid Door Refrigerator
Commercial | New | Lodging/Hospitality | Hot Water Circulation Pump Control |  |  |  |  | Commercial | Turnover | Grocery | Energy Star Commercial Solid Door Refrigerator
Commercial | New | Restaurants | Hot Water Circulation Pump Control |  |  |  |  | Commercial | Turnover | Healthcare | Energy Star Commercial Solid Door Refrigerator
Commercial | New | Retail | Hot Water Circulation Pump Control |  |  |  |  | Commercial | Turnover | Hospitals | Energy Star Commercial Solid Door Refrigerator
Commercial | Existing | Assembly | Tank Wrap on Water Heater |  |  |  |  | Commercial | Turnover | Institutional | Energy Star Commercial Solid Door Refrigerator
Commercial | Existing | College and University | Tank Wrap on Water Heater |  |  |  |  | Commercial | Turnover | Lodging/Hospitality | Energy Star Commercial Solid Door Refrigerator
Commercial | Existing | Grocery | Tank Wrap on Water Heater |  |  |  |  | Commercial | Turnover | Miscellaneous | Energy Star Commercial Solid Door Refrigerator
Commercial | Existing | Healthcare | Tank Wrap on Water Heater |  |  |  |  | Commercial | Turnover | Offices | Energy Star Commercial Solid Door Refrigerator
Commercial | Existing | Hospitals | Tank Wrap on Water Heater |  |  |  |  | Commercial | Turnover | Restaurants | Energy Star Commercial Solid Door Refrigerator
Commercial | Existing | Institutional | Tank Wrap on Water Heater |  |  |  |  | Commercial | Turnover | Retail | Energy Star Commercial Solid Door Refrigerator
Commercial | Existing | Lodging/Hospitality | Tank Wrap on Water Heater |  |  |  |  | Commercial | Turnover | Schools K-12 | Energy Star Commercial Solid Door Refrigerator
Commercial | Existing | Miscellaneous | Tank Wrap on Water Heater |  |  |  |  | Commercial | Turnover | Warehouse | Energy Star Commercial Solid Door Refrigerator
Commercial | Existing | Offices | Tank Wrap on Water Heater |  |  |  |  | Commercial | New | Assembly | Energy Star Commercial Solid Door Refrigerator
Commercial | Existing | Restaurants | Tank Wrap on Water Heater |  |  |  |  | Commercial | New | College and University | Energy Star Commercial Solid Door Refrigerator
Commercial | Existing | Retail | Tank Wrap on Water Heater |  |  |  |  | Commercial | New | Grocery | Energy Star Commercial Solid Door Refrigerator
Commercial | Existing | Schools K-12 | Tank Wrap on Water Heater |  |  |  |  | Commercial | New | Healthcare | Energy Star Commercial Solid Door Refrigerator
Commercial | Existing | Warehouse | Tank Wrap on Water Heater |  |  |  |  | Commercial | New | Hospitals | Energy Star Commercial Solid Door Refrigerator
Commercial | New | Assembly | Tank Wrap on Water Heater |  |  |  |  | Commercial | New | Institutional | Energy Star Commercial Solid Door Refrigerator
Commercial | New | College and University | Tank Wrap on Water Heater |  |  |  |  | Commercial | New | Lodging/Hospitality | Energy Star Commercial Solid Door Refrigerator
Commercial | New | Grocery | Tank Wrap on Water Heater |  |  |  |  | Commercial | New | Miscellaneous | Energy Star Commercial Solid Door Refrigerator
Commercial | New | Healthcare | Tank Wrap on Water Heater |  |  |  |  | Commercial | New | Offices | Energy Star Commercial Solid Door Refrigerator
Commercial | New | Hospitals | Tank Wrap on Water Heater |  |  |  |  | Commercial | New | Restaurants | Energy Star Commercial Solid Door Refrigerator
Commercial | New | Institutional | Tank Wrap on Water Heater |  |  |  |  | Commercial | New | Retail | Energy Star Commercial Solid Door Refrigerator
Commercial | New | Lodging/Hospitality | Tank Wrap on Water Heater |  |  |  |  | Commercial | New | Schools K-12 | Energy Star Commercial Solid Door Refrigerator
Commercial | New | Miscellaneous | Tank Wrap on Water Heater |  |  |  |  | Commercial | New | Warehouse | Energy Star Commercial Solid Door Refrigerator
Commercial | New | Offices | Tank Wrap on Water Heater |  |  |  |  | Commercial | Existing | Assembly | Faucet Aerator
Commercial | New | Restaurants | Tank Wrap on Water Heater |  |  |  |  | Commercial | Existing | College and University | Faucet Aerator
Commercial | New | Retail | Tank Wrap on Water Heater |  |  |  |  | Commercial | Existing | Grocery | Faucet Aerator
Commercial | New | Schools K-12 | Tank Wrap on Water Heater |  |  |  |  | Commercial | Existing | Healthcare | Faucet Aerator
Commercial | New | Warehouse | Tank Wrap on Water Heater |  |  |  |  | Commercial | Existing | Hospitals | Faucet Aerator
Commercial | Existing | Assembly | Air Curtains |  |  |  |  | Commercial | Existing | Institutional | Faucet Aerator
Commercial | Existing | College and University | Air Curtains |  |  |  |  | Commercial | Existing | Lodging/Hospitality | Faucet Aerator
Commercial | Existing | Grocery | Air Curtains |  |  |  |  | Commercial | Existing | Miscellaneous | Faucet Aerator
Commercial | Existing | Healthcare | Air Curtains |  |  |  |  | Commercial | Existing | Offices | Faucet Aerator
Commercial | Existing | Hospitals | Air Curtains |  |  |  |  | Commercial | Existing | Restaurants | Faucet Aerator
Commercial | Existing | Institutional | Air Curtains |  |  |  |  | Commercial | Existing | Retail | Faucet Aerator
Commercial | Existing | Lodging/Hospitality | Air Curtains |  |  |  |  | Commercial | Existing | Schools K-12 | Faucet Aerator
Commercial | Existing | Miscellaneous | Air Curtains |  |  |  |  | Commercial | Existing | Warehouse | Faucet Aerator
Commercial | Existing | Offices | Air Curtains |  |  |  |  | Commercial | New | Assembly | Faucet Aerator
Commercial | Existing | Restaurants | Air Curtains |  |  |  |  | Commercial | New | College and University | Faucet Aerator
Commercial | Existing | Retail | Air Curtains |  |  |  |  | Commercial | New | Grocery | Faucet Aerator
Commercial | Existing | Schools K-12 | Air Curtains |  |  |  |  | Commercial | New | Healthcare | Faucet Aerator
Commercial | Existing | Warehouse | Air Curtains |  |  |  |  | Commercial | New | Hospitals | Faucet Aerator
Commercial | New | Assembly | Air Curtains |  |  |  |  | Commercial | New | Institutional | Faucet Aerator
Commercial | New | College and University | Air Curtains |  |  |  |  | Commercial | New | Lodging/Hospitality | Faucet Aerator
Commercial | New | Grocery | Air Curtains |  |  |  |  | Commercial | New | Miscellaneous | Faucet Aerator
Commercial | New | Healthcare | Air Curtains |  |  |  |  | Commercial | New | Offices | Faucet Aerator
Commercial | New | Hospitals | Air Curtains |  |  |  |  | Commercial | New | Restaurants | Faucet Aerator
Commercial | New | Institutional | Air Curtains |  |  |  |  | Commercial | New | Retail | Faucet Aerator
Commercial | New | Lodging/Hospitality | Air Curtains |  |  |  |  | Commercial | New | Schools K-12 | Faucet Aerator
Commercial | New | Miscellaneous | Air Curtains |  |  |  |  | Commercial | New | Warehouse | Faucet Aerator
Commercial | New | Offices | Air Curtains |  |  |  |  | Commercial | Existing | Assembly | Hot Water Pipe Insulation
Commercial | New | Restaurants | Air Curtains |  |  |  |  | Commercial | Existing | College and University | Hot Water Pipe Insulation
Commercial | New | Retail | Air Curtains |  |  |  |  | Commercial | Existing | Grocery | Hot Water Pipe Insulation
Commercial | New | Schools K-12 | Air Curtains |  |  |  |  | Commercial | Existing | Healthcare | Hot Water Pipe Insulation
Commercial | New | Warehouse | Air Curtains |  |  |  |  | Commercial | Existing | Hospitals | Hot Water Pipe Insulation
Commercial | Existing | Assembly | Ceiling Insulation(R12 to R38) |  |  |  |  | Commercial | Existing | Institutional | Hot Water Pipe Insulation
Commercial | Existing | College and University | Ceiling Insulation(R12 to R38) |  |  |  |  | Commercial | Existing | Lodging/Hospitality | Hot Water Pipe Insulation
Commercial | Existing | Grocery | Ceiling Insulation(R12 to R38) |  |  |  |  | Commercial | Existing | Miscellaneous | Hot Water Pipe Insulation
Commercial | Existing | Healthcare | Ceiling Insulation(R12 to R38) |  |  |  |  | Commercial | Existing | Offices | Hot Water Pipe Insulation
Commercial | Existing | Hospitals | Ceiling Insulation(R12 to R38) |  |  |  |  | Commercial | Existing | Restaurants | Hot Water Pipe Insulation
Commercial | Existing | Institutional | Ceiling Insulation(R12 to R38) |  |  |  |  | Commercial | Existing | Retail | Hot Water Pipe Insulation
Commercial | Existing | Lodging/Hospitality | Ceiling Insulation(R12 to R38) |  |  |  |  | Commercial | Existing | Schools K-12 | Hot Water Pipe Insulation
Commercial | Existing | Miscellaneous | Ceiling Insulation(R12 to R38) |  |  |  |  | Commercial | Existing | Warehouse | Hot Water Pipe Insulation
Commercial | Existing | Offices | Ceiling Insulation(R12 to R38) |  |  |  |  | Commercial | New | Assembly | Hot Water Pipe Insulation
Commercial | Existing | Restaurants | Ceiling Insulation(R12 to R38) |  |  |  |  | Commercial | New | College and University | Hot Water Pipe Insulation
Commercial | Existing | Retail | Ceiling Insulation(R12 to R38) |  |  |  |  | Commercial | New | Grocery | Hot Water Pipe Insulation
Commercial | Existing | Schools K-12 | Ceiling Insulation(R12 to R38) |  |  |  |  | Commercial | New | Healthcare | Hot Water Pipe Insulation
Commercial | Existing | Warehouse | Ceiling Insulation(R12 to R38) |  |  |  |  | Commercial | New | Hospitals | Hot Water Pipe Insulation
Commercial | New | Assembly | Ceiling Insulation(R12 to R38) |  |  |  |  | Commercial | New | Institutional | Hot Water Pipe Insulation
Commercial | New | College and University | Ceiling Insulation(R12 to R38) |  |  |  |  | Commercial | New | Lodging/Hospitality | Hot Water Pipe Insulation
Commercial | New | Grocery | Ceiling Insulation(R12 to R38) |  |  |  |  | Commercial | New | Miscellaneous | Hot Water Pipe Insulation
Commercial | New | Healthcare | Ceiling Insulation(R12 to R38) |  |  |  |  | Commercial | New | Offices | Hot Water Pipe Insulation
Commercial | New | Hospitals | Ceiling Insulation(R12 to R38) |  |  |  |  | Commercial | New | Restaurants | Hot Water Pipe Insulation
Commercial | New | Institutional | Ceiling Insulation(R12 to R38) |  |  |  |  | Commercial | New | Retail | Hot Water Pipe Insulation
Commercial | New | Lodging/Hospitality | Ceiling Insulation(R12 to R38) |  |  |  |  | Commercial | New | Schools K-12 | Hot Water Pipe Insulation
Commercial | New | Miscellaneous | Ceiling Insulation(R12 to R38) |  |  |  |  | Commercial | New | Warehouse | Hot Water Pipe Insulation
Commercial | New | Offices | Ceiling Insulation(R12 to R38) |  |  |  |  | Commercial | Existing | Assembly | Low Flow Shower Head
Commercial | New | Restaurants | Ceiling Insulation(R12 to R38) |  |  |  |  | Commercial | Existing | College and University | Low Flow Shower Head
Commercial | New | Retail | Ceiling Insulation(R12 to R38) |  |  |  |  | Commercial | Existing | Grocery | Low Flow Shower Head
Commercial | New | Schools K-12 | Ceiling Insulation(R12 to R38) |  |  |  |  | Commercial | Existing | Healthcare | Low Flow Shower Head
Commercial | New | Warehouse | Ceiling Insulation(R12 to R38) |  |  |  |  | Commercial | Existing | Hospitals | Low Flow Shower Head
Commercial | Existing | Assembly | Ceiling Insulation(R19 to R38) |  |  |  |  | Commercial | Existing | Institutional | Low Flow Shower Head
Commercial | Existing | College and University | Ceiling Insulation(R19 to R38) |  |  |  |  | Commercial | Existing | Lodging/Hospitality | Low Flow Shower Head
Commercial | Existing | Grocery | Ceiling Insulation(R19 to R38) |  |  |  |  | Commercial | Existing | Miscellaneous | Low Flow Shower Head
Commercial | Existing | Healthcare | Ceiling Insulation(R19 to R38) |  |  |  |  | Commercial | Existing | Offices | Low Flow Shower Head
Commercial | Existing | Hospitals | Ceiling Insulation(R19 to R38) |  |  |  |  | Commercial | Existing | Restaurants | Low Flow Shower Head
Commercial | Existing | Institutional | Ceiling Insulation(R19 to R38) |  |  |  |  | Commercial | Existing | Retail | Low Flow Shower Head
Commercial | Existing | Lodging/Hospitality | Ceiling Insulation(R19 to R38) |  |  |  |  | Commercial | Existing | Schools K-12 | Low Flow Shower Head
Commercial | Existing | Miscellaneous | Ceiling Insulation(R19 to R38) |  |  |  |  | Commercial | Existing | Warehouse | Low Flow Shower Head
Commercial | Existing | Offices | Ceiling Insulation(R19 to R38) |  |  |  |  | Commercial | New | Assembly | Low Flow Shower Head
Commercial | Existing | Restaurants | Ceiling Insulation(R19 to R38) |  |  |  |  | Commercial | New | College and University | Low Flow Shower Head
Commercial | Existing | Retail | Ceiling Insulation(R19 to R38) |  |  |  |  | Commercial | New | Grocery | Low Flow Shower Head
Commercial | Existing | Schools K-12 | Ceiling Insulation(R19 to R38) |  |  |  |  | Commercial | New | Healthcare | Low Flow Shower Head
Commercial | Existing | Warehouse | Ceiling Insulation(R19 to R38) |  |  |  |  | Commercial | New | Hospitals | Low Flow Shower Head
Commercial | New | Assembly | Ceiling Insulation(R19 to R38) |  |  |  |  | Commercial | New | Institutional | Low Flow Shower Head
Commercial | New | College and University | Ceiling Insulation(R19 to R38) |  |  |  |  | Commercial | New | Lodging/Hospitality | Low Flow Shower Head
Commercial | New | Grocery | Ceiling Insulation(R19 to R38) |  |  |  |  | Commercial | New | Miscellaneous | Low Flow Shower Head
Commercial | New | Healthcare | Ceiling Insulation(R19 to R38) |  |  |  |  | Commercial | New | Offices | Low Flow Shower Head
Commercial | New | Hospitals | Ceiling Insulation(R19 to R38) |  |  |  |  | Commercial | New | Restaurants | Low Flow Shower Head
Commercial | New | Institutional | Ceiling Insulation(R19 to R38) |  |  |  |  | Commercial | New | Retail | Low Flow Shower Head
Commercial | New | Lodging/Hospitality | Ceiling Insulation(R19 to R38) |  |  |  |  | Commercial | New | Schools K-12 | Low Flow Shower Head
Commercial | New | Miscellaneous | Ceiling Insulation(R19 to R38) |  |  |  |  | Commercial | New | Warehouse | Low Flow Shower Head
Commercial | New | Offices | Ceiling Insulation(R19 to R38) |  |  |  |  | Commercial | Existing | Assembly | Low-Flow Pre-Rinse Sprayers
Commercial | New | Restaurants | Ceiling Insulation(R19 to R38) |  |  |  |  | Commercial | Existing | College and University | Low-Flow Pre-Rinse Sprayers
Commercial | New | Retail | Ceiling Insulation(R19 to R38) |  |  |  |  | Commercial | Existing | Grocery | Low-Flow Pre-Rinse Sprayers
Commercial | New | Schools K-12 | Ceiling Insulation(R19 to R38) |  |  |  |  | Commercial | Existing | Healthcare | Low-Flow Pre-Rinse Sprayers
Commercial | New | Warehouse | Ceiling Insulation(R19 to R38) |  |  |  |  | Commercial | Existing | Hospitals | Low-Flow Pre-Rinse Sprayers
Commercial | Existing | Assembly | Ceiling Insulation(R30 to R38) |  |  |  |  | Commercial | Existing | Institutional | Low-Flow Pre-Rinse Sprayers
Commercial | Existing | College and University | Ceiling Insulation(R30 to R38) |  |  |  |  | Commercial | Existing | Lodging/Hospitality | Low-Flow Pre-Rinse Sprayers
Commercial | Existing | Grocery | Ceiling Insulation(R30 to R38) |  |  |  |  | Commercial | Existing | Miscellaneous | Low-Flow Pre-Rinse Sprayers
Commercial | Existing | Healthcare | Ceiling Insulation(R30 to R38) |  |  |  |  | Commercial | Existing | Offices | Low-Flow Pre-Rinse Sprayers
Commercial | Existing | Hospitals | Ceiling Insulation(R30 to R38) |  |  |  |  | Commercial | Existing | Restaurants | Low-Flow Pre-Rinse Sprayers
Commercial | Existing | Institutional | Ceiling Insulation(R30 to R38) |  |  |  |  | Commercial | Existing | Retail | Low-Flow Pre-Rinse Sprayers
Commercial | Existing | Lodging/Hospitality | Ceiling Insulation(R30 to R38) |  |  |  |  | Commercial | Existing | Schools K-12 | Low-Flow Pre-Rinse Sprayers
Commercial | Existing | Miscellaneous | Ceiling Insulation(R30 to R38) |  |  |  |  | Commercial | Existing | Warehouse | Low-Flow Pre-Rinse Sprayers
Commercial | Existing | Offices | Ceiling Insulation(R30 to R38) |  |  |  |  | Commercial | New | Assembly | Low-Flow Pre-Rinse Sprayers
Commercial | Existing | Restaurants | Ceiling Insulation(R30 to R38) |  |  |  |  | Commercial | New | College and University | Low-Flow Pre-Rinse Sprayers
Commercial | Existing | Retail | Ceiling Insulation(R30 to R38) |  |  |  |  | Commercial | New | Grocery | Low-Flow Pre-Rinse Sprayers
Commercial | Existing | Schools K-12 | Ceiling Insulation(R30 to R38) |  |  |  |  | Commercial | New | Healthcare | Low-Flow Pre-Rinse Sprayers
Commercial | Existing | Warehouse | Ceiling Insulation(R30 to R38) |  |  |  |  | Commercial | New | Hospitals | Low-Flow Pre-Rinse Sprayers
Commercial | New | Assembly | Ceiling Insulation(R30 to R38) |  |  |  |  | Commercial | New | Institutional | Low-Flow Pre-Rinse Sprayers
Commercial | New | College and University | Ceiling Insulation(R30 to R38) |  |  |  |  | Commercial | New | Lodging/Hospitality | Low-Flow Pre-Rinse Sprayers
Commercial | New | Grocery | Ceiling Insulation(R30 to R38) |  |  |  |  | Commercial | New | Miscellaneous | Low-Flow Pre-Rinse Sprayers
Commercial | New | Healthcare | Ceiling Insulation(R30 to R38) |  |  |  |  | Commercial | New | Offices | Low-Flow Pre-Rinse Sprayers
Commercial | New | Hospitals | Ceiling Insulation(R30 to R38) |  |  |  |  | Commercial | New | Restaurants | Low-Flow Pre-Rinse Sprayers
Commercial | New | Institutional | Ceiling Insulation(R30 to R38) |  |  |  |  | Commercial | New | Retail | Low-Flow Pre-Rinse Sprayers
Commercial | New | Lodging/Hospitality | Ceiling Insulation(R30 to R38) |  |  |  |  | Commercial | New | Schools K-12 | Low-Flow Pre-Rinse Sprayers
Commercial | New | Miscellaneous | Ceiling Insulation(R30 to R38) |  |  |  |  | Commercial | New | Warehouse | Low-Flow Pre-Rinse Sprayers
Commercial | New | Offices | Ceiling Insulation(R30 to R38) |  |  |  |  | Commercial | Existing | Assembly | Thermostatic Shower Restriction Valve
Commercial | New | Restaurants | Ceiling Insulation(R30 to R38) |  |  |  |  | Commercial | Existing | College and University | Thermostatic Shower Restriction Valve
Commercial | New | Retail | Ceiling Insulation(R30 to R38) |  |  |  |  | Commercial | Existing | Grocery | Thermostatic Shower Restriction Valve
Commercial | New | Schools K-12 | Ceiling Insulation(R30 to R38) |  |  |  |  | Commercial | Existing | Healthcare | Thermostatic Shower Restriction Valve
Commercial | New | Warehouse | Ceiling Insulation(R30 to R38) |  |  |  |  | Commercial | Existing | Hospitals | Thermostatic Shower Restriction Valve
Commercial | Existing | Grocery | Chilled Water Controls Optimization |  |  |  |  | Commercial | Existing | Institutional | Thermostatic Shower Restriction Valve
Commercial | New | Grocery | Chilled Water Controls Optimization |  |  |  |  | Commercial | Existing | Lodging/Hospitality | Thermostatic Shower Restriction Valve
Commercial | Existing | Assembly | Cool Roof |  |  |  |  | Commercial | Existing | Miscellaneous | Thermostatic Shower Restriction Valve
Commercial | Existing | College and University | Cool Roof |  |  |  |  | Commercial | Existing | Offices | Thermostatic Shower Restriction Valve
Commercial | Existing | Grocery | Cool Roof |  |  |  |  | Commercial | Existing | Restaurants | Thermostatic Shower Restriction Valve
Commercial | Existing | Healthcare | Cool Roof |  |  |  |  | Commercial | Existing | Retail | Thermostatic Shower Restriction Valve
Commercial | Existing | Hospitals | Cool Roof |  |  |  |  | Commercial | Existing | Schools K-12 | Thermostatic Shower Restriction Valve
Commercial | Existing | Institutional | Cool Roof |  |  |  |  | Commercial | Existing | Warehouse | Thermostatic Shower Restriction Valve
Commercial | Existing | Lodging/Hospitality | Cool Roof |  |  |  |  | Commercial | New | Assembly | Thermostatic Shower Restriction Valve
Commercial | Existing | Miscellaneous | Cool Roof |  |  |  |  | Commercial | New | College and University | Thermostatic Shower Restriction Valve
Commercial | Existing | Offices | Cool Roof |  |  |  |  | Commercial | New | Grocery | Thermostatic Shower Restriction Valve
Commercial | Existing | Restaurants | Cool Roof |  |  |  |  | Commercial | New | Healthcare | Thermostatic Shower Restriction Valve
Commercial | Existing | Retail | Cool Roof |  |  |  |  | Commercial | New | Hospitals | Thermostatic Shower Restriction Valve
Commercial | Existing | Schools K-12 | Cool Roof |  |  |  |  | Commercial | New | Institutional | Thermostatic Shower Restriction Valve
Commercial | Existing | Warehouse | Cool Roof |  |  |  |  | Commercial | New | Lodging/Hospitality | Thermostatic Shower Restriction Valve
Commercial | New | Assembly | Cool Roof |  |  |  |  | Commercial | New | Miscellaneous | Thermostatic Shower Restriction Valve
Commercial | New | College and University | Cool Roof |  |  |  |  | Commercial | New | Offices | Thermostatic Shower Restriction Valve
Commercial | New | Grocery | Cool Roof |  |  |  |  | Commercial | New | Restaurants | Thermostatic Shower Restriction Valve
Commercial | New | Healthcare | Cool Roof |  |  |  |  | Commercial | New | Retail | Thermostatic Shower Restriction Valve
Commercial | New | Hospitals | Cool Roof |  |  |  |  | Commercial | New | Schools K-12 | Thermostatic Shower Restriction Valve
Commercial | New | Institutional | Cool Roof |  |  |  |  | Commercial | New | Warehouse | Thermostatic Shower Restriction Valve
Commercial | New | Lodging/Hospitality | Cool Roof |  |  |  |  | Commercial | Existing | Assembly | Airside Economizer
Commercial | New | Miscellaneous | Cool Roof |  |  |  |  | Commercial | Existing | College and University | Airside Economizer
Commercial | New | Offices | Cool Roof |  |  |  |  | Commercial | Existing | Grocery | Airside Economizer
Commercial | New | Restaurants | Cool Roof |  |  |  |  | Commercial | Existing | Healthcare | Airside Economizer
Commercial | New | Retail | Cool Roof |  |  |  |  | Commercial | Existing | Hospitals | Airside Economizer
Commercial | New | Schools K-12 | Cool Roof |  |  |  |  | Commercial | Existing | Institutional | Airside Economizer
Commercial | New | Warehouse | Cool Roof |  |  |  |  | Commercial | Existing | Lodging/Hospitality | Airside Economizer
Commercial | Existing | Assembly | Dedicated Outdoor Air System on VRF unit |  |  |  |  | Commercial | Existing | Miscellaneous | Airside Economizer
Commercial | Existing | College and University | Dedicated Outdoor Air System on VRF unit |  |  |  |  | Commercial | Existing | Offices | Airside Economizer
Commercial | Existing | Grocery | Dedicated Outdoor Air System on VRF unit |  |  |  |  | Commercial | Existing | Restaurants | Airside Economizer
Commercial | Existing | Institutional | Dedicated Outdoor Air System on VRF unit |  |  |  |  | Commercial | Existing | Retail | Airside Economizer
Commercial | Existing | Lodging/Hospitality | Dedicated Outdoor Air System on VRF unit |  |  |  |  | Commercial | Existing | Schools K-12 | Airside Economizer
Commercial | Existing | Miscellaneous | Dedicated Outdoor Air System on VRF unit |  |  |  |  | Commercial | Existing | Warehouse | Airside Economizer
Commercial | Existing | Offices | Dedicated Outdoor Air System on VRF unit |  |  |  |  | Commercial | New | Assembly | Airside Economizer
Commercial | Existing | Restaurants | Dedicated Outdoor Air System on VRF unit |  |  |  |  | Commercial | New | College and University | Airside Economizer
Commercial | Existing | Retail | Dedicated Outdoor Air System on VRF unit |  |  |  |  | Commercial | New | Grocery | Airside Economizer
Commercial | Existing | Schools K-12 | Dedicated Outdoor Air System on VRF unit |  |  |  |  | Commercial | New | Healthcare | Airside Economizer
Commercial | Existing | Warehouse | Dedicated Outdoor Air System on VRF unit |  |  |  |  | Commercial | New | Hospitals | Airside Economizer
Commercial | New | Assembly | Dedicated Outdoor Air System on VRF unit |  |  |  |  | Commercial | New | Institutional | Airside Economizer
Commercial | New | College and University | Dedicated Outdoor Air System on VRF unit |  |  |  |  | Commercial | New | Lodging/Hospitality | Airside Economizer
Commercial | New | Grocery | Dedicated Outdoor Air System on VRF unit |  |  |  |  | Commercial | New | Miscellaneous | Airside Economizer
Commercial | New | Institutional | Dedicated Outdoor Air System on VRF unit |  |  |  |  | Commercial | New | Offices | Airside Economizer
Commercial | New | Lodging/Hospitality | Dedicated Outdoor Air System on VRF unit |  |  |  |  | Commercial | New | Restaurants | Airside Economizer
Commercial | New | Miscellaneous | Dedicated Outdoor Air System on VRF unit |  |  |  |  | Commercial | New | Retail | Airside Economizer
Commercial | New | Offices | Dedicated Outdoor Air System on VRF unit |  |  |  |  | Commercial | New | Schools K-12 | Airside Economizer
Commercial | New | Restaurants | Dedicated Outdoor Air System on VRF unit |  |  |  |  | Commercial | New | Warehouse | Airside Economizer
Commercial | New | Retail | Dedicated Outdoor Air System on VRF unit |  |  |  |  | Commercial | Existing | Assembly | Chilled Water Controls Optimization
Commercial | New | Schools K-12 | Dedicated Outdoor Air System on VRF unit |  |  |  |  | Commercial | Existing | College and University | Chilled Water Controls Optimization
Commercial | New | Warehouse | Dedicated Outdoor Air System on VRF unit |  |  |  |  | Commercial | Existing | Healthcare | Chilled Water Controls Optimization
Commercial | Existing | Assembly | Destratification Fans |  |  |  |  | Commercial | Existing | Hospitals | Chilled Water Controls Optimization
Commercial | Existing | College and University | Destratification Fans |  |  |  |  | Commercial | Existing | Institutional | Chilled Water Controls Optimization
Commercial | Existing | Grocery | Destratification Fans |  |  |  |  | Commercial | Existing | Lodging/Hospitality | Chilled Water Controls Optimization
Commercial | Existing | Healthcare | Destratification Fans |  |  |  |  | Commercial | Existing | Miscellaneous | Chilled Water Controls Optimization
Commercial | Existing | Hospitals | Destratification Fans |  |  |  |  | Commercial | Existing | Offices | Chilled Water Controls Optimization
Commercial | Existing | Institutional | Destratification Fans |  |  |  |  | Commercial | Existing | Restaurants | Chilled Water Controls Optimization
Commercial | Existing | Lodging/Hospitality | Destratification Fans |  |  |  |  | Commercial | Existing | Retail | Chilled Water Controls Optimization
Commercial | Existing | Miscellaneous | Destratification Fans |  |  |  |  | Commercial | Existing | Schools K-12 | Chilled Water Controls Optimization
Commercial | Existing | Offices | Destratification Fans |  |  |  |  | Commercial | Existing | Warehouse | Chilled Water Controls Optimization
Commercial | Existing | Restaurants | Destratification Fans |  |  |  |  | Commercial | New | Assembly | Chilled Water Controls Optimization
Commercial | Existing | Retail | Destratification Fans |  |  |  |  | Commercial | New | College and University | Chilled Water Controls Optimization
Commercial | Existing | Schools K-12 | Destratification Fans |  |  |  |  | Commercial | New | Healthcare | Chilled Water Controls Optimization
Commercial | Existing | Warehouse | Destratification Fans |  |  |  |  | Commercial | New | Hospitals | Chilled Water Controls Optimization
Commercial | New | Assembly | Destratification Fans |  |  |  |  | Commercial | New | Institutional | Chilled Water Controls Optimization
Commercial | New | College and University | Destratification Fans |  |  |  |  | Commercial | New | Lodging/Hospitality | Chilled Water Controls Optimization
Commercial | New | Grocery | Destratification Fans |  |  |  |  | Commercial | New | Miscellaneous | Chilled Water Controls Optimization
Commercial | New | Healthcare | Destratification Fans |  |  |  |  | Commercial | New | Offices | Chilled Water Controls Optimization
Commercial | New | Hospitals | Destratification Fans |  |  |  |  | Commercial | New | Restaurants | Chilled Water Controls Optimization
Commercial | New | Institutional | Destratification Fans |  |  |  |  | Commercial | New | Retail | Chilled Water Controls Optimization
Commercial | New | Lodging/Hospitality | Destratification Fans |  |  |  |  | Commercial | New | Schools K-12 | Chilled Water Controls Optimization
Commercial | New | Miscellaneous | Destratification Fans |  |  |  |  | Commercial | New | Warehouse | Chilled Water Controls Optimization
Commercial | New | Offices | Destratification Fans |  |  |  |  | Commercial | Existing | Grocery | Duct Sealing Repair
Commercial | New | Restaurants | Destratification Fans |  |  |  |  | Commercial | Existing | Healthcare | Duct Sealing Repair
Commercial | New | Retail | Destratification Fans |  |  |  |  | Commercial | Existing | Hospitals | Duct Sealing Repair
Commercial | New | Schools K-12 | Destratification Fans |  |  |  |  | Commercial | Existing | Institutional | Duct Sealing Repair
Commercial | New | Warehouse | Destratification Fans |  |  |  |  | Commercial | Existing | Lodging/Hospitality | Duct Sealing Repair
Commercial | Existing | Assembly | Duct Insulation |  |  |  |  | Commercial | Existing | Miscellaneous | Duct Sealing Repair
Commercial | Existing | College and University | Duct Insulation |  |  |  |  | Commercial | Existing | Offices | Duct Sealing Repair
Commercial | Existing | Grocery | Duct Insulation |  |  |  |  | Commercial | Existing | Restaurants | Duct Sealing Repair
Commercial | Existing | Healthcare | Duct Insulation |  |  |  |  | Commercial | Existing | Retail | Duct Sealing Repair
Commercial | Existing | Hospitals | Duct Insulation |  |  |  |  | Commercial | New | Grocery | Duct Sealing Repair
Commercial | Existing | Institutional | Duct Insulation |  |  |  |  | Commercial | New | Healthcare | Duct Sealing Repair
Commercial | Existing | Lodging/Hospitality | Duct Insulation |  |  |  |  | Commercial | New | Hospitals | Duct Sealing Repair
Commercial | Existing | Miscellaneous | Duct Insulation |  |  |  |  | Commercial | New | Institutional | Duct Sealing Repair
Commercial | Existing | Offices | Duct Insulation |  |  |  |  | Commercial | New | Lodging/Hospitality | Duct Sealing Repair
Commercial | Existing | Restaurants | Duct Insulation |  |  |  |  | Commercial | New | Miscellaneous | Duct Sealing Repair
Commercial | Existing | Retail | Duct Insulation |  |  |  |  | Commercial | New | Offices | Duct Sealing Repair
Commercial | Existing | Schools K-12 | Duct Insulation |  |  |  |  | Commercial | New | Restaurants | Duct Sealing Repair
Commercial | Existing | Warehouse | Duct Insulation |  |  |  |  | Commercial | New | Retail | Duct Sealing Repair
Commercial | New | Assembly | Duct Insulation |  |  |  |  | Commercial | Existing | Restaurants | ECM Motors on Furnaces
Commercial | New | College and University | Duct Insulation |  |  |  |  | Commercial | New | Restaurants | ECM Motors on Furnaces
Commercial | New | Grocery | Duct Insulation |  |  |  |  | Commercial | Existing | Grocery | Facility Energy Management System
Commercial | New | Healthcare | Duct Insulation |  |  |  |  | Commercial | Existing | Healthcare | Facility Energy Management System
Commercial | New | Hospitals | Duct Insulation |  |  |  |  | Commercial | Existing | Hospitals | Facility Energy Management System
Commercial | New | Institutional | Duct Insulation |  |  |  |  | Commercial | Existing | Institutional | Facility Energy Management System
Commercial | New | Lodging/Hospitality | Duct Insulation |  |  |  |  | Commercial | Existing | Offices | Facility Energy Management System
Commercial | New | Miscellaneous | Duct Insulation |  |  |  |  | Commercial | Existing | Restaurants | Facility Energy Management System
Commercial | New | Offices | Duct Insulation |  |  |  |  | Commercial | New | Grocery | Facility Energy Management System
Commercial | New | Restaurants | Duct Insulation |  |  |  |  | Commercial | New | Healthcare | Facility Energy Management System
Commercial | New | Retail | Duct Insulation |  |  |  |  | Commercial | New | Hospitals | Facility Energy Management System
Commercial | New | Schools K-12 | Duct Insulation |  |  |  |  | Commercial | New | Institutional | Facility Energy Management System
Commercial | New | Warehouse | Duct Insulation |  |  |  |  | Commercial | New | Offices | Facility Energy Management System
Commercial | Existing | Warehouse | Duct Sealing Repair |  |  |  |  | Commercial | New | Restaurants | Facility Energy Management System
Commercial | New | Warehouse | Duct Sealing Repair |  |  |  |  | Commercial | Existing | Healthcare | HVAC tune-up
Commercial | Existing | Miscellaneous | ECM Motors on Furnaces |  |  |  |  | Commercial | Existing | Hospitals | HVAC tune-up
Commercial | Existing | Offices | ECM Motors on Furnaces |  |  |  |  | Commercial | Existing | Lodging/Hospitality | HVAC tune-up
Commercial | Existing | Warehouse | ECM Motors on Furnaces |  |  |  |  | Commercial | New | Healthcare | HVAC tune-up
Commercial | New | Miscellaneous | ECM Motors on Furnaces |  |  |  |  | Commercial | New | Hospitals | HVAC tune-up
Commercial | New | Offices | ECM Motors on Furnaces |  |  |  |  | Commercial | New | Lodging/Hospitality | HVAC tune-up
Commercial | New | Warehouse | ECM Motors on Furnaces |  |  |  |  | Commercial | Existing | Grocery | Programmable Thermostat
Commercial | Existing | Assembly | Energy Recovery Ventilation System (ERV) |  |  |  |  | Commercial | Existing | Restaurants | Programmable Thermostat
Commercial | Existing | College and University | Energy Recovery Ventilation System (ERV) |  |  |  |  | Commercial | New | Grocery | Programmable Thermostat
Commercial | Existing | Grocery | Energy Recovery Ventilation System (ERV) |  |  |  |  | Commercial | New | Restaurants | Programmable Thermostat
Commercial | Existing | Healthcare | Energy Recovery Ventilation System (ERV) |  |  |  |  | Commercial | Existing | Grocery | Smart Thermostat
Commercial | Existing | Hospitals | Energy Recovery Ventilation System (ERV) |  |  |  |  | Commercial | Existing | Institutional | Smart Thermostat
Commercial | Existing | Institutional | Energy Recovery Ventilation System (ERV) |  |  |  |  | Commercial | Existing | Restaurants | Smart Thermostat
Commercial | Existing | Lodging/Hospitality | Energy Recovery Ventilation System (ERV) |  |  |  |  | Commercial | New | Grocery | Smart Thermostat
Commercial | Existing | Miscellaneous | Energy Recovery Ventilation System (ERV) |  |  |  |  | Commercial | New | Institutional | Smart Thermostat
Commercial | Existing | Offices | Energy Recovery Ventilation System (ERV) |  |  |  |  | Commercial | New | Restaurants | Smart Thermostat
Commercial | Existing | Restaurants | Energy Recovery Ventilation System (ERV) |  |  |  |  | Commercial | Existing | Grocery | Interior Lighting Controls
Commercial | Existing | Retail | Energy Recovery Ventilation System (ERV) |  |  |  |  | Commercial | Existing | Hospitals | Interior Lighting Controls
Commercial | Existing | Schools K-12 | Energy Recovery Ventilation System (ERV) |  |  |  |  | Commercial | New | Grocery | Interior Lighting Controls
Commercial | Existing | Warehouse | Energy Recovery Ventilation System (ERV) |  |  |  |  | Commercial | New | Hospitals | Interior Lighting Controls
Commercial | New | Assembly | Energy Recovery Ventilation System (ERV) |  |  |  |  | Commercial | Existing | Assembly | Smart Strip Plug Outlet
Commercial | New | College and University | Energy Recovery Ventilation System (ERV) |  |  |  |  | Commercial | Existing | College and University | Smart Strip Plug Outlet
Commercial | New | Grocery | Energy Recovery Ventilation System (ERV) |  |  |  |  | Commercial | Existing | Grocery | Smart Strip Plug Outlet
Commercial | New | Healthcare | Energy Recovery Ventilation System (ERV) |  |  |  |  | Commercial | Existing | Healthcare | Smart Strip Plug Outlet
Commercial | New | Hospitals | Energy Recovery Ventilation System (ERV) |  |  |  |  | Commercial | Existing | Hospitals | Smart Strip Plug Outlet
Commercial | New | Institutional | Energy Recovery Ventilation System (ERV) |  |  |  |  | Commercial | Existing | Institutional | Smart Strip Plug Outlet
Commercial | New | Lodging/Hospitality | Energy Recovery Ventilation System (ERV) |  |  |  |  | Commercial | Existing | Lodging/Hospitality | Smart Strip Plug Outlet
Commercial | New | Miscellaneous | Energy Recovery Ventilation System (ERV) |  |  |  |  | Commercial | Existing | Miscellaneous | Smart Strip Plug Outlet
Commercial | New | Offices | Energy Recovery Ventilation System (ERV) |  |  |  |  | Commercial | Existing | Offices | Smart Strip Plug Outlet
Commercial | New | Restaurants | Energy Recovery Ventilation System (ERV) |  |  |  |  | Commercial | Existing | Restaurants | Smart Strip Plug Outlet
Commercial | New | Retail | Energy Recovery Ventilation System (ERV) |  |  |  |  | Commercial | Existing | Schools K-12 | Smart Strip Plug Outlet
Commercial | New | Schools K-12 | Energy Recovery Ventilation System (ERV) |  |  |  |  | Commercial | New | Assembly | Smart Strip Plug Outlet
Commercial | New | Warehouse | Energy Recovery Ventilation System (ERV) |  |  |  |  | Commercial | New | College and University | Smart Strip Plug Outlet
Commercial | Existing | Assembly | Facility Commissioning |  |  |  |  | Commercial | New | Grocery | Smart Strip Plug Outlet
Commercial | Existing | College and University | Facility Commissioning |  |  |  |  | Commercial | New | Healthcare | Smart Strip Plug Outlet
Commercial | Existing | Grocery | Facility Commissioning |  |  |  |  | Commercial | New | Hospitals | Smart Strip Plug Outlet
Commercial | Existing | Healthcare | Facility Commissioning |  |  |  |  | Commercial | New | Institutional | Smart Strip Plug Outlet
Commercial | Existing | Hospitals | Facility Commissioning |  |  |  |  | Commercial | New | Lodging/Hospitality | Smart Strip Plug Outlet
Commercial | Existing | Institutional | Facility Commissioning |  |  |  |  | Commercial | New | Miscellaneous | Smart Strip Plug Outlet
Commercial | Existing | Lodging/Hospitality | Facility Commissioning |  |  |  |  | Commercial | New | Offices | Smart Strip Plug Outlet
Commercial | Existing | Miscellaneous | Facility Commissioning |  |  |  |  | Commercial | New | Restaurants | Smart Strip Plug Outlet
Commercial | Existing | Offices | Facility Commissioning |  |  |  |  | Commercial | New | Schools K-12 | Smart Strip Plug Outlet
Commercial | Existing | Restaurants | Facility Commissioning |  |  |  |  | Commercial | Existing | Assembly | Anti-Sweat Controls
Commercial | Existing | Retail | Facility Commissioning |  |  |  |  | Commercial | Existing | College and University | Anti-Sweat Controls
Commercial | Existing | Schools K-12 | Facility Commissioning |  |  |  |  | Commercial | Existing | Grocery | Anti-Sweat Controls
Commercial | Existing | Warehouse | Facility Commissioning |  |  |  |  | Commercial | Existing | Healthcare | Anti-Sweat Controls
Commercial | New | Assembly | Facility Commissioning |  |  |  |  | Commercial | Existing | Hospitals | Anti-Sweat Controls
Commercial | New | College and University | Facility Commissioning |  |  |  |  | Commercial | Existing | Institutional | Anti-Sweat Controls
Commercial | New | Healthcare | Facility Commissioning |  |  |  |  | Commercial | Existing | Lodging/Hospitality | Anti-Sweat Controls
Commercial | New | Hospitals | Facility Commissioning |  |  |  |  | Commercial | Existing | Miscellaneous | Anti-Sweat Controls
Commercial | New | Institutional | Facility Commissioning |  |  |  |  | Commercial | Existing | Offices | Anti-Sweat Controls
Commercial | New | Lodging/Hospitality | Facility Commissioning |  |  |  |  | Commercial | Existing | Restaurants | Anti-Sweat Controls
Commercial | New | Miscellaneous | Facility Commissioning |  |  |  |  | Commercial | Existing | Retail | Anti-Sweat Controls
Commercial | New | Offices | Facility Commissioning |  |  |  |  | Commercial | Existing | Schools K-12 | Anti-Sweat Controls
Commercial | New | Retail | Facility Commissioning |  |  |  |  | Commercial | Existing | Warehouse | Anti-Sweat Controls
Commercial | New | Schools K-12 | Facility Commissioning |  |  |  |  | Commercial | New | Assembly | Anti-Sweat Controls
Commercial | New | Warehouse | Facility Commissioning |  |  |  |  | Commercial | New | College and University | Anti-Sweat Controls
Commercial | Existing | Assembly | Facility Energy Management System |  |  |  |  | Commercial | New | Grocery | Anti-Sweat Controls
Commercial | Existing | Warehouse | Facility Energy Management System |  |  |  |  | Commercial | New | Healthcare | Anti-Sweat Controls
Commercial | New | Assembly | Facility Energy Management System |  |  |  |  | Commercial | New | Hospitals | Anti-Sweat Controls
Commercial | New | Warehouse | Facility Energy Management System |  |  |  |  | Commercial | New | Institutional | Anti-Sweat Controls
Commercial | Existing | Assembly | Floor Insulation |  |  |  |  | Commercial | New | Lodging/Hospitality | Anti-Sweat Controls
Commercial | Existing | College and University | Floor Insulation |  |  |  |  | Commercial | New | Miscellaneous | Anti-Sweat Controls
Commercial | Existing | Grocery | Floor Insulation |  |  |  |  | Commercial | New | Offices | Anti-Sweat Controls
Commercial | Existing | Healthcare | Floor Insulation |  |  |  |  | Commercial | New | Restaurants | Anti-Sweat Controls
Commercial | Existing | Hospitals | Floor Insulation |  |  |  |  | Commercial | New | Retail | Anti-Sweat Controls
Commercial | Existing | Institutional | Floor Insulation |  |  |  |  | Commercial | New | Schools K-12 | Anti-Sweat Controls
Commercial | Existing | Lodging/Hospitality | Floor Insulation |  |  |  |  | Commercial | New | Warehouse | Anti-Sweat Controls
Commercial | Existing | Miscellaneous | Floor Insulation |  |  |  |  | Commercial | Existing | Assembly | Floating Head Pressure Controls
Commercial | Existing | Offices | Floor Insulation |  |  |  |  | Commercial | Existing | College and University | Floating Head Pressure Controls
Commercial | Existing | Restaurants | Floor Insulation |  |  |  |  | Commercial | Existing | Grocery | Floating Head Pressure Controls
Commercial | Existing | Retail | Floor Insulation |  |  |  |  | Commercial | Existing | Healthcare | Floating Head Pressure Controls
Commercial | Existing | Schools K-12 | Floor Insulation |  |  |  |  | Commercial | Existing | Hospitals | Floating Head Pressure Controls
Commercial | Existing | Warehouse | Floor Insulation |  |  |  |  | Commercial | Existing | Institutional | Floating Head Pressure Controls
Commercial | New | Assembly | Floor Insulation |  |  |  |  | Commercial | Existing | Lodging/Hospitality | Floating Head Pressure Controls
Commercial | New | College and University | Floor Insulation |  |  |  |  | Commercial | Existing | Miscellaneous | Floating Head Pressure Controls
Commercial | New | Grocery | Floor Insulation |  |  |  |  | Commercial | Existing | Offices | Floating Head Pressure Controls
Commercial | New | Healthcare | Floor Insulation |  |  |  |  | Commercial | Existing | Restaurants | Floating Head Pressure Controls
Commercial | New | Hospitals | Floor Insulation |  |  |  |  | Commercial | Existing | Retail | Floating Head Pressure Controls
Commercial | New | Institutional | Floor Insulation |  |  |  |  | Commercial | Existing | Schools K-12 | Floating Head Pressure Controls
Commercial | New | Lodging/Hospitality | Floor Insulation |  |  |  |  | Commercial | Existing | Warehouse | Floating Head Pressure Controls
Commercial | New | Miscellaneous | Floor Insulation |  |  |  |  | Commercial | New | Assembly | Floating Head Pressure Controls
Commercial | New | Offices | Floor Insulation |  |  |  |  | Commercial | New | College and University | Floating Head Pressure Controls
Commercial | New | Restaurants | Floor Insulation |  |  |  |  | Commercial | New | Grocery | Floating Head Pressure Controls
Commercial | New | Retail | Floor Insulation |  |  |  |  | Commercial | New | Healthcare | Floating Head Pressure Controls
Commercial | New | Schools K-12 | Floor Insulation |  |  |  |  | Commercial | New | Hospitals | Floating Head Pressure Controls
Commercial | New | Warehouse | Floor Insulation |  |  |  |  | Commercial | New | Institutional | Floating Head Pressure Controls
Commercial | Existing | Assembly | Green Roof |  |  |  |  | Commercial | New | Lodging/Hospitality | Floating Head Pressure Controls
Commercial | Existing | College and University | Green Roof |  |  |  |  | Commercial | New | Miscellaneous | Floating Head Pressure Controls
Commercial | Existing | Grocery | Green Roof |  |  |  |  | Commercial | New | Offices | Floating Head Pressure Controls
Commercial | Existing | Healthcare | Green Roof |  |  |  |  | Commercial | New | Restaurants | Floating Head Pressure Controls
Commercial | Existing | Hospitals | Green Roof |  |  |  |  | Commercial | New | Retail | Floating Head Pressure Controls
Commercial | Existing | Institutional | Green Roof |  |  |  |  | Commercial | New | Schools K-12 | Floating Head Pressure Controls
Commercial | Existing | Lodging/Hospitality | Green Roof |  |  |  |  | Commercial | New | Warehouse | Floating Head Pressure Controls
Commercial | Existing | Miscellaneous | Green Roof |  |  |  |  | Commercial | Existing | Assembly | CO Sensors for Parking Garage Exhaust
Commercial | Existing | Offices | Green Roof |  |  |  |  | Commercial | Existing | College and University | CO Sensors for Parking Garage Exhaust
Commercial | Existing | Restaurants | Green Roof |  |  |  |  | Commercial | Existing | Grocery | CO Sensors for Parking Garage Exhaust
Commercial | Existing | Retail | Green Roof |  |  |  |  | Commercial | Existing | Healthcare | CO Sensors for Parking Garage Exhaust
Commercial | Existing | Schools K-12 | Green Roof |  |  |  |  | Commercial | Existing | Hospitals | CO Sensors for Parking Garage Exhaust
Commercial | Existing | Warehouse | Green Roof |  |  |  |  | Commercial | Existing | Institutional | CO Sensors for Parking Garage Exhaust
Commercial | New | Assembly | Green Roof |  |  |  |  | Commercial | Existing | Lodging/Hospitality | CO Sensors for Parking Garage Exhaust
Commercial | New | College and University | Green Roof |  |  |  |  | Commercial | Existing | Miscellaneous | CO Sensors for Parking Garage Exhaust
Commercial | New | Grocery | Green Roof |  |  |  |  | Commercial | Existing | Offices | CO Sensors for Parking Garage Exhaust
Commercial | New | Healthcare | Green Roof |  |  |  |  | Commercial | Existing | Restaurants | CO Sensors for Parking Garage Exhaust
Commercial | New | Hospitals | Green Roof |  |  |  |  | Commercial | Existing | Retail | CO Sensors for Parking Garage Exhaust
Commercial | New | Institutional | Green Roof |  |  |  |  | Commercial | Existing | Schools K-12 | CO Sensors for Parking Garage Exhaust
Commercial | New | Lodging/Hospitality | Green Roof |  |  |  |  | Commercial | Existing | Warehouse | CO Sensors for Parking Garage Exhaust
Commercial | New | Miscellaneous | Green Roof |  |  |  |  | Commercial | New | Assembly | CO Sensors for Parking Garage Exhaust
Commercial | New | Offices | Green Roof |  |  |  |  | Commercial | New | College and University | CO Sensors for Parking Garage Exhaust
Commercial | New | Restaurants | Green Roof |  |  |  |  | Commercial | New | Grocery | CO Sensors for Parking Garage Exhaust
Commercial | New | Retail | Green Roof |  |  |  |  | Commercial | New | Healthcare | CO Sensors for Parking Garage Exhaust
Commercial | New | Schools K-12 | Green Roof |  |  |  |  | Commercial | New | Hospitals | CO Sensors for Parking Garage Exhaust
Commercial | New | Warehouse | Green Roof |  |  |  |  | Commercial | New | Institutional | CO Sensors for Parking Garage Exhaust
Commercial | Existing | Assembly | Hotel Card Energy Control Systems |  |  |  |  | Commercial | New | Lodging/Hospitality | CO Sensors for Parking Garage Exhaust
Commercial | Existing | College and University | Hotel Card Energy Control Systems |  |  |  |  | Commercial | New | Miscellaneous | CO Sensors for Parking Garage Exhaust
Commercial | Existing | Grocery | Hotel Card Energy Control Systems |  |  |  |  | Commercial | New | Offices | CO Sensors for Parking Garage Exhaust
Commercial | Existing | Healthcare | Hotel Card Energy Control Systems |  |  |  |  | Commercial | New | Restaurants | CO Sensors for Parking Garage Exhaust
Commercial | Existing | Hospitals | Hotel Card Energy Control Systems |  |  |  |  | Commercial | New | Retail | CO Sensors for Parking Garage Exhaust
Commercial | Existing | Institutional | Hotel Card Energy Control Systems |  |  |  |  | Commercial | New | Schools K-12 | CO Sensors for Parking Garage Exhaust
Commercial | Existing | Miscellaneous | Hotel Card Energy Control Systems |  |  |  |  | Commercial | New | Warehouse | CO Sensors for Parking Garage Exhaust
Commercial | Existing | Offices | Hotel Card Energy Control Systems |  |  |  |  | Commercial | Existing | College and University | Demand Controlled Ventilation
Commercial | Existing | Restaurants | Hotel Card Energy Control Systems |  |  |  |  | Commercial | Existing | Healthcare | Demand Controlled Ventilation
Commercial | Existing | Retail | Hotel Card Energy Control Systems |  |  |  |  | Commercial | Existing | Hospitals | Demand Controlled Ventilation
Commercial | Existing | Schools K-12 | Hotel Card Energy Control Systems |  |  |  |  | Commercial | Existing | Institutional | Demand Controlled Ventilation
Commercial | Existing | Warehouse | Hotel Card Energy Control Systems |  |  |  |  | Commercial | Existing | Lodging/Hospitality | Demand Controlled Ventilation
Commercial | New | Assembly | Hotel Card Energy Control Systems |  |  |  |  | Commercial | Existing | Schools K-12 | Demand Controlled Ventilation
Commercial | New | College and University | Hotel Card Energy Control Systems |  |  |  |  | Commercial | New | College and University | Demand Controlled Ventilation
Commercial | New | Grocery | Hotel Card Energy Control Systems |  |  |  |  | Commercial | New | Healthcare | Demand Controlled Ventilation
Commercial | New | Healthcare | Hotel Card Energy Control Systems |  |  |  |  | Commercial | New | Hospitals | Demand Controlled Ventilation
Commercial | New | Hospitals | Hotel Card Energy Control Systems |  |  |  |  | Commercial | New | Institutional | Demand Controlled Ventilation
Commercial | New | Institutional | Hotel Card Energy Control Systems |  |  |  |  | Commercial | New | Lodging/Hospitality | Demand Controlled Ventilation
Commercial | New | Miscellaneous | Hotel Card Energy Control Systems |  |  |  |  | Commercial | New | Schools K-12 | Demand Controlled Ventilation
Commercial | New | Offices | Hotel Card Energy Control Systems |  |  |  |  | Commercial | Existing | Assembly | VAV System
Commercial | New | Restaurants | Hotel Card Energy Control Systems |  |  |  |  | Commercial | Existing | College and University | VAV System
Commercial | New | Retail | Hotel Card Energy Control Systems |  |  |  |  | Commercial | Existing | Grocery | VAV System
Commercial | New | Schools K-12 | Hotel Card Energy Control Systems |  |  |  |  | Commercial | Existing | Healthcare | VAV System
Commercial | New | Warehouse | Hotel Card Energy Control Systems |  |  |  |  | Commercial | Existing | Hospitals | VAV System
Commercial | Existing | Assembly | HVAC tune-up |  |  |  |  | Commercial | Existing | Institutional | VAV System
Commercial | Existing | College and University | HVAC tune-up |  |  |  |  | Commercial | Existing | Lodging/Hospitality | VAV System
Commercial | Existing | Grocery | HVAC tune-up |  |  |  |  | Commercial | Existing | Miscellaneous | VAV System
Commercial | Existing | Institutional | HVAC tune-up |  |  |  |  | Commercial | Existing | Offices | VAV System
Commercial | Existing | Miscellaneous | HVAC tune-up |  |  |  |  | Commercial | Existing | Restaurants | VAV System
Commercial | Existing | Offices | HVAC tune-up |  |  |  |  | Commercial | Existing | Retail | VAV System
Commercial | Existing | Schools K-12 | HVAC tune-up |  |  |  |  | Commercial | Existing | Schools K-12 | VAV System
Commercial | Existing | Warehouse | HVAC tune-up |  |  |  |  | Commercial | Existing | Warehouse | VAV System
Commercial | New | Assembly | HVAC tune-up |  |  |  |  | Commercial | New | Assembly | VAV System
Commercial | New | College and University | HVAC tune-up |  |  |  |  | Commercial | New | College and University | VAV System
Commercial | New | Grocery | HVAC tune-up |  |  |  |  | Commercial | New | Grocery | VAV System
Commercial | New | Institutional | HVAC tune-up |  |  |  |  | Commercial | New | Healthcare | VAV System
Commercial | New | Miscellaneous | HVAC tune-up |  |  |  |  | Commercial | New | Hospitals | VAV System
Commercial | New | Offices | HVAC tune-up |  |  |  |  | Commercial | New | Institutional | VAV System
Commercial | New | Schools K-12 | HVAC tune-up |  |  |  |  | Commercial | New | Lodging/Hospitality | VAV System
Commercial | New | Warehouse | HVAC tune-up |  |  |  |  | Commercial | New | Miscellaneous | VAV System
Commercial | Existing | Assembly | HVAC tune-up_RTU |  |  |  |  | Commercial | New | Offices | VAV System
Commercial | Existing | College and University | HVAC tune-up_RTU |  |  |  |  | Commercial | New | Restaurants | VAV System
Commercial | Existing | Grocery | HVAC tune-up_RTU |  |  |  |  | Commercial | New | Retail | VAV System
Commercial | Existing | Institutional | HVAC tune-up_RTU |  |  |  |  | Commercial | New | Schools K-12 | VAV System
Commercial | Existing | Miscellaneous | HVAC tune-up_RTU |  |  |  |  | Commercial | New | Warehouse | VAV System
Commercial | Existing | Offices | HVAC tune-up_RTU |  |  |  |  | Commercial | Existing | College and University | Retro-Commissioning
Commercial | Existing | Restaurants | HVAC tune-up_RTU |  |  |  |  | Commercial | Existing | Grocery | Retro-Commissioning
Commercial | Existing | Retail | HVAC tune-up_RTU |  |  |  |  | Commercial | Existing | Healthcare | Retro-Commissioning
Commercial | Existing | Schools K-12 | HVAC tune-up_RTU |  |  |  |  | Commercial | Existing | Hospitals | Retro-Commissioning
Commercial | Existing | Warehouse | HVAC tune-up_RTU |  |  |  |  | Commercial | Existing | Institutional | Retro-Commissioning
Commercial | New | Assembly | HVAC tune-up_RTU |  |  |  |  | Commercial | Existing | Lodging/Hospitality | Retro-Commissioning
Commercial | New | College and University | HVAC tune-up_RTU |  |  |  |  | Commercial | Existing | Miscellaneous | Retro-Commissioning
Commercial | New | Grocery | HVAC tune-up_RTU |  |  |  |  | Commercial | Existing | Offices | Retro-Commissioning
Commercial | New | Institutional | HVAC tune-up_RTU |  |  |  |  | Commercial | Existing | Restaurants | Retro-Commissioning
Commercial | New | Miscellaneous | HVAC tune-up_RTU |  |  |  |  | Commercial | Existing | Retail | Retro-Commissioning
Commercial | New | Offices | HVAC tune-up_RTU |  |  |  |  | Commercial | Existing | Schools K-12 | Retro-Commissioning
Commercial | New | Restaurants | HVAC tune-up_RTU |  |  |  |  | Commercial | New | College and University | Retro-Commissioning
Commercial | New | Retail | HVAC tune-up_RTU |  |  |  |  | Commercial | New | Grocery | Retro-Commissioning
Commercial | New | Schools K-12 | HVAC tune-up_RTU |  |  |  |  | Commercial | New | Healthcare | Retro-Commissioning
Commercial | New | Warehouse | HVAC tune-up_RTU |  |  |  |  | Commercial | New | Hospitals | Retro-Commissioning
Commercial | Existing | Assembly | Infiltration Reduction - Air Sealing |  |  |  |  | Commercial | New | Institutional | Retro-Commissioning
Commercial | Existing | College and University | Infiltration Reduction - Air Sealing |  |  |  |  | Commercial | New | Lodging/Hospitality | Retro-Commissioning
Commercial | Existing | Grocery | Infiltration Reduction - Air Sealing |  |  |  |  | Commercial | New | Miscellaneous | Retro-Commissioning
Commercial | Existing | Healthcare | Infiltration Reduction - Air Sealing |  |  |  |  | Commercial | New | Offices | Retro-Commissioning
Commercial | Existing | Hospitals | Infiltration Reduction - Air Sealing |  |  |  |  | Commercial | New | Restaurants | Retro-Commissioning
Commercial | Existing | Institutional | Infiltration Reduction - Air Sealing |  |  |  |  | Commercial | New | Retail | Retro-Commissioning
Commercial | Existing | Lodging/Hospitality | Infiltration Reduction - Air Sealing |  |  |  |  | Commercial | New | Schools K-12 | Retro-Commissioning
Commercial | Existing | Miscellaneous | Infiltration Reduction - Air Sealing |  |  |  |  | Industrial | Existing | Agriculture and Assembly | Compressed Air System Optimization
Commercial | Existing | Offices | Infiltration Reduction - Air Sealing |  |  |  |  | Industrial | New | Agriculture and Assembly | Compressed Air System Optimization
Commercial | Existing | Restaurants | Infiltration Reduction - Air Sealing |  |  |  |  | Industrial | Existing | Agriculture and Assembly | Plant Energy Management
Commercial | Existing | Retail | Infiltration Reduction - Air Sealing |  |  |  |  | Industrial | New | Agriculture and Assembly | Plant Energy Management
Commercial | Existing | Schools K-12 | Infiltration Reduction - Air Sealing |  |  |  |  | Industrial | New | Agriculture and Assembly | Efficient Lighting - Exterior
Commercial | Existing | Warehouse | Infiltration Reduction - Air Sealing |  |  |  |  | Industrial | Turnover | Agriculture and Assembly | Efficient Lighting - Exterior
Commercial | New | Assembly | Infiltration Reduction - Air Sealing |  |  |  |  | Industrial | New | Agriculture and Assembly | HVAC Equipment Upgrades
Commercial | New | College and University | Infiltration Reduction - Air Sealing |  |  |  |  | Industrial | Turnover | Agriculture and Assembly | HVAC Equipment Upgrades
Commercial | New | Grocery | Infiltration Reduction - Air Sealing |  |  |  |  | Industrial | Existing | Agriculture and Assembly | HVAC Improved Controls
Commercial | New | Healthcare | Infiltration Reduction - Air Sealing |  |  |  |  | Industrial | New | Agriculture and Assembly | HVAC Improved Controls
Commercial | New | Hospitals | Infiltration Reduction - Air Sealing |  |  |  |  | Industrial | Existing | Agriculture and Assembly | HVAC Recommissioning
Commercial | New | Institutional | Infiltration Reduction - Air Sealing |  |  |  |  | Industrial | New | Agriculture and Assembly | HVAC Recommissioning
Commercial | New | Lodging/Hospitality | Infiltration Reduction - Air Sealing |  |  |  |  | Industrial | Existing | Agriculture and Assembly | Fan Improved Controls
Commercial | New | Miscellaneous | Infiltration Reduction - Air Sealing |  |  |  |  | Industrial | New | Agriculture and Assembly | Fan Improved Controls
Commercial | New | Offices | Infiltration Reduction - Air Sealing |  |  |  |  | Industrial | Existing | Agriculture and Assembly | Motor Improved Controls
Commercial | New | Restaurants | Infiltration Reduction - Air Sealing |  |  |  |  | Industrial | New | Agriculture and Assembly | Motor Improved Controls
Commercial | New | Retail | Infiltration Reduction - Air Sealing |  |  |  |  | Industrial | Existing | Agriculture and Assembly | Pump Improved Controls
Commercial | New | Schools K-12 | Infiltration Reduction - Air Sealing |  |  |  |  | Industrial | New | Agriculture and Assembly | Pump Improved Controls
Commercial | New | Warehouse | Infiltration Reduction - Air Sealing |  |  |  |  | Industrial | Existing | Agriculture and Assembly | Pump System Optimization
Commercial | Existing | Assembly | Low U-Value Windows |  |  |  |  | Industrial | New | Agriculture and Assembly | Pump System Optimization
Commercial | Existing | College and University | Low U-Value Windows |  |  |  |  | Industrial | Existing | Agriculture and Assembly | Process Other Systems Optimization
Commercial | Existing | Grocery | Low U-Value Windows |  |  |  |  | Industrial | New | Agriculture and Assembly | Process Other Systems Optimization
Commercial | Existing | Healthcare | Low U-Value Windows |  |  |  |  | Industrial | Existing | Chemicals and Plastics | Compressed Air System Optimization
Commercial | Existing | Hospitals | Low U-Value Windows |  |  |  |  | Industrial | New | Chemicals and Plastics | Compressed Air System Optimization
Commercial | Existing | Institutional | Low U-Value Windows |  |  |  |  | Industrial | Existing | Chemicals and Plastics | Plant Energy Management
Commercial | Existing | Offices | Low U-Value Windows |  |  |  |  | Industrial | New | Chemicals and Plastics | Plant Energy Management
Commercial | Existing | Restaurants | Low U-Value Windows |  |  |  |  | Industrial | New | Chemicals and Plastics | Efficient Lighting - Exterior
Commercial | Existing | Retail | Low U-Value Windows |  |  |  |  | Industrial | Turnover | Chemicals and Plastics | Efficient Lighting - Exterior
Commercial | Existing | Schools K-12 | Low U-Value Windows |  |  |  |  | Industrial | Existing | Chemicals and Plastics | Building Envelope Improvements
Commercial | New | Assembly | Low U-Value Windows |  |  |  |  | Industrial | New | Chemicals and Plastics | Building Envelope Improvements
Commercial | New | College and University | Low U-Value Windows |  |  |  |  | Industrial | New | Chemicals and Plastics | HVAC Equipment Upgrades
Commercial | New | Grocery | Low U-Value Windows |  |  |  |  | Industrial | Turnover | Chemicals and Plastics | HVAC Equipment Upgrades
Commercial | New | Healthcare | Low U-Value Windows |  |  |  |  | Industrial | Existing | Chemicals and Plastics | HVAC Improved Controls
Commercial | New | Hospitals | Low U-Value Windows |  |  |  |  | Industrial | New | Chemicals and Plastics | HVAC Improved Controls
Commercial | New | Institutional | Low U-Value Windows |  |  |  |  | Industrial | Existing | Chemicals and Plastics | Fan Improved Controls
Commercial | New | Lodging/Hospitality | Low U-Value Windows |  |  |  |  | Industrial | New | Chemicals and Plastics | Fan Improved Controls
Commercial | New | Miscellaneous | Low U-Value Windows |  |  |  |  | Industrial | Existing | Chemicals and Plastics | Fan System Optimization
Commercial | New | Offices | Low U-Value Windows |  |  |  |  | Industrial | New | Chemicals and Plastics | Fan System Optimization
Commercial | New | Restaurants | Low U-Value Windows |  |  |  |  | Industrial | Existing | Chemicals and Plastics | Motor Improved Controls
Commercial | New | Retail | Low U-Value Windows |  |  |  |  | Industrial | New | Chemicals and Plastics | Motor Improved Controls
Commercial | New | Schools K-12 | Low U-Value Windows |  |  |  |  | Industrial | Existing | Chemicals and Plastics | Motor Optimization
Commercial | New | Warehouse | Low U-Value Windows |  |  |  |  | Industrial | New | Chemicals and Plastics | Motor Optimization
Commercial | Existing | Assembly | Programmable Thermostat |  |  |  |  | Industrial | Existing | Chemicals and Plastics | Pump Improved Controls
Commercial | Existing | College and University | Programmable Thermostat |  |  |  |  | Industrial | New | Chemicals and Plastics | Pump Improved Controls
Commercial | Existing | Lodging/Hospitality | Programmable Thermostat |  |  |  |  | Industrial | Existing | Chemicals and Plastics | Pump System Optimization
Commercial | Existing | Retail | Programmable Thermostat |  |  |  |  | Industrial | New | Chemicals and Plastics | Pump System Optimization
Commercial | Existing | Schools K-12 | Programmable Thermostat |  |  |  |  | Industrial | Existing | Chemicals and Plastics | Process Refrig System Optimization
Commercial | Existing | Warehouse | Programmable Thermostat |  |  |  |  | Industrial | New | Chemicals and Plastics | Process Refrig System Optimization
Commercial | New | Assembly | Programmable Thermostat |  |  |  |  | Industrial | Existing | Chemicals and Plastics | Process Other Systems Optimization
Commercial | New | College and University | Programmable Thermostat |  |  |  |  | Industrial | New | Chemicals and Plastics | Process Other Systems Optimization
Commercial | New | Lodging/Hospitality | Programmable Thermostat |  |  |  |  | Industrial | Existing | Construction | Compressed Air Controls
Commercial | New | Retail | Programmable Thermostat |  |  |  |  | Industrial | New | Construction | Compressed Air Controls
Commercial | New | Schools K-12 | Programmable Thermostat |  |  |  |  | Industrial | New | Construction | Compressed Air Equipment
Commercial | New | Warehouse | Programmable Thermostat |  |  |  |  | Industrial | Turnover | Construction | Compressed Air Equipment
Commercial | Existing | Assembly | Roof Insulation |  |  |  |  | Industrial | Existing | Construction | Compressed Air System Optimization
Commercial | Existing | College and University | Roof Insulation |  |  |  |  | Industrial | New | Construction | Compressed Air System Optimization
Commercial | Existing | Grocery | Roof Insulation |  |  |  |  | Industrial | Existing | Construction | Plant Energy Management
Commercial | Existing | Healthcare | Roof Insulation |  |  |  |  | Industrial | New | Construction | Plant Energy Management
Commercial | Existing | Hospitals | Roof Insulation |  |  |  |  | Industrial | New | Construction | Efficient Lighting - Exterior
Commercial | Existing | Institutional | Roof Insulation |  |  |  |  | Industrial | Turnover | Construction | Efficient Lighting - Exterior
Commercial | Existing | Lodging/Hospitality | Roof Insulation |  |  |  |  | Industrial | Existing | Construction | HVAC Improved Controls
Commercial | Existing | Miscellaneous | Roof Insulation |  |  |  |  | Industrial | New | Construction | HVAC Improved Controls
Commercial | Existing | Offices | Roof Insulation |  |  |  |  | Industrial | Existing | Construction | Fan Improved Controls
Commercial | Existing | Restaurants | Roof Insulation |  |  |  |  | Industrial | New | Construction | Fan Improved Controls
Commercial | Existing | Retail | Roof Insulation |  |  |  |  | Industrial | Existing | Construction | Fan System Optimization
Commercial | Existing | Schools K-12 | Roof Insulation |  |  |  |  | Industrial | New | Construction | Fan System Optimization
Commercial | Existing | Warehouse | Roof Insulation |  |  |  |  | Industrial | Existing | Construction | Motor Improved Controls
Commercial | New | Assembly | Roof Insulation |  |  |  |  | Industrial | New | Construction | Motor Improved Controls
Commercial | New | College and University | Roof Insulation |  |  |  |  | Industrial | Existing | Construction | Pump Improved Controls
Commercial | New | Grocery | Roof Insulation |  |  |  |  | Industrial | New | Construction | Pump Improved Controls
Commercial | New | Healthcare | Roof Insulation |  |  |  |  | Industrial | Existing | Construction | Pump System Optimization
Commercial | New | Hospitals | Roof Insulation |  |  |  |  | Industrial | New | Construction | Pump System Optimization
Commercial | New | Institutional | Roof Insulation |  |  |  |  | Industrial | Existing | Construction | Process Refrig Controls
Commercial | New | Lodging/Hospitality | Roof Insulation |  |  |  |  | Industrial | New | Construction | Process Refrig Controls
Commercial | New | Miscellaneous | Roof Insulation |  |  |  |  | Industrial | Existing | Construction | Process Refrig System Optimization
Commercial | New | Offices | Roof Insulation |  |  |  |  | Industrial | New | Construction | Process Refrig System Optimization
Commercial | New | Restaurants | Roof Insulation |  |  |  |  | Industrial | Existing | Construction | Process Other Systems Optimization
Commercial | New | Retail | Roof Insulation |  |  |  |  | Industrial | New | Construction | Process Other Systems Optimization
Commercial | New | Schools K-12 | Roof Insulation |  |  |  |  | Industrial | Existing | Electrical and Electronic Equip. | Compressed Air Controls
Commercial | New | Warehouse | Roof Insulation |  |  |  |  | Industrial | New | Electrical and Electronic Equip. | Compressed Air Controls
Commercial | Existing | Assembly | Smart Thermostat |  |  |  |  | Industrial | New | Electrical and Electronic Equip. | Compressed Air Equipment
Commercial | Existing | Warehouse | Smart Thermostat |  |  |  |  | Industrial | Turnover | Electrical and Electronic Equip. | Compressed Air Equipment
Commercial | New | Assembly | Smart Thermostat |  |  |  |  | Industrial | Existing | Electrical and Electronic Equip. | Compressed Air System Optimization
Commercial | New | Warehouse | Smart Thermostat |  |  |  |  | Industrial | New | Electrical and Electronic Equip. | Compressed Air System Optimization
Commercial | Existing | Assembly | Thermal Energy Storage |  |  |  |  | Industrial | Existing | Electrical and Electronic Equip. | Plant Energy Management
Commercial | Existing | College and University | Thermal Energy Storage |  |  |  |  | Industrial | New | Electrical and Electronic Equip. | Plant Energy Management
Commercial | Existing | Grocery | Thermal Energy Storage |  |  |  |  | Industrial | New | Electrical and Electronic Equip. | Efficient Lighting - Exterior
Commercial | Existing | Healthcare | Thermal Energy Storage |  |  |  |  | Industrial | Turnover | Electrical and Electronic Equip. | Efficient Lighting - Exterior
Commercial | Existing | Hospitals | Thermal Energy Storage |  |  |  |  | Industrial | New | Electrical and Electronic Equip. | HVAC Equipment Upgrades
Commercial | Existing | Institutional | Thermal Energy Storage |  |  |  |  | Industrial | Turnover | Electrical and Electronic Equip. | HVAC Equipment Upgrades
Commercial | Existing | Lodging/Hospitality | Thermal Energy Storage |  |  |  |  | Industrial | Existing | Electrical and Electronic Equip. | HVAC Recommissioning
Commercial | Existing | Miscellaneous | Thermal Energy Storage |  |  |  |  | Industrial | New | Electrical and Electronic Equip. | HVAC Recommissioning
Commercial | Existing | Offices | Thermal Energy Storage |  |  |  |  | Industrial | Existing | Electrical and Electronic Equip. | Fan Improved Controls
Commercial | Existing | Restaurants | Thermal Energy Storage |  |  |  |  | Industrial | New | Electrical and Electronic Equip. | Fan Improved Controls
Commercial | Existing | Retail | Thermal Energy Storage |  |  |  |  | Industrial | Existing | Electrical and Electronic Equip. | Motor Improved Controls
Commercial | Existing | Schools K-12 | Thermal Energy Storage |  |  |  |  | Industrial | New | Electrical and Electronic Equip. | Motor Improved Controls
Commercial | Existing | Warehouse | Thermal Energy Storage |  |  |  |  | Industrial | Existing | Electrical and Electronic Equip. | Motor Optimization
Commercial | New | Assembly | Thermal Energy Storage |  |  |  |  | Industrial | New | Electrical and Electronic Equip. | Motor Optimization
Commercial | New | College and University | Thermal Energy Storage |  |  |  |  | Industrial | Existing | Electrical and Electronic Equip. | Pump Improved Controls
Commercial | New | Grocery | Thermal Energy Storage |  |  |  |  | Industrial | New | Electrical and Electronic Equip. | Pump Improved Controls
Commercial | New | Healthcare | Thermal Energy Storage |  |  |  |  | Industrial | New | Electrical and Electronic Equip. | Process Refrig Equipment Upgrade
Commercial | New | Hospitals | Thermal Energy Storage |  |  |  |  | Industrial | Turnover | Electrical and Electronic Equip. | Process Refrig Equipment Upgrade
Commercial | New | Institutional | Thermal Energy Storage |  |  |  |  | Industrial | Existing | Electrical and Electronic Equip. | Process Refrig System Optimization
Commercial | New | Lodging/Hospitality | Thermal Energy Storage |  |  |  |  | Industrial | New | Electrical and Electronic Equip. | Process Refrig System Optimization
Commercial | New | Miscellaneous | Thermal Energy Storage |  |  |  |  | Industrial | Existing | Electrical and Electronic Equip. | Process Heat System Optimization
Commercial | New | Offices | Thermal Energy Storage |  |  |  |  | Industrial | New | Electrical and Electronic Equip. | Process Heat System Optimization
Commercial | New | Restaurants | Thermal Energy Storage |  |  |  |  | Industrial | Existing | Electrical and Electronic Equip. | Process Other Systems Optimization
Commercial | New | Retail | Thermal Energy Storage |  |  |  |  | Industrial | New | Electrical and Electronic Equip. | Process Other Systems Optimization
Commercial | New | Schools K-12 | Thermal Energy Storage |  |  |  |  | Industrial | Existing | Lumber/Furniture/Pulp/Paper | Compressed Air Controls
Commercial | New | Warehouse | Thermal Energy Storage |  |  |  |  | Industrial | New | Lumber/Furniture/Pulp/Paper | Compressed Air Controls
Commercial | New | Assembly | Wall Insulation |  |  |  |  | Industrial | Existing | Lumber/Furniture/Pulp/Paper | Compressed Air System Optimization
Commercial | New | College and University | Wall Insulation |  |  |  |  | Industrial | New | Lumber/Furniture/Pulp/Paper | Compressed Air System Optimization
Commercial | New | Grocery | Wall Insulation |  |  |  |  | Industrial | Existing | Lumber/Furniture/Pulp/Paper | Plant Energy Management
Commercial | New | Healthcare | Wall Insulation |  |  |  |  | Industrial | New | Lumber/Furniture/Pulp/Paper | Plant Energy Management
Commercial | New | Hospitals | Wall Insulation |  |  |  |  | Industrial | New | Lumber/Furniture/Pulp/Paper | Efficient Lighting - Exterior
Commercial | New | Institutional | Wall Insulation |  |  |  |  | Industrial | Turnover | Lumber/Furniture/Pulp/Paper | Efficient Lighting - Exterior
Commercial | New | Lodging/Hospitality | Wall Insulation |  |  |  |  | Industrial | New | Lumber/Furniture/Pulp/Paper | HVAC Equipment Upgrades
Commercial | New | Miscellaneous | Wall Insulation |  |  |  |  | Industrial | Turnover | Lumber/Furniture/Pulp/Paper | HVAC Equipment Upgrades
Commercial | New | Offices | Wall Insulation |  |  |  |  | Industrial | Existing | Lumber/Furniture/Pulp/Paper | HVAC Improved Controls
Commercial | New | Restaurants | Wall Insulation |  |  |  |  | Industrial | New | Lumber/Furniture/Pulp/Paper | HVAC Improved Controls
Commercial | New | Retail | Wall Insulation |  |  |  |  | Industrial | Existing | Lumber/Furniture/Pulp/Paper | Fan Improved Controls
Commercial | New | Schools K-12 | Wall Insulation |  |  |  |  | Industrial | New | Lumber/Furniture/Pulp/Paper | Fan Improved Controls
Commercial | New | Warehouse | Wall Insulation |  |  |  |  | Industrial | Existing | Lumber/Furniture/Pulp/Paper | Fan System Optimization
Commercial | Existing | Assembly | Warehouse Loading Dock Seals |  |  |  |  | Industrial | New | Lumber/Furniture/Pulp/Paper | Fan System Optimization
Commercial | Existing | College and University | Warehouse Loading Dock Seals |  |  |  |  | Industrial | New | Lumber/Furniture/Pulp/Paper | Motor Equipment Upgrades
Commercial | Existing | Grocery | Warehouse Loading Dock Seals |  |  |  |  | Industrial | Turnover | Lumber/Furniture/Pulp/Paper | Motor Equipment Upgrades
Commercial | Existing | Healthcare | Warehouse Loading Dock Seals |  |  |  |  | Industrial | Existing | Lumber/Furniture/Pulp/Paper | Motor Improved Controls
Commercial | Existing | Hospitals | Warehouse Loading Dock Seals |  |  |  |  | Industrial | New | Lumber/Furniture/Pulp/Paper | Motor Improved Controls
Commercial | Existing | Institutional | Warehouse Loading Dock Seals |  |  |  |  | Industrial | Existing | Lumber/Furniture/Pulp/Paper | Motor Optimization
Commercial | Existing | Lodging/Hospitality | Warehouse Loading Dock Seals |  |  |  |  | Industrial | New | Lumber/Furniture/Pulp/Paper | Motor Optimization
Commercial | Existing | Miscellaneous | Warehouse Loading Dock Seals |  |  |  |  | Industrial | Existing | Lumber/Furniture/Pulp/Paper | Pump Improved Controls
Commercial | Existing | Offices | Warehouse Loading Dock Seals |  |  |  |  | Industrial | New | Lumber/Furniture/Pulp/Paper | Pump Improved Controls
Commercial | Existing | Restaurants | Warehouse Loading Dock Seals |  |  |  |  | Industrial | New | Lumber/Furniture/Pulp/Paper | Process Other Equipment Upgrades
Commercial | Existing | Retail | Warehouse Loading Dock Seals |  |  |  |  | Industrial | Turnover | Lumber/Furniture/Pulp/Paper | Process Other Equipment Upgrades
Commercial | Existing | Schools K-12 | Warehouse Loading Dock Seals |  |  |  |  | Industrial | Existing | Lumber/Furniture/Pulp/Paper | Process Other Systems Optimization
Commercial | Existing | Warehouse | Warehouse Loading Dock Seals |  |  |  |  | Industrial | New | Lumber/Furniture/Pulp/Paper | Process Other Systems Optimization
Commercial | New | Assembly | Warehouse Loading Dock Seals |  |  |  |  | Industrial | Existing | Metal Products and Machinery | Compressed Air Controls
Commercial | New | College and University | Warehouse Loading Dock Seals |  |  |  |  | Industrial | New | Metal Products and Machinery | Compressed Air Controls
Commercial | New | Grocery | Warehouse Loading Dock Seals |  |  |  |  | Industrial | New | Metal Products and Machinery | Compressed Air Equipment
Commercial | New | Healthcare | Warehouse Loading Dock Seals |  |  |  |  | Industrial | Turnover | Metal Products and Machinery | Compressed Air Equipment
Commercial | New | Hospitals | Warehouse Loading Dock Seals |  |  |  |  | Industrial | Existing | Metal Products and Machinery | Compressed Air System Optimization
Commercial | New | Institutional | Warehouse Loading Dock Seals |  |  |  |  | Industrial | New | Metal Products and Machinery | Compressed Air System Optimization
Commercial | New | Lodging/Hospitality | Warehouse Loading Dock Seals |  |  |  |  | Industrial | Existing | Metal Products and Machinery | Plant Energy Management
Commercial | New | Miscellaneous | Warehouse Loading Dock Seals |  |  |  |  | Industrial | New | Metal Products and Machinery | Plant Energy Management
Commercial | New | Offices | Warehouse Loading Dock Seals |  |  |  |  | Industrial | New | Metal Products and Machinery | Efficient Lighting - Exterior
Commercial | New | Restaurants | Warehouse Loading Dock Seals |  |  |  |  | Industrial | Turnover | Metal Products and Machinery | Efficient Lighting - Exterior
Commercial | New | Retail | Warehouse Loading Dock Seals |  |  |  |  | Industrial | Existing | Metal Products and Machinery | HVAC Improved Controls
Commercial | New | Schools K-12 | Warehouse Loading Dock Seals |  |  |  |  | Industrial | New | Metal Products and Machinery | HVAC Improved Controls
Commercial | New | Warehouse | Warehouse Loading Dock Seals |  |  |  |  | Industrial | Existing | Metal Products and Machinery | Fan Improved Controls
Commercial | Existing | Assembly | Water Cooled Refrigeration Heat Recovery |  |  |  |  | Industrial | New | Metal Products and Machinery | Fan Improved Controls
Commercial | Existing | College and University | Water Cooled Refrigeration Heat Recovery |  |  |  |  | Industrial | Existing | Metal Products and Machinery | Fan System Optimization
Commercial | Existing | Grocery | Water Cooled Refrigeration Heat Recovery |  |  |  |  | Industrial | New | Metal Products and Machinery | Fan System Optimization
Commercial | Existing | Healthcare | Water Cooled Refrigeration Heat Recovery |  |  |  |  | Industrial | Existing | Metal Products and Machinery | Motor Improved Controls
Commercial | Existing | Hospitals | Water Cooled Refrigeration Heat Recovery |  |  |  |  | Industrial | New | Metal Products and Machinery | Motor Improved Controls
Commercial | Existing | Institutional | Water Cooled Refrigeration Heat Recovery |  |  |  |  | Industrial | Existing | Metal Products and Machinery | Motor Optimization
Commercial | Existing | Lodging/Hospitality | Water Cooled Refrigeration Heat Recovery |  |  |  |  | Industrial | New | Metal Products and Machinery | Motor Optimization
Commercial | Existing | Offices | Water Cooled Refrigeration Heat Recovery |  |  |  |  | Industrial | Existing | Metal Products and Machinery | Pump Improved Controls
Commercial | Existing | Restaurants | Water Cooled Refrigeration Heat Recovery |  |  |  |  | Industrial | New | Metal Products and Machinery | Pump Improved Controls
Commercial | Existing | Retail | Water Cooled Refrigeration Heat Recovery |  |  |  |  | Industrial | Existing | Metal Products and Machinery | Pump System Optimization
Commercial | Existing | Schools K-12 | Water Cooled Refrigeration Heat Recovery |  |  |  |  | Industrial | New | Metal Products and Machinery | Pump System Optimization
Commercial | Existing | Warehouse | Water Cooled Refrigeration Heat Recovery |  |  |  |  | Industrial | Existing | Metal Products and Machinery | Process Refrig System Optimization
Commercial | New | Assembly | Water Cooled Refrigeration Heat Recovery |  |  |  |  | Industrial | New | Metal Products and Machinery | Process Refrig System Optimization
Commercial | New | College and University | Water Cooled Refrigeration Heat Recovery |  |  |  |  | Industrial | New | Metal Products and Machinery | Process Heat Equipment Upgrade
Commercial | New | Grocery | Water Cooled Refrigeration Heat Recovery |  |  |  |  | Industrial | Turnover | Metal Products and Machinery | Process Heat Equipment Upgrade
Commercial | New | Healthcare | Water Cooled Refrigeration Heat Recovery |  |  |  |  | Industrial | Existing | Miscellaneous Manufacturing | Compressed Air Controls
Commercial | New | Hospitals | Water Cooled Refrigeration Heat Recovery |  |  |  |  | Industrial | New | Miscellaneous Manufacturing | Compressed Air Controls
Commercial | New | Institutional | Water Cooled Refrigeration Heat Recovery |  |  |  |  | Industrial | New | Miscellaneous Manufacturing | Compressed Air Equipment
Commercial | New | Lodging/Hospitality | Water Cooled Refrigeration Heat Recovery |  |  |  |  | Industrial | Turnover | Miscellaneous Manufacturing | Compressed Air Equipment
Commercial | New | Offices | Water Cooled Refrigeration Heat Recovery |  |  |  |  | Industrial | Existing | Miscellaneous Manufacturing | Compressed Air System Optimization
Commercial | New | Restaurants | Water Cooled Refrigeration Heat Recovery |  |  |  |  | Industrial | New | Miscellaneous Manufacturing | Compressed Air System Optimization
Commercial | New | Retail | Water Cooled Refrigeration Heat Recovery |  |  |  |  | Industrial | Existing | Miscellaneous Manufacturing | Plant Energy Management
Commercial | New | Schools K-12 | Water Cooled Refrigeration Heat Recovery |  |  |  |  | Industrial | New | Miscellaneous Manufacturing | Plant Energy Management
Commercial | New | Warehouse | Water Cooled Refrigeration Heat Recovery |  |  |  |  | Industrial | New | Miscellaneous Manufacturing | Efficient Lighting - Exterior
Commercial | Existing | Assembly | Waterside Economizer |  |  |  |  | Industrial | Turnover | Miscellaneous Manufacturing | Efficient Lighting - Exterior
Commercial | Existing | College and University | Waterside Economizer |  |  |  |  | Industrial | Existing | Miscellaneous Manufacturing | Lighting Controls - Exterior
Commercial | Existing | Grocery | Waterside Economizer |  |  |  |  | Industrial | New | Miscellaneous Manufacturing | Lighting Controls - Exterior
Commercial | Existing | Healthcare | Waterside Economizer |  |  |  |  | Industrial | Existing | Miscellaneous Manufacturing | Building Envelope Improvements
Commercial | Existing | Hospitals | Waterside Economizer |  |  |  |  | Industrial | New | Miscellaneous Manufacturing | Building Envelope Improvements
Commercial | Existing | Institutional | Waterside Economizer |  |  |  |  | Industrial | Existing | Miscellaneous Manufacturing | HVAC Improved Controls
Commercial | Existing | Lodging/Hospitality | Waterside Economizer |  |  |  |  | Industrial | New | Miscellaneous Manufacturing | HVAC Improved Controls
Commercial | Existing | Miscellaneous | Waterside Economizer |  |  |  |  | Industrial | Existing | Miscellaneous Manufacturing | Lighting Controls
Commercial | Existing | Offices | Waterside Economizer |  |  |  |  | Industrial | New | Miscellaneous Manufacturing | Lighting Controls
Commercial | Existing | Restaurants | Waterside Economizer |  |  |  |  | Industrial | Existing | Miscellaneous Manufacturing | Fan Improved Controls
Commercial | Existing | Retail | Waterside Economizer |  |  |  |  | Industrial | New | Miscellaneous Manufacturing | Fan Improved Controls
Commercial | Existing | Schools K-12 | Waterside Economizer |  |  |  |  | Industrial | Existing | Miscellaneous Manufacturing | Motor Improved Controls
Commercial | Existing | Warehouse | Waterside Economizer |  |  |  |  | Industrial | New | Miscellaneous Manufacturing | Motor Improved Controls
Commercial | New | Assembly | Waterside Economizer |  |  |  |  | Industrial | Existing | Miscellaneous Manufacturing | Pump Improved Controls
Commercial | New | College and University | Waterside Economizer |  |  |  |  | Industrial | New | Miscellaneous Manufacturing | Pump Improved Controls
Commercial | New | Grocery | Waterside Economizer |  |  |  |  | Industrial | Existing | Miscellaneous Manufacturing | Process Other Systems Optimization
Commercial | New | Healthcare | Waterside Economizer |  |  |  |  | Industrial | New | Miscellaneous Manufacturing | Process Other Systems Optimization
Commercial | New | Hospitals | Waterside Economizer |  |  |  |  | Industrial | Existing | Primary Resources Industries | Compressed Air Controls
Commercial | New | Institutional | Waterside Economizer |  |  |  |  | Industrial | New | Primary Resources Industries | Compressed Air Controls
Commercial | New | Lodging/Hospitality | Waterside Economizer |  |  |  |  | Industrial | New | Primary Resources Industries | Compressed Air Equipment
Commercial | New | Miscellaneous | Waterside Economizer |  |  |  |  | Industrial | Turnover | Primary Resources Industries | Compressed Air Equipment
Commercial | New | Offices | Waterside Economizer |  |  |  |  | Industrial | Existing | Primary Resources Industries | Compressed Air System Optimization
Commercial | New | Restaurants | Waterside Economizer |  |  |  |  | Industrial | New | Primary Resources Industries | Compressed Air System Optimization
Commercial | New | Retail | Waterside Economizer |  |  |  |  | Industrial | Existing | Primary Resources Industries | Plant Energy Management
Commercial | New | Schools K-12 | Waterside Economizer |  |  |  |  | Industrial | New | Primary Resources Industries | Plant Energy Management
Commercial | New | Warehouse | Waterside Economizer |  |  |  |  | Industrial | New | Primary Resources Industries | Efficient Lighting - Exterior
Commercial | Existing | Assembly | Window Sun Protection |  |  |  |  | Industrial | Turnover | Primary Resources Industries | Efficient Lighting - Exterior
Commercial | Existing | College and University | Window Sun Protection |  |  |  |  | Industrial | Existing | Primary Resources Industries | HVAC Improved Controls
Commercial | Existing | Grocery | Window Sun Protection |  |  |  |  | Industrial | New | Primary Resources Industries | HVAC Improved Controls
Commercial | Existing | Healthcare | Window Sun Protection |  |  |  |  | Industrial | New | Primary Resources Industries | Fan Equipment Upgrades
Commercial | Existing | Hospitals | Window Sun Protection |  |  |  |  | Industrial | Turnover | Primary Resources Industries | Fan Equipment Upgrades
Commercial | Existing | Institutional | Window Sun Protection |  |  |  |  | Industrial | Existing | Primary Resources Industries | Fan Improved Controls
Commercial | Existing | Lodging/Hospitality | Window Sun Protection |  |  |  |  | Industrial | New | Primary Resources Industries | Fan Improved Controls
Commercial | Existing | Miscellaneous | Window Sun Protection |  |  |  |  | Industrial | Existing | Primary Resources Industries | Fan System Optimization
Commercial | Existing | Offices | Window Sun Protection |  |  |  |  | Industrial | New | Primary Resources Industries | Fan System Optimization
Commercial | Existing | Restaurants | Window Sun Protection |  |  |  |  | Industrial | Existing | Primary Resources Industries | Motor Improved Controls
Commercial | Existing | Retail | Window Sun Protection |  |  |  |  | Industrial | New | Primary Resources Industries | Motor Improved Controls
Commercial | Existing | Schools K-12 | Window Sun Protection |  |  |  |  | Industrial | Existing | Primary Resources Industries | Motor Optimization
Commercial | Existing | Warehouse | Window Sun Protection |  |  |  |  | Industrial | New | Primary Resources Industries | Motor Optimization
Commercial | New | Assembly | Window Sun Protection |  |  |  |  | Industrial | New | Primary Resources Industries | Pump Equipment Upgrade
Commercial | New | College and University | Window Sun Protection |  |  |  |  | Industrial | Turnover | Primary Resources Industries | Pump Equipment Upgrade
Commercial | New | Grocery | Window Sun Protection |  |  |  |  | Industrial | Existing | Primary Resources Industries | Pump Improved Controls
Commercial | New | Healthcare | Window Sun Protection |  |  |  |  | Industrial | New | Primary Resources Industries | Pump Improved Controls
Commercial | New | Hospitals | Window Sun Protection |  |  |  |  | Industrial | Existing | Primary Resources Industries | Pump System Optimization
Commercial | New | Institutional | Window Sun Protection |  |  |  |  | Industrial | New | Primary Resources Industries | Pump System Optimization
Commercial | New | Lodging/Hospitality | Window Sun Protection |  |  |  |  | Industrial | Existing | Primary Resources Industries | Process Refrig System Optimization
Commercial | New | Miscellaneous | Window Sun Protection |  |  |  |  | Industrial | New | Primary Resources Industries | Process Refrig System Optimization
Commercial | New | Offices | Window Sun Protection |  |  |  |  | Industrial | Existing | Stone/Clay/Glass/Concrete | Compressed Air Controls
Commercial | New | Restaurants | Window Sun Protection |  |  |  |  | Industrial | New | Stone/Clay/Glass/Concrete | Compressed Air Controls
Commercial | New | Retail | Window Sun Protection |  |  |  |  | Industrial | Existing | Stone/Clay/Glass/Concrete | Compressed Air System Optimization
Commercial | New | Schools K-12 | Window Sun Protection |  |  |  |  | Industrial | New | Stone/Clay/Glass/Concrete | Compressed Air System Optimization
Commercial | New | Warehouse | Window Sun Protection |  |  |  |  | Industrial | Existing | Stone/Clay/Glass/Concrete | Plant Energy Management
Commercial | Existing | Assembly | Bi-Level Lighting Control (Interior) |  |  |  |  | Industrial | New | Stone/Clay/Glass/Concrete | Plant Energy Management
Commercial | Existing | College and University | Bi-Level Lighting Control (Interior) |  |  |  |  | Industrial | New | Stone/Clay/Glass/Concrete | Efficient Lighting - Exterior
Commercial | Existing | Institutional | Bi-Level Lighting Control (Interior) |  |  |  |  | Industrial | Turnover | Stone/Clay/Glass/Concrete | Efficient Lighting - Exterior
Commercial | Existing | Lodging/Hospitality | Bi-Level Lighting Control (Interior) |  |  |  |  | Industrial | New | Stone/Clay/Glass/Concrete | HVAC Equipment Upgrades
Commercial | Existing | Miscellaneous | Bi-Level Lighting Control (Interior) |  |  |  |  | Industrial | Turnover | Stone/Clay/Glass/Concrete | HVAC Equipment Upgrades
Commercial | Existing | Offices | Bi-Level Lighting Control (Interior) |  |  |  |  | Industrial | Existing | Stone/Clay/Glass/Concrete | HVAC Improved Controls
Commercial | Existing | Restaurants | Bi-Level Lighting Control (Interior) |  |  |  |  | Industrial | New | Stone/Clay/Glass/Concrete | HVAC Improved Controls
Commercial | Existing | Retail | Bi-Level Lighting Control (Interior) |  |  |  |  | Industrial | Existing | Stone/Clay/Glass/Concrete | Fan Improved Controls
Commercial | Existing | Schools K-12 | Bi-Level Lighting Control (Interior) |  |  |  |  | Industrial | New | Stone/Clay/Glass/Concrete | Fan Improved Controls
Commercial | Existing | Warehouse | Bi-Level Lighting Control (Interior) |  |  |  |  | Industrial | New | Stone/Clay/Glass/Concrete | Motor Equipment Upgrades
Commercial | New | Assembly | Bi-Level Lighting Control (Interior) |  |  |  |  | Industrial | Turnover | Stone/Clay/Glass/Concrete | Motor Equipment Upgrades
Commercial | New | College and University | Bi-Level Lighting Control (Interior) |  |  |  |  | Industrial | Existing | Stone/Clay/Glass/Concrete | Motor Improved Controls
Commercial | New | Institutional | Bi-Level Lighting Control (Interior) |  |  |  |  | Industrial | New | Stone/Clay/Glass/Concrete | Motor Improved Controls
Commercial | New | Lodging/Hospitality | Bi-Level Lighting Control (Interior) |  |  |  |  | Industrial | Existing | Stone/Clay/Glass/Concrete | Motor Optimization
Commercial | New | Miscellaneous | Bi-Level Lighting Control (Interior) |  |  |  |  | Industrial | New | Stone/Clay/Glass/Concrete | Motor Optimization
Commercial | New | Offices | Bi-Level Lighting Control (Interior) |  |  |  |  | Industrial | Existing | Stone/Clay/Glass/Concrete | Pump Improved Controls
Commercial | New | Restaurants | Bi-Level Lighting Control (Interior) |  |  |  |  | Industrial | New | Stone/Clay/Glass/Concrete | Pump Improved Controls
Commercial | New | Retail | Bi-Level Lighting Control (Interior) |  |  |  |  | Industrial | Existing | Stone/Clay/Glass/Concrete | Pump System Optimization
Commercial | New | Schools K-12 | Bi-Level Lighting Control (Interior) |  |  |  |  | Industrial | New | Stone/Clay/Glass/Concrete | Pump System Optimization
Commercial | New | Warehouse | Bi-Level Lighting Control (Interior) |  |  |  |  | Industrial | Existing | Stone/Clay/Glass/Concrete | Process Other Systems Optimization
Commercial | Existing | Schools K-12 | Interior Lighting Controls |  |  |  |  | Industrial | New | Stone/Clay/Glass/Concrete | Process Other Systems Optimization
Commercial | New | Schools K-12 | Interior Lighting Controls |  |  |  |  | Industrial | Existing | Textiles and Leather | Compressed Air Controls
Commercial | Existing | Assembly | Efficient Motor Belts |  |  |  |  | Industrial | New | Textiles and Leather | Compressed Air Controls
Commercial | Existing | College and University | Efficient Motor Belts |  |  |  |  | Industrial | Existing | Textiles and Leather | Compressed Air System Optimization
Commercial | Existing | Grocery | Efficient Motor Belts |  |  |  |  | Industrial | New | Textiles and Leather | Compressed Air System Optimization
Commercial | Existing | Healthcare | Efficient Motor Belts |  |  |  |  | Industrial | New | Textiles and Leather | Efficient Lighting - Exterior
Commercial | Existing | Hospitals | Efficient Motor Belts |  |  |  |  | Industrial | Turnover | Textiles and Leather | Efficient Lighting - Exterior
Commercial | Existing | Institutional | Efficient Motor Belts |  |  |  |  | Industrial | Existing | Textiles and Leather | HVAC Improved Controls
Commercial | Existing | Lodging/Hospitality | Efficient Motor Belts |  |  |  |  | Industrial | New | Textiles and Leather | HVAC Improved Controls
Commercial | Existing | Miscellaneous | Efficient Motor Belts |  |  |  |  | Industrial | Existing | Textiles and Leather | HVAC Recommissioning
Commercial | Existing | Offices | Efficient Motor Belts |  |  |  |  | Industrial | New | Textiles and Leather | HVAC Recommissioning
Commercial | Existing | Restaurants | Efficient Motor Belts |  |  |  |  | Industrial | Existing | Textiles and Leather | Fan Improved Controls
Commercial | Existing | Retail | Efficient Motor Belts |  |  |  |  | Industrial | New | Textiles and Leather | Fan Improved Controls
Commercial | Existing | Schools K-12 | Efficient Motor Belts |  |  |  |  | Industrial | Existing | Textiles and Leather | Motor Improved Controls
Commercial | Existing | Warehouse | Efficient Motor Belts |  |  |  |  | Industrial | New | Textiles and Leather | Motor Improved Controls
Commercial | New | Assembly | Efficient Motor Belts |  |  |  |  | Industrial | Existing | Textiles and Leather | Pump Improved Controls
Commercial | New | College and University | Efficient Motor Belts |  |  |  |  | Industrial | New | Textiles and Leather | Pump Improved Controls
Commercial | New | Grocery | Efficient Motor Belts |  |  |  |  | Industrial | New | Textiles and Leather | Process Heat Equipment Upgrade
Commercial | New | Healthcare | Efficient Motor Belts |  |  |  |  | Industrial | Turnover | Textiles and Leather | Process Heat Equipment Upgrade
Commercial | New | Hospitals | Efficient Motor Belts |  |  |  |  | Industrial | Existing | Textiles and Leather | Process Other Systems Optimization
Commercial | New | Institutional | Efficient Motor Belts |  |  |  |  | Industrial | New | Textiles and Leather | Process Other Systems Optimization
Commercial | New | Lodging/Hospitality | Efficient Motor Belts |  |  |  |  | Industrial | Existing | Transportation Equipment | Compressed Air Controls
Commercial | New | Miscellaneous | Efficient Motor Belts |  |  |  |  | Industrial | New | Transportation Equipment | Compressed Air Controls
Commercial | New | Offices | Efficient Motor Belts |  |  |  |  | Industrial | New | Transportation Equipment | Compressed Air Equipment
Commercial | New | Restaurants | Efficient Motor Belts |  |  |  |  | Industrial | Turnover | Transportation Equipment | Compressed Air Equipment
Commercial | New | Retail | Efficient Motor Belts |  |  |  |  | Industrial | Existing | Transportation Equipment | Compressed Air System Optimization
Commercial | New | Schools K-12 | Efficient Motor Belts |  |  |  |  | Industrial | New | Transportation Equipment | Compressed Air System Optimization
Commercial | New | Warehouse | Efficient Motor Belts |  |  |  |  | Industrial | Existing | Transportation Equipment | Plant Energy Management
Commercial | Existing | Assembly | Engine Block Timer |  |  |  |  | Industrial | New | Transportation Equipment | Plant Energy Management
Commercial | Existing | College and University | Engine Block Timer |  |  |  |  | Industrial | New | Transportation Equipment | Efficient Lighting - Exterior
Commercial | Existing | Grocery | Engine Block Timer |  |  |  |  | Industrial | Turnover | Transportation Equipment | Efficient Lighting - Exterior
Commercial | Existing | Healthcare | Engine Block Timer |  |  |  |  | Industrial | New | Transportation Equipment | HVAC Equipment Upgrades
Commercial | Existing | Hospitals | Engine Block Timer |  |  |  |  | Industrial | Turnover | Transportation Equipment | HVAC Equipment Upgrades
Commercial | Existing | Institutional | Engine Block Timer |  |  |  |  | Industrial | Existing | Transportation Equipment | HVAC Improved Controls
Commercial | Existing | Lodging/Hospitality | Engine Block Timer |  |  |  |  | Industrial | New | Transportation Equipment | HVAC Improved Controls
Commercial | Existing | Miscellaneous | Engine Block Timer |  |  |  |  | Industrial | Existing | Transportation Equipment | Fan Improved Controls
Commercial | Existing | Offices | Engine Block Timer |  |  |  |  | Industrial | New | Transportation Equipment | Fan Improved Controls
Commercial | Existing | Restaurants | Engine Block Timer |  |  |  |  | Industrial | Existing | Transportation Equipment | Fan System Optimization
Commercial | Existing | Retail | Engine Block Timer |  |  |  |  | Industrial | New | Transportation Equipment | Fan System Optimization
Commercial | Existing | Schools K-12 | Engine Block Timer |  |  |  |  | Industrial | New | Transportation Equipment | Motor Equipment Upgrades
Commercial | Existing | Warehouse | Engine Block Timer |  |  |  |  | Industrial | Turnover | Transportation Equipment | Motor Equipment Upgrades
Commercial | New | Assembly | Engine Block Timer |  |  |  |  | Industrial | Existing | Transportation Equipment | Motor Improved Controls
Commercial | New | College and University | Engine Block Timer |  |  |  |  | Industrial | New | Transportation Equipment | Motor Improved Controls
Commercial | New | Grocery | Engine Block Timer |  |  |  |  | Industrial | Existing | Transportation Equipment | Motor Optimization
Commercial | New | Healthcare | Engine Block Timer |  |  |  |  | Industrial | New | Transportation Equipment | Motor Optimization
Commercial | New | Hospitals | Engine Block Timer |  |  |  |  | Industrial | Existing | Transportation Equipment | Pump Improved Controls
Commercial | New | Institutional | Engine Block Timer |  |  |  |  | Industrial | New | Transportation Equipment | Pump Improved Controls
Commercial | New | Lodging/Hospitality | Engine Block Timer |  |  |  |  | Industrial | Existing | Transportation Equipment | Pump System Optimization
Commercial | New | Miscellaneous | Engine Block Timer |  |  |  |  | Industrial | New | Transportation Equipment | Pump System Optimization
Commercial | New | Offices | Engine Block Timer |  |  |  |  | Industrial | New | Transportation Equipment | Process Refrig Equipment Upgrade
Commercial | New | Restaurants | Engine Block Timer |  |  |  |  | Industrial | Turnover | Transportation Equipment | Process Refrig Equipment Upgrade
Commercial | New | Retail | Engine Block Timer |  |  |  |  | Industrial | Existing | Transportation Equipment | Process Heat System Optimization
Commercial | New | Schools K-12 | Engine Block Timer |  |  |  |  | Industrial | New | Transportation Equipment | Process Heat System Optimization
Commercial | New | Warehouse | Engine Block Timer |  |  |  |  | Industrial | Existing | Transportation Equipment | Process Other Systems Optimization
Commercial | Existing | Assembly | Regenerative Drive Elevator Motor |  |  |  |  | Industrial | New | Transportation Equipment | Process Other Systems Optimization
Commercial | Existing | College and University | Regenerative Drive Elevator Motor |  |  |  |  | Industrial | Existing | Water and Wastewater | Compressed Air Controls
Commercial | Existing | Grocery | Regenerative Drive Elevator Motor |  |  |  |  | Industrial | New | Water and Wastewater | Compressed Air Controls
Commercial | Existing | Healthcare | Regenerative Drive Elevator Motor |  |  |  |  | Industrial | New | Water and Wastewater | Compressed Air Equipment
Commercial | Existing | Hospitals | Regenerative Drive Elevator Motor |  |  |  |  | Industrial | Turnover | Water and Wastewater | Compressed Air Equipment
Commercial | Existing | Institutional | Regenerative Drive Elevator Motor |  |  |  |  | Industrial | Existing | Water and Wastewater | Compressed Air System Optimization
Commercial | Existing | Lodging/Hospitality | Regenerative Drive Elevator Motor |  |  |  |  | Industrial | New | Water and Wastewater | Compressed Air System Optimization
Commercial | Existing | Miscellaneous | Regenerative Drive Elevator Motor |  |  |  |  | Industrial | Existing | Water and Wastewater | Plant Energy Management
Commercial | Existing | Offices | Regenerative Drive Elevator Motor |  |  |  |  | Industrial | New | Water and Wastewater | Plant Energy Management
Commercial | Existing | Restaurants | Regenerative Drive Elevator Motor |  |  |  |  | Industrial | New | Water and Wastewater | Efficient Lighting - Exterior
Commercial | Existing | Retail | Regenerative Drive Elevator Motor |  |  |  |  | Industrial | Turnover | Water and Wastewater | Efficient Lighting - Exterior
Commercial | Existing | Schools K-12 | Regenerative Drive Elevator Motor |  |  |  |  | Industrial | Existing | Water and Wastewater | HVAC Improved Controls
Commercial | Existing | Warehouse | Regenerative Drive Elevator Motor |  |  |  |  | Industrial | New | Water and Wastewater | HVAC Improved Controls
Commercial | New | Assembly | Regenerative Drive Elevator Motor |  |  |  |  | Industrial | Existing | Water and Wastewater | Fan Improved Controls
Commercial | New | College and University | Regenerative Drive Elevator Motor |  |  |  |  | Industrial | New | Water and Wastewater | Fan Improved Controls
Commercial | New | Grocery | Regenerative Drive Elevator Motor |  |  |  |  | Industrial | Existing | Water and Wastewater | Fan System Optimization
Commercial | New | Healthcare | Regenerative Drive Elevator Motor |  |  |  |  | Industrial | New | Water and Wastewater | Fan System Optimization
Commercial | New | Hospitals | Regenerative Drive Elevator Motor |  |  |  |  | Industrial | Existing | Water and Wastewater | Motor Improved Controls
Commercial | New | Institutional | Regenerative Drive Elevator Motor |  |  |  |  | Industrial | New | Water and Wastewater | Motor Improved Controls
Commercial | New | Lodging/Hospitality | Regenerative Drive Elevator Motor |  |  |  |  | Industrial | Existing | Water and Wastewater | Pump Improved Controls
Commercial | New | Miscellaneous | Regenerative Drive Elevator Motor |  |  |  |  | Industrial | New | Water and Wastewater | Pump Improved Controls
Commercial | New | Offices | Regenerative Drive Elevator Motor |  |  |  |  | Industrial | Existing | Water and Wastewater | Pump System Optimization
Commercial | New | Restaurants | Regenerative Drive Elevator Motor |  |  |  |  | Industrial | New | Water and Wastewater | Pump System Optimization
Commercial | New | Retail | Regenerative Drive Elevator Motor |  |  |  |  | Industrial | Existing | Water and Wastewater | Process Refrig Controls
Commercial | New | Schools K-12 | Regenerative Drive Elevator Motor |  |  |  |  | Industrial | New | Water and Wastewater | Process Refrig Controls
Commercial | New | Warehouse | Regenerative Drive Elevator Motor |  |  |  |  | Industrial | Existing | Water and Wastewater | Process Refrig System Optimization
Commercial | Existing | Warehouse | Network PC Power Management |  |  |  |  | Industrial | New | Water and Wastewater | Process Refrig System Optimization
Commercial | New | Warehouse | Network PC Power Management |  |  |  |  | Industrial | Existing | Water and Wastewater | Process Other Systems Optimization
Commercial | Existing | Retail | Smart Strip Plug Outlet |  |  |  |  | Industrial | New | Water and Wastewater | Process Other Systems Optimization
Commercial | Existing | Warehouse | Smart Strip Plug Outlet
Commercial | New | Retail | Smart Strip Plug Outlet
Commercial | New | Warehouse | Smart Strip Plug Outlet
Commercial | Existing | Assembly | Automatic Door Closer for Walk-in Coolers and Freezers
Commercial | Existing | College and University | Automatic Door Closer for Walk-in Coolers and Freezers
Commercial | Existing | Grocery | Automatic Door Closer for Walk-in Coolers and Freezers
Commercial | Existing | Healthcare | Automatic Door Closer for Walk-in Coolers and Freezers
Commercial | Existing | Hospitals | Automatic Door Closer for Walk-in Coolers and Freezers
Commercial | Existing | Institutional | Automatic Door Closer for Walk-in Coolers and Freezers
Commercial | Existing | Lodging/Hospitality | Automatic Door Closer for Walk-in Coolers and Freezers
Commercial | Existing | Miscellaneous | Automatic Door Closer for Walk-in Coolers and Freezers
Commercial | Existing | Offices | Automatic Door Closer for Walk-in Coolers and Freezers
Commercial | Existing | Restaurants | Automatic Door Closer for Walk-in Coolers and Freezers
Commercial | Existing | Retail | Automatic Door Closer for Walk-in Coolers and Freezers
Commercial | Existing | Schools K-12 | Automatic Door Closer for Walk-in Coolers and Freezers
Commercial | Existing | Warehouse | Automatic Door Closer for Walk-in Coolers and Freezers
Commercial | New | Assembly | Automatic Door Closer for Walk-in Coolers and Freezers
Commercial | New | College and University | Automatic Door Closer for Walk-in Coolers and Freezers
Commercial | New | Grocery | Automatic Door Closer for Walk-in Coolers and Freezers
Commercial | New | Healthcare | Automatic Door Closer for Walk-in Coolers and Freezers
Commercial | New | Hospitals | Automatic Door Closer for Walk-in Coolers and Freezers
Commercial | New | Institutional | Automatic Door Closer for Walk-in Coolers and Freezers
Commercial | New | Lodging/Hospitality | Automatic Door Closer for Walk-in Coolers and Freezers
Commercial | New | Miscellaneous | Automatic Door Closer for Walk-in Coolers and Freezers
Commercial | New | Offices | Automatic Door Closer for Walk-in Coolers and Freezers
Commercial | New | Restaurants | Automatic Door Closer for Walk-in Coolers and Freezers
Commercial | New | Retail | Automatic Door Closer for Walk-in Coolers and Freezers
Commercial | New | Schools K-12 | Automatic Door Closer for Walk-in Coolers and Freezers
Commercial | New | Warehouse | Automatic Door Closer for Walk-in Coolers and Freezers
Commercial | Existing | Assembly | Demand Defrost
Commercial | Existing | College and University | Demand Defrost
Commercial | Existing | Grocery | Demand Defrost
Commercial | Existing | Healthcare | Demand Defrost
Commercial | Existing | Hospitals | Demand Defrost
Commercial | Existing | Institutional | Demand Defrost
Commercial | Existing | Lodging/Hospitality | Demand Defrost
Commercial | Existing | Miscellaneous | Demand Defrost
Commercial | Existing | Offices | Demand Defrost
Commercial | Existing | Restaurants | Demand Defrost
Commercial | Existing | Retail | Demand Defrost
Commercial | Existing | Schools K-12 | Demand Defrost
Commercial | Existing | Warehouse | Demand Defrost
Commercial | New | Assembly | Demand Defrost
Commercial | New | College and University | Demand Defrost
Commercial | New | Grocery | Demand Defrost
Commercial | New | Healthcare | Demand Defrost
Commercial | New | Hospitals | Demand Defrost
Commercial | New | Institutional | Demand Defrost
Commercial | New | Lodging/Hospitality | Demand Defrost
Commercial | New | Miscellaneous | Demand Defrost
Commercial | New | Offices | Demand Defrost
Commercial | New | Restaurants | Demand Defrost
Commercial | New | Retail | Demand Defrost
Commercial | New | Schools K-12 | Demand Defrost
Commercial | New | Warehouse | Demand Defrost
Commercial | Existing | Assembly | Freezer-Cooler Replacement Gaskets
Commercial | Existing | College and University | Freezer-Cooler Replacement Gaskets
Commercial | Existing | Grocery | Freezer-Cooler Replacement Gaskets
Commercial | Existing | Healthcare | Freezer-Cooler Replacement Gaskets
Commercial | Existing | Hospitals | Freezer-Cooler Replacement Gaskets
Commercial | Existing | Institutional | Freezer-Cooler Replacement Gaskets
Commercial | Existing | Lodging/Hospitality | Freezer-Cooler Replacement Gaskets
Commercial | Existing | Miscellaneous | Freezer-Cooler Replacement Gaskets
Commercial | Existing | Offices | Freezer-Cooler Replacement Gaskets
Commercial | Existing | Restaurants | Freezer-Cooler Replacement Gaskets
Commercial | Existing | Retail | Freezer-Cooler Replacement Gaskets
Commercial | Existing | Schools K-12 | Freezer-Cooler Replacement Gaskets
Commercial | Existing | Warehouse | Freezer-Cooler Replacement Gaskets
Commercial | New | Assembly | Freezer-Cooler Replacement Gaskets
Commercial | New | College and University | Freezer-Cooler Replacement Gaskets
Commercial | New | Grocery | Freezer-Cooler Replacement Gaskets
Commercial | New | Healthcare | Freezer-Cooler Replacement Gaskets
Commercial | New | Hospitals | Freezer-Cooler Replacement Gaskets
Commercial | New | Institutional | Freezer-Cooler Replacement Gaskets
Commercial | New | Lodging/Hospitality | Freezer-Cooler Replacement Gaskets
Commercial | New | Miscellaneous | Freezer-Cooler Replacement Gaskets
Commercial | New | Offices | Freezer-Cooler Replacement Gaskets
Commercial | New | Restaurants | Freezer-Cooler Replacement Gaskets
Commercial | New | Retail | Freezer-Cooler Replacement Gaskets
Commercial | New | Schools K-12 | Freezer-Cooler Replacement Gaskets
Commercial | New | Warehouse | Freezer-Cooler Replacement Gaskets
Commercial | Existing | Assembly | High Efficiency Refrigeration Compressor
Commercial | Existing | College and University | High Efficiency Refrigeration Compressor
Commercial | Existing | Grocery | High Efficiency Refrigeration Compressor
Commercial | Existing | Healthcare | High Efficiency Refrigeration Compressor
Commercial | Existing | Hospitals | High Efficiency Refrigeration Compressor
Commercial | Existing | Institutional | High Efficiency Refrigeration Compressor
Commercial | Existing | Lodging/Hospitality | High Efficiency Refrigeration Compressor
Commercial | Existing | Miscellaneous | High Efficiency Refrigeration Compressor
Commercial | Existing | Offices | High Efficiency Refrigeration Compressor
Commercial | Existing | Restaurants | High Efficiency Refrigeration Compressor
Commercial | Existing | Retail | High Efficiency Refrigeration Compressor
Commercial | Existing | Schools K-12 | High Efficiency Refrigeration Compressor
Commercial | Existing | Warehouse | High Efficiency Refrigeration Compressor
Commercial | New | Assembly | High Efficiency Refrigeration Compressor
Commercial | New | College and University | High Efficiency Refrigeration Compressor
Commercial | New | Grocery | High Efficiency Refrigeration Compressor
Commercial | New | Healthcare | High Efficiency Refrigeration Compressor
Commercial | New | Hospitals | High Efficiency Refrigeration Compressor
Commercial | New | Institutional | High Efficiency Refrigeration Compressor
Commercial | New | Lodging/Hospitality | High Efficiency Refrigeration Compressor
Commercial | New | Miscellaneous | High Efficiency Refrigeration Compressor
Commercial | New | Offices | High Efficiency Refrigeration Compressor
Commercial | New | Restaurants | High Efficiency Refrigeration Compressor
Commercial | New | Retail | High Efficiency Refrigeration Compressor
Commercial | New | Schools K-12 | High Efficiency Refrigeration Compressor
Commercial | New | Warehouse | High Efficiency Refrigeration Compressor
Commercial | Existing | Assembly | High R-Value Glass Doors
Commercial | Existing | College and University | High R-Value Glass Doors
Commercial | Existing | Grocery | High R-Value Glass Doors
Commercial | Existing | Healthcare | High R-Value Glass Doors
Commercial | Existing | Hospitals | High R-Value Glass Doors
Commercial | Existing | Institutional | High R-Value Glass Doors
Commercial | Existing | Lodging/Hospitality | High R-Value Glass Doors
Commercial | Existing | Miscellaneous | High R-Value Glass Doors
Commercial | Existing | Offices | High R-Value Glass Doors
Commercial | Existing | Restaurants | High R-Value Glass Doors
Commercial | Existing | Retail | High R-Value Glass Doors
Commercial | Existing | Schools K-12 | High R-Value Glass Doors
Commercial | Existing | Warehouse | High R-Value Glass Doors
Commercial | New | Assembly | High R-Value Glass Doors
Commercial | New | College and University | High R-Value Glass Doors
Commercial | New | Grocery | High R-Value Glass Doors
Commercial | New | Healthcare | High R-Value Glass Doors
Commercial | New | Hospitals | High R-Value Glass Doors
Commercial | New | Institutional | High R-Value Glass Doors
Commercial | New | Lodging/Hospitality | High R-Value Glass Doors
Commercial | New | Miscellaneous | High R-Value Glass Doors
Commercial | New | Offices | High R-Value Glass Doors
Commercial | New | Restaurants | High R-Value Glass Doors
Commercial | New | Retail | High R-Value Glass Doors
Commercial | New | Schools K-12 | High R-Value Glass Doors
Commercial | New | Warehouse | High R-Value Glass Doors
Commercial | Existing | Assembly | Night Covers for Display Cases
Commercial | Existing | College and University | Night Covers for Display Cases
Commercial | Existing | Grocery | Night Covers for Display Cases
Commercial | Existing | Healthcare | Night Covers for Display Cases
Commercial | Existing | Hospitals | Night Covers for Display Cases
Commercial | Existing | Institutional | Night Covers for Display Cases
Commercial | Existing | Lodging/Hospitality | Night Covers for Display Cases
Commercial | Existing | Miscellaneous | Night Covers for Display Cases
Commercial | Existing | Offices | Night Covers for Display Cases
Commercial | Existing | Restaurants | Night Covers for Display Cases
Commercial | Existing | Retail | Night Covers for Display Cases
Commercial | Existing | Schools K-12 | Night Covers for Display Cases
Commercial | Existing | Warehouse | Night Covers for Display Cases
Commercial | New | Assembly | Night Covers for Display Cases
Commercial | New | College and University | Night Covers for Display Cases
Commercial | New | Grocery | Night Covers for Display Cases
Commercial | New | Healthcare | Night Covers for Display Cases
Commercial | New | Hospitals | Night Covers for Display Cases
Commercial | New | Institutional | Night Covers for Display Cases
Commercial | New | Lodging/Hospitality | Night Covers for Display Cases
Commercial | New | Miscellaneous | Night Covers for Display Cases
Commercial | New | Offices | Night Covers for Display Cases
Commercial | New | Restaurants | Night Covers for Display Cases
Commercial | New | Retail | Night Covers for Display Cases
Commercial | New | Schools K-12 | Night Covers for Display Cases
Commercial | New | Warehouse | Night Covers for Display Cases
Commercial | Existing | Assembly | Refrigerated Display Case Lighting Controls
Commercial | Existing | College and University | Refrigerated Display Case Lighting Controls
Commercial | Existing | Grocery | Refrigerated Display Case Lighting Controls
Commercial | Existing | Healthcare | Refrigerated Display Case Lighting Controls
Commercial | Existing | Hospitals | Refrigerated Display Case Lighting Controls
Commercial | Existing | Institutional | Refrigerated Display Case Lighting Controls
Commercial | Existing | Lodging/Hospitality | Refrigerated Display Case Lighting Controls
Commercial | Existing | Miscellaneous | Refrigerated Display Case Lighting Controls
Commercial | Existing | Offices | Refrigerated Display Case Lighting Controls
Commercial | Existing | Restaurants | Refrigerated Display Case Lighting Controls
Commercial | Existing | Retail | Refrigerated Display Case Lighting Controls
Commercial | Existing | Schools K-12 | Refrigerated Display Case Lighting Controls
Commercial | Existing | Warehouse | Refrigerated Display Case Lighting Controls
Commercial | New | Assembly | Refrigerated Display Case Lighting Controls
Commercial | New | College and University | Refrigerated Display Case Lighting Controls
Commercial | New | Grocery | Refrigerated Display Case Lighting Controls
Commercial | New | Healthcare | Refrigerated Display Case Lighting Controls
Commercial | New | Hospitals | Refrigerated Display Case Lighting Controls
Commercial | New | Institutional | Refrigerated Display Case Lighting Controls
Commercial | New | Lodging/Hospitality | Refrigerated Display Case Lighting Controls
Commercial | New | Miscellaneous | Refrigerated Display Case Lighting Controls
Commercial | New | Offices | Refrigerated Display Case Lighting Controls
Commercial | New | Restaurants | Refrigerated Display Case Lighting Controls
Commercial | New | Retail | Refrigerated Display Case Lighting Controls
Commercial | New | Schools K-12 | Refrigerated Display Case Lighting Controls
Commercial | New | Warehouse | Refrigerated Display Case Lighting Controls
Commercial | Existing | Assembly | Strip Curtains for Walk-ins
Commercial | Existing | College and University | Strip Curtains for Walk-ins
Commercial | Existing | Grocery | Strip Curtains for Walk-ins
Commercial | Existing | Healthcare | Strip Curtains for Walk-ins
Commercial | Existing | Hospitals | Strip Curtains for Walk-ins
Commercial | Existing | Institutional | Strip Curtains for Walk-ins
Commercial | Existing | Lodging/Hospitality | Strip Curtains for Walk-ins
Commercial | Existing | Miscellaneous | Strip Curtains for Walk-ins
Commercial | Existing | Offices | Strip Curtains for Walk-ins
Commercial | Existing | Restaurants | Strip Curtains for Walk-ins
Commercial | Existing | Retail | Strip Curtains for Walk-ins
Commercial | Existing | Schools K-12 | Strip Curtains for Walk-ins
Commercial | Existing | Warehouse | Strip Curtains for Walk-ins
Commercial | New | Assembly | Strip Curtains for Walk-ins
Commercial | New | College and University | Strip Curtains for Walk-ins
Commercial | New | Grocery | Strip Curtains for Walk-ins
Commercial | New | Healthcare | Strip Curtains for Walk-ins
Commercial | New | Hospitals | Strip Curtains for Walk-ins
Commercial | New | Institutional | Strip Curtains for Walk-ins
Commercial | New | Lodging/Hospitality | Strip Curtains for Walk-ins
Commercial | New | Miscellaneous | Strip Curtains for Walk-ins
Commercial | New | Offices | Strip Curtains for Walk-ins
Commercial | New | Restaurants | Strip Curtains for Walk-ins
Commercial | New | Retail | Strip Curtains for Walk-ins
Commercial | New | Schools K-12 | Strip Curtains for Walk-ins
Commercial | New | Warehouse | Strip Curtains for Walk-ins
Commercial | Existing | Grocery | Demand Controlled Ventilation
Commercial | Existing | Restaurants | Demand Controlled Ventilation
Commercial | Existing | Warehouse | Demand Controlled Ventilation
Commercial | New | Grocery | Demand Controlled Ventilation
Commercial | New | Restaurants | Demand Controlled Ventilation
Commercial | New | Warehouse | Demand Controlled Ventilation
Commercial | Existing | Assembly | Retro-Commissioning
Commercial | Existing | Warehouse | Retro-Commissioning
Commercial | New | Assembly | Retro-Commissioning
Commercial | New | Warehouse | Retro-Commissioning
Industrial | Existing | Agriculture and Assembly | Process Heat Improved Controls
Industrial | New | Agriculture and Assembly | Process Heat Improved Controls
Industrial | Existing | Agriculture and Assembly | Process Heat System Optimization
Industrial | New | Agriculture and Assembly | Process Heat System Optimization
Industrial | Existing | Chemicals and Plastics | Process Heat System Optimization
Industrial | New | Chemicals and Plastics | Process Heat System Optimization
Industrial | Existing | Construction | Process Heat Improved Controls
Industrial | New | Construction | Process Heat Improved Controls
Industrial | Existing | Construction | Process Heat System Optimization
Industrial | New | Construction | Process Heat System Optimization
Industrial | Existing | Electrical and Electronic Equip. | Process Refrig Controls
Industrial | New | Electrical and Electronic Equip. | Process Refrig Controls
Industrial | Existing | Electrical and Electronic Equip. | Process Heat Improved Controls
Industrial | New | Electrical and Electronic Equip. | Process Heat Improved Controls
Industrial | Existing | Lumber/Furniture/Pulp/Paper | Process Refrig Controls
Industrial | New | Lumber/Furniture/Pulp/Paper | Process Refrig Controls
Industrial | Existing | Lumber/Furniture/Pulp/Paper | Process Heat Improved Controls
Industrial | New | Lumber/Furniture/Pulp/Paper | Process Heat Improved Controls
Industrial | Existing | Lumber/Furniture/Pulp/Paper | Process Heat System Optimization
Industrial | New | Lumber/Furniture/Pulp/Paper | Process Heat System Optimization
Industrial | Existing | Metal Products and Machinery | HVAC Recommissioning
Industrial | New | Metal Products and Machinery | HVAC Recommissioning
Industrial | Existing | Metal Products and Machinery | Process Heat Improved Controls
Industrial | New | Metal Products and Machinery | Process Heat Improved Controls
Industrial | Existing | Metal Products and Machinery | Process Heat System Optimization
Industrial | New | Metal Products and Machinery | Process Heat System Optimization
Industrial | Existing | Miscellaneous Manufacturing | Motor Optimization
Industrial | New | Miscellaneous Manufacturing | Motor Optimization
Industrial | Existing | Miscellaneous Manufacturing | Process Refrig Controls
Industrial | New | Miscellaneous Manufacturing | Process Refrig Controls
Industrial | Existing | Miscellaneous Manufacturing | Process Refrig System Optimization
Industrial | New | Miscellaneous Manufacturing | Process Refrig System Optimization
Industrial | Existing | Miscellaneous Manufacturing | Process Heat Improved Controls
Industrial | New | Miscellaneous Manufacturing | Process Heat Improved Controls
Industrial | Existing | Miscellaneous Manufacturing | Process Heat System Optimization
Industrial | New | Miscellaneous Manufacturing | Process Heat System Optimization
Industrial | Existing | Primary Resources Industries | Process Refrig Controls
Industrial | New | Primary Resources Industries | Process Refrig Controls
Industrial | Existing | Primary Resources Industries | Process Heat Improved Controls
Industrial | New | Primary Resources Industries | Process Heat Improved Controls
Industrial | Existing | Primary Resources Industries | Process Heat System Optimization
Industrial | New | Primary Resources Industries | Process Heat System Optimization
Industrial | Existing | Stone/Clay/Glass/Concrete | Process Refrig Controls
Industrial | New | Stone/Clay/Glass/Concrete | Process Refrig Controls
Industrial | Existing | Stone/Clay/Glass/Concrete | Process Heat Improved Controls
Industrial | New | Stone/Clay/Glass/Concrete | Process Heat Improved Controls
Industrial | Existing | Stone/Clay/Glass/Concrete | Process Heat System Optimization
Industrial | New | Stone/Clay/Glass/Concrete | Process Heat System Optimization
Industrial | Existing | Textiles and Leather | Process Refrig Controls
Industrial | New | Textiles and Leather | Process Refrig Controls
Industrial | Existing | Textiles and Leather | Process Heat System Optimization
Industrial | New | Textiles and Leather | Process Heat System Optimization
Industrial | Existing | Transportation Equipment | Process Refrig Controls
Industrial | New | Transportation Equipment | Process Refrig Controls
Industrial | Existing | Transportation Equipment | Process Heat Improved Controls
Industrial | New | Transportation Equipment | Process Heat Improved Controls
Industrial | Existing | Water and Wastewater | Process Heat Improved Controls
Industrial | New | Water and Wastewater | Process Heat Improved Controls
Industrial | Existing | Water and Wastewater | Process Heat System Optimization
Industrial | New | Water and Wastewater | Process Heat System Optimization
Residential | New | Single Family | Single Family Storage
Residential | New | Multi-Family | Multifamily Storage
Residential | New | Single Family | Single Family Storage with EE
Residential | New | Multi-Family | Multifamily Storage with EE
Residential | New | Single Family | Single Family Solar
Residential | New | Multi-Family | Multi-Family Solar
Residential | New | Single Family | Single Family Solar with EE
Residential | New | Multi-Family | Multi-Family Solar with EE
Commercial | New | Assembly | Solar
Commercial | New | Assembly | Solar with EE
Commercial | New | Assembly | Storage Segment 15
Commercial | New | Assembly | Storage Segment 25
Commercial | New | Assembly | Storage Segment 50
Commercial | New | Assembly | Storage Segment 51+
Commercial | New | Assembly | Storage Segment 15 with EE
Commercial | New | Assembly | Storage Segment 25 with EE
Commercial | New | Assembly | Storage Segment 50 with EE
Commercial | New | Assembly | Storage Segment 51+ with EE
Commercial | New | Assembly | 3500 kW Gas Turbine
Commercial | New | Assembly | 3000 kW Gas Turbine
Commercial | New | Assembly | 2500 kW Gas Turbine
Commercial | New | Assembly | 4500 kW Reciprocating Engine
Commercial | New | Assembly | 3000 kW Reciprocating Engine
Commercial | New | Assembly | 1125 kW Fuel Cell
Commercial | New | Assembly | 1250 kW Reciprocating Engine
Commercial | New | Assembly | 500 kW Fuel Cell
Commercial | New | Assembly | 350 kW Reciprocating Engine
Commercial | New | Assembly | 175 kW Fuel Cell
Commercial | New | Assembly | 200 kW Micro Turbine
Commercial | New | Assembly | 150 kW Reciprocating Engine
Commercial | New | Assembly | 100 kW Micro Turbine
Commercial | New | Assembly | 50 kW Micro Turbine
Commercial | New | Assembly | 3500 kW Gas Turbine with EE
Commercial | New | Assembly | 3000 kW Gas Turbine with EE
Commercial | New | Assembly | 2500 kW Gas Turbine with EE
Commercial | New | Assembly | 4500 kW Reciprocating Engine with EE
Commercial | New | Assembly | 3000 kW Reciprocating Engine with EE
Commercial | New | Assembly | 1125 kW Fuel Cell with EE
Commercial | New | Assembly | 1250 kW Reciprocating Engine with EE
Commercial | New | Assembly | 500 kW Fuel Cell with EE
Commercial | New | Assembly | 350 kW Reciprocating Engine with EE
Commercial | New | Assembly | 175 kW Fuel Cell with EE
Commercial | New | Assembly | 200 kW Micro Turbine with EE
Commercial | New | Assembly | 150 kW Reciprocating Engine with EE
Commercial | New | Assembly | 100 kW Micro Turbine with EE
Commercial | New | Assembly | 50 kW Micro Turbine with EE
Industrial | New | All | 5500 kW Steam Turbine-Biomass
Industrial | New | All | 3500 kW Steam Turbine-Biomass
Industrial | New | All | 3500 kW Gas Turbine
Industrial | New | All | 3000 kW Gas Turbine
Industrial | New | All | 2500 kW Gas Turbine
Industrial | New | All | 4500 kW Reciprocating Engine
Industrial | New | All | 1500 kW Steam Turbine-Biomass
Industrial | New | All | 3000 kW Reciprocating Engine
Industrial | New | All | 1125 kW Fuel Cell
Industrial | New | All | 800 kW Fuel Cell-Biogas
Industrial | New | All | 1250 kW Reciprocating Engine
Industrial | New | All | 1250 kW Reciprocating Engine-Biogas
Industrial | New | All | 500 kW Fuel Cell
Industrial | New | All | 350 kW Reciprocating Engine
Industrial | New | All | 175 kW Fuel Cell
Industrial | New | All | 200 kW Micro Turbine
Industrial | New | All | 150 kW Reciprocating Engine
Industrial | New | All | 100 kW Micro Turbine
Industrial | New | All | 100 kW Micro Turbine- Biogas
Industrial | New | All | 50 kW Micro Turbine
Industrial | New | All | 5500 kW Steam Turbine-Biomass with EE
Industrial | New | All | 3500 kW Steam Turbine-Biomass with EE
Industrial | New | All | 3500 kW Gas Turbine with EE
Industrial | New | All | 3000 kW Gas Turbine with EE
Industrial | New | All | 2500 kW Gas Turbine with EE
Industrial | New | All | 4500 kW Reciprocating Engine with EE
Industrial | New | All | 1500 kW Steam Turbine-Biomass with EE
Industrial | New | All | 3000 kW Reciprocating Engine with EE
Industrial | New | All | 1125 kW Fuel Cell with EE
Industrial | New | All | 800 kW Fuel Cell-Biogas with EE
Industrial | New | All | 1250 kW Reciprocating Engine with EE
Industrial | New | All | 1250 kW Reciprocating Engine-Biogas with EE
Industrial | New | All | 500 kW Fuel Cell with EE
Industrial | New | All | 350 kW Reciprocating Engine with EE
Industrial | New | All | 175 kW Fuel Cell with EE
Industrial | New | All | 200 kW Micro Turbine with EE
Industrial | New | All | 150 kW Reciprocating Engine with EE
Industrial | New | All | 100 kW Micro Turbine with EE
Industrial | New | All | 100 kW Micro Turbine- Biogas with EE
Industrial | New | All | 50 kW Micro Turbine with EE

## Staff ROG23b-EE
Measure Administrative Costs - EE
Sector | Vintage | Segment | Name | Savings UEC (kWh) | Program | Program Cost
Residential | Turnover | Single Family | High Efficiency Induction Cooktop | 533.952 | Products | 61.6407
Residential | Turnover | Multi-Family | High Efficiency Induction Cooktop | 533.952 | Products | 61.6407
Residential | Turnover | Manufactured Home | High Efficiency Induction Cooktop | 533.952 | Products | 61.6407
Residential | New | Single Family | High Efficiency Induction Cooktop | 533.952 | Products | 61.6407
Residential | New | Multi-Family | High Efficiency Induction Cooktop | 533.952 | Products | 61.6407
Residential | New | Manufactured Home | High Efficiency Induction Cooktop | 533.952 | Products | 61.6407
Residential | Turnover | Single Family | CFL-13W | 5.2896 | Lighting | 0.27025
Residential | Turnover | Multi-Family | CFL-13W | 5.2896 | Lighting | 0.27025
Residential | Turnover | Manufactured Home | CFL-13W | 5.2896 | Lighting | 0.27025
Residential | New | Single Family | CFL-13W | 5.2896 | Lighting | 0.27025
Residential | New | Multi-Family | CFL-13W | 5.2896 | Lighting | 0.27025
Residential | New | Manufactured Home | CFL-13W | 5.2896 | Lighting | 0.27025
Residential | Turnover | Single Family | LED - 9W Flood | 11.1081 | Lighting | 0.56754
Residential | Turnover | Multi-Family | LED - 9W Flood | 11.1081 | Lighting | 0.56754
Residential | Turnover | Manufactured Home | LED - 9W Flood | 11.1081 | Lighting | 0.56754
Residential | New | Single Family | LED - 9W Flood | 11.1081 | Lighting | 0.56754
Residential | New | Multi-Family | LED - 9W Flood | 11.1081 | Lighting | 0.56754
Residential | New | Manufactured Home | LED - 9W Flood | 11.1081 | Lighting | 0.56754
Residential | Turnover | Single Family | LED Specialty Lamps-5W Chandelier | 7.4054 | Lighting | 0.37836
Residential | Turnover | Multi-Family | LED Specialty Lamps-5W Chandelier | 7.4054 | Lighting | 0.37836
Residential | Turnover | Manufactured Home | LED Specialty Lamps-5W Chandelier | 7.4054 | Lighting | 0.37836
Residential | New | Single Family | LED Specialty Lamps-5W Chandelier | 7.4054 | Lighting | 0.37836
Residential | New | Multi-Family | LED Specialty Lamps-5W Chandelier | 7.4054 | Lighting | 0.37836
Residential | New | Manufactured Home | LED Specialty Lamps-5W Chandelier | 7.4054 | Lighting | 0.37836
Residential | Turnover | Single Family | Solar Pool Heater | 10130.719 | Products | 1169.5137
Residential | Turnover | Multi-Family | Solar Pool Heater | 10130.719 | Products | 1169.5137
Residential | Turnover | Manufactured Home | Solar Pool Heater | 10130.719 | Products | 1169.5137
Residential | New | Single Family | Solar Pool Heater | 10130.719 | Products | 1169.5137
Residential | New | Multi-Family | Solar Pool Heater | 10130.719 | Products | 1169.5137
Residential | New | Manufactured Home | Solar Pool Heater | 10130.719 | Products | 1169.5137
Residential | Turnover | Single Family | Two Speed Pool Pump | 1046.07 | Products | 120.7608
Residential | Turnover | Multi-Family | Two Speed Pool Pump | 1046.07 | Products | 120.7608
Residential | Turnover | Manufactured Home | Two Speed Pool Pump | 1046.07 | Products | 120.7608
Residential | New | Single Family | Two Speed Pool Pump | 1046.07 | Products | 120.7608
Residential | New | Multi-Family | Two Speed Pool Pump | 1046.07 | Products | 120.7608
Residential | New | Manufactured Home | Two Speed Pool Pump | 1046.07 | Products | 120.7608
Residential | Turnover | Single Family | Variable Speed Pool Pump | 3161.84 | Products | 365.0102
Residential | Turnover | Multi-Family | Variable Speed Pool Pump | 3161.84 | Products | 365.0102
Residential | Turnover | Manufactured Home | Variable Speed Pool Pump | 3161.84 | Products | 365.0102
Residential | New | Single Family | Variable Speed Pool Pump | 3161.84 | Products | 365.0102
Residential | New | Multi-Family | Variable Speed Pool Pump | 3161.84 | Products | 365.0102
Residential | New | Manufactured Home | Variable Speed Pool Pump | 3161.84 | Products | 365.0102
Residential | Existing | Single Family | Thermostatic Shower Restriction Valve | 82.4616 | Water Heating | 12.5706
Residential | Existing | Multi-Family | Thermostatic Shower Restriction Valve | 64.8203 | Water Heating | 9.8814
Residential | Existing | Manufactured Home | Thermostatic Shower Restriction Valve | 64.3035 | Water Heating | 9.8026
Residential | New | Single Family | Thermostatic Shower Restriction Valve | 82.4616 | Water Heating | 12.5706
Residential | New | Multi-Family | Thermostatic Shower Restriction Valve | 64.8203 | Water Heating | 9.8814
Residential | New | Manufactured Home | Thermostatic Shower Restriction Valve | 64.3035 | Water Heating | 9.8026
Residential | Existing | Single Family | Ceiling Insulation(R2 to R38) | 3236 | HVAC | 640.8588
Residential | Existing | Multi-Family | Ceiling Insulation(R2 to R38) | 1949 | HVAC | 385.9808
Residential | Existing | Manufactured Home | Ceiling Insulation(R2 to R38) | 2007.61 | HVAC | 397.5879
Residential | New | Single Family | Ceiling Insulation(R2 to R38) | 3236 | HVAC | 640.8588
Residential | New | Multi-Family | Ceiling Insulation(R2 to R38) | 1949 | HVAC | 385.9808
Residential | New | Manufactured Home | Ceiling Insulation(R2 to R38) | 2007.61 | HVAC | 397.5879
Residential | Existing | Single Family | Duct Repair | 794.0628 | HVAC | 157.2565
Residential | Existing | Multi-Family | Duct Repair | 516.36 | HVAC | 102.2602
Residential | Existing | Manufactured Home | Duct Repair | 776.76 | HVAC | 153.8299
Residential | New | Single Family | Programmable Thermostat | 113.8157 | HVAC | 22.5401
Residential | New | Multi-Family | Programmable Thermostat | 74.0116 | HVAC | 14.6573
Residential | New | Manufactured Home | Programmable Thermostat | 111.3356 | HVAC | 22.0489
Residential | New | Single Family | Smart Thermostat | 264.6876 | HVAC | 52.4188
Residential | New | Manufactured Home | Smart Thermostat | 258.92 | HVAC | 51.2766
Commercial | Turnover | Assembly | Efficient Exhaust Hood | 8066.5 | Products | 179.439
Commercial | Turnover | College and University | Efficient Exhaust Hood | 8066.5 | Products | 179.439
Commercial | Turnover | Grocery | Efficient Exhaust Hood | 8066.5 | Products | 179.439
Commercial | Turnover | Healthcare | Efficient Exhaust Hood | 8066.5 | Products | 179.439
Commercial | Turnover | Hospitals | Efficient Exhaust Hood | 8066.5 | Products | 179.439
Commercial | Turnover | Institutional | Efficient Exhaust Hood | 8066.5 | Products | 179.439
Commercial | Turnover | Lodging/Hospitality | Efficient Exhaust Hood | 8066.5 | Products | 179.439
Commercial | Turnover | Miscellaneous | Efficient Exhaust Hood | 8066.5 | Products | 179.439
Commercial | Turnover | Offices | Efficient Exhaust Hood | 8066.5 | Products | 179.439
Commercial | Turnover | Restaurants | Efficient Exhaust Hood | 8066.5 | Products | 179.439
Commercial | Turnover | Retail | Efficient Exhaust Hood | 8066.5 | Products | 179.439
Commercial | Turnover | Schools K-12 | Efficient Exhaust Hood | 8066.5 | Products | 179.439
Commercial | Turnover | Warehouse | Efficient Exhaust Hood | 8066.5 | Products | 179.439
Commercial | New | Assembly | Efficient Exhaust Hood | 8066.5 | Products | 179.439
Commercial | New | College and University | Efficient Exhaust Hood | 8066.5 | Products | 179.439
Commercial | New | Grocery | Efficient Exhaust Hood | 8066.5 | Products | 179.439
Commercial | New | Healthcare | Efficient Exhaust Hood | 8066.5 | Products | 179.439
Commercial | New | Hospitals | Efficient Exhaust Hood | 8066.5 | Products | 179.439
Commercial | New | Institutional | Efficient Exhaust Hood | 8066.5 | Products | 179.439
Commercial | New | Lodging/Hospitality | Efficient Exhaust Hood | 8066.5 | Products | 179.439
Commercial | New | Miscellaneous | Efficient Exhaust Hood | 8066.5 | Products | 179.439
Commercial | New | Offices | Efficient Exhaust Hood | 8066.5 | Products | 179.439
Commercial | New | Restaurants | Efficient Exhaust Hood | 8066.5 | Products | 179.439
Commercial | New | Retail | Efficient Exhaust Hood | 8066.5 | Products | 179.439
Commercial | New | Schools K-12 | Efficient Exhaust Hood | 8066.5 | Products | 179.439
Commercial | New | Warehouse | Efficient Exhaust Hood | 8066.5 | Products | 179.439
Commercial | Turnover | Assembly | Energy Star Hot Food Holding Cabinet | 1730.1 | Products | 38.486
Commercial | Turnover | College and University | Energy Star Hot Food Holding Cabinet | 1730.1 | Products | 38.486
Commercial | Turnover | Grocery | Energy Star Hot Food Holding Cabinet | 1730.1 | Products | 38.486
Commercial | Turnover | Healthcare | Energy Star Hot Food Holding Cabinet | 1730.1 | Products | 38.486
Commercial | Turnover | Hospitals | Energy Star Hot Food Holding Cabinet | 1730.1 | Products | 38.486
Commercial | Turnover | Institutional | Energy Star Hot Food Holding Cabinet | 1730.1 | Products | 38.486
Commercial | Turnover | Lodging/Hospitality | Energy Star Hot Food Holding Cabinet | 1730.1 | Products | 38.486
Commercial | Turnover | Miscellaneous | Energy Star Hot Food Holding Cabinet | 1730.1 | Products | 38.486
Commercial | Turnover | Offices | Energy Star Hot Food Holding Cabinet | 1730.1 | Products | 38.486
Commercial | Turnover | Restaurants | Energy Star Hot Food Holding Cabinet | 1730.1 | Products | 38.486
Commercial | Turnover | Retail | Energy Star Hot Food Holding Cabinet | 1730.1 | Products | 38.486
Commercial | Turnover | Schools K-12 | Energy Star Hot Food Holding Cabinet | 1730.1 | Products | 38.486
Commercial | Turnover | Warehouse | Energy Star Hot Food Holding Cabinet | 1730.1 | Products | 38.486
Commercial | New | Assembly | Energy Star Hot Food Holding Cabinet | 1730.1 | Products | 38.486
Commercial | New | College and University | Energy Star Hot Food Holding Cabinet | 1730.1 | Products | 38.486
Commercial | New | Grocery | Energy Star Hot Food Holding Cabinet | 1730.1 | Products | 38.486
Commercial | New | Healthcare | Energy Star Hot Food Holding Cabinet | 1730.1 | Products | 38.486
Commercial | New | Hospitals | Energy Star Hot Food Holding Cabinet | 1730.1 | Products | 38.486
Commercial | New | Institutional | Energy Star Hot Food Holding Cabinet | 1730.1 | Products | 38.486
Commercial | New | Lodging/Hospitality | Energy Star Hot Food Holding Cabinet | 1730.1 | Products | 38.486
Commercial | New | Miscellaneous | Energy Star Hot Food Holding Cabinet | 1730.1 | Products | 38.486
Commercial | New | Offices | Energy Star Hot Food Holding Cabinet | 1730.1 | Products | 38.486
Commercial | New | Restaurants | Energy Star Hot Food Holding Cabinet | 1730.1 | Products | 38.486
Commercial | New | Retail | Energy Star Hot Food Holding Cabinet | 1730.1 | Products | 38.486
Commercial | New | Schools K-12 | Energy Star Hot Food Holding Cabinet | 1730.1 | Products | 38.486
Commercial | New | Warehouse | Energy Star Hot Food Holding Cabinet | 1730.1 | Products | 38.486
Commercial | Turnover | Assembly | Heat Pump Water Heater | 4395.1625 | Water Heating | 97.7702
Commercial | Turnover | Schools K-12 | Heat Pump Water Heater | 1831.3579 | Water Heating | 40.7385
Commercial | New | Assembly | Heat Pump Water Heater | 4395.1625 | Water Heating | 97.7702
Commercial | New | Schools K-12 | Heat Pump Water Heater | 1831.3579 | Water Heating | 40.7385
Commercial | Turnover | College and University | Solar Water Heater | 118646.7544 | Water Heating | 2639.2931
Commercial | Turnover | Grocery | Solar Water Heater | 10317.1091 | Water Heating | 229.5037
Commercial | Turnover | Hospitals | Solar Water Heater | 208061.6998 | Water Heating | 4628.3255
Commercial | Turnover | Institutional | Solar Water Heater | 412684.3632 | Water Heating | 9180.1498
Commercial | Turnover | Lodging/Hospitality | Solar Water Heater | 49522.1236 | Water Heating | 1101.618
Commercial | Turnover | Miscellaneous | Solar Water Heater | 309513.2724 | Water Heating | 6885.1124
Commercial | Turnover | Offices | Solar Water Heater | 42987.9545 | Water Heating | 956.2656
Commercial | Turnover | Retail | Solar Water Heater | 30641.814 | Water Heating | 681.6261
Commercial | Turnover | Warehouse | Solar Water Heater | 10317.1091 | Water Heating | 229.5037
Commercial | New | College and University | Solar Water Heater | 118646.7544 | Water Heating | 2639.2931
Commercial | New | Grocery | Solar Water Heater | 10317.1091 | Water Heating | 229.5037
Commercial | New | Hospitals | Solar Water Heater | 208061.6998 | Water Heating | 4628.3255
Commercial | New | Institutional | Solar Water Heater | 412684.3632 | Water Heating | 9180.1498
Commercial | New | Lodging/Hospitality | Solar Water Heater | 49522.1236 | Water Heating | 1101.618
Commercial | New | Miscellaneous | Solar Water Heater | 309513.2724 | Water Heating | 6885.1124
Commercial | New | Offices | Solar Water Heater | 42987.9545 | Water Heating | 956.2656
Commercial | New | Retail | Solar Water Heater | 30641.814 | Water Heating | 681.6261
Commercial | New | Warehouse | Solar Water Heater | 10317.1091 | Water Heating | 229.5037
Commercial | Turnover | Assembly | High Efficiency HID Lighting | 484.169 | Lighting | 10.7703
Commercial | Turnover | College and University | High Efficiency HID Lighting | 484.169 | Lighting | 10.7703
Commercial | Turnover | Grocery | High Efficiency HID Lighting | 484.169 | Lighting | 10.7703
Commercial | Turnover | Healthcare | High Efficiency HID Lighting | 484.169 | Lighting | 10.7703
Commercial | Turnover | Hospitals | High Efficiency HID Lighting | 484.169 | Lighting | 10.7703
Commercial | Turnover | Institutional | High Efficiency HID Lighting | 484.169 | Lighting | 10.7703
Commercial | Turnover | Lodging/Hospitality | High Efficiency HID Lighting | 484.169 | Lighting | 10.7703
Commercial | Turnover | Miscellaneous | High Efficiency HID Lighting | 484.169 | Lighting | 10.7703
Commercial | Turnover | Offices | High Efficiency HID Lighting | 484.169 | Lighting | 10.7703
Commercial | Turnover | Restaurants | High Efficiency HID Lighting | 484.169 | Lighting | 10.7703
Commercial | Turnover | Retail | High Efficiency HID Lighting | 484.169 | Lighting | 10.7703
Commercial | Turnover | Schools K-12 | High Efficiency HID Lighting | 484.169 | Lighting | 10.7703
Commercial | Turnover | Warehouse | High Efficiency HID Lighting | 484.169 | Lighting | 10.7703
Commercial | New | Assembly | High Efficiency HID Lighting | 484.169 | Lighting | 10.7703
Commercial | New | College and University | High Efficiency HID Lighting | 484.169 | Lighting | 10.7703
Commercial | New | Grocery | High Efficiency HID Lighting | 484.169 | Lighting | 10.7703
Commercial | New | Healthcare | High Efficiency HID Lighting | 484.169 | Lighting | 10.7703
Commercial | New | Hospitals | High Efficiency HID Lighting | 484.169 | Lighting | 10.7703
Commercial | New | Institutional | High Efficiency HID Lighting | 484.169 | Lighting | 10.7703
Commercial | New | Lodging/Hospitality | High Efficiency HID Lighting | 484.169 | Lighting | 10.7703
Commercial | New | Miscellaneous | High Efficiency HID Lighting | 484.169 | Lighting | 10.7703
Commercial | New | Offices | High Efficiency HID Lighting | 484.169 | Lighting | 10.7703
Commercial | New | Restaurants | High Efficiency HID Lighting | 484.169 | Lighting | 10.7703
Commercial | New | Retail | High Efficiency HID Lighting | 484.169 | Lighting | 10.7703
Commercial | New | Schools K-12 | High Efficiency HID Lighting | 484.169 | Lighting | 10.7703
Commercial | New | Warehouse | High Efficiency HID Lighting | 484.169 | Lighting | 10.7703
Commercial | Turnover | Assembly | LED Exterior Lighting | 763.42 | Lighting | 16.9823
Commercial | Turnover | College and University | LED Exterior Lighting | 763.42 | Lighting | 16.9823
Commercial | Turnover | Grocery | LED Exterior Lighting | 763.42 | Lighting | 16.9823
Commercial | Turnover | Healthcare | LED Exterior Lighting | 763.42 | Lighting | 16.9823
Commercial | Turnover | Hospitals | LED Exterior Lighting | 763.42 | Lighting | 16.9823
Commercial | Turnover | Institutional | LED Exterior Lighting | 763.42 | Lighting | 16.9823
Commercial | Turnover | Lodging/Hospitality | LED Exterior Lighting | 763.42 | Lighting | 16.9823
Commercial | Turnover | Miscellaneous | LED Exterior Lighting | 763.42 | Lighting | 16.9823
Commercial | Turnover | Offices | LED Exterior Lighting | 763.42 | Lighting | 16.9823
Commercial | Turnover | Restaurants | LED Exterior Lighting | 763.42 | Lighting | 16.9823
Commercial | Turnover | Retail | LED Exterior Lighting | 763.42 | Lighting | 16.9823
Commercial | Turnover | Schools K-12 | LED Exterior Lighting | 763.42 | Lighting | 16.9823
Commercial | Turnover | Warehouse | LED Exterior Lighting | 763.42 | Lighting | 16.9823
Commercial | New | Assembly | LED Exterior Lighting | 763.42 | Lighting | 16.9823
Commercial | New | College and University | LED Exterior Lighting | 763.42 | Lighting | 16.9823
Commercial | New | Grocery | LED Exterior Lighting | 763.42 | Lighting | 16.9823
Commercial | New | Healthcare | LED Exterior Lighting | 763.42 | Lighting | 16.9823
Commercial | New | Hospitals | LED Exterior Lighting | 763.42 | Lighting | 16.9823
Commercial | New | Institutional | LED Exterior Lighting | 763.42 | Lighting | 16.9823
Commercial | New | Lodging/Hospitality | LED Exterior Lighting | 763.42 | Lighting | 16.9823
Commercial | New | Miscellaneous | LED Exterior Lighting | 763.42 | Lighting | 16.9823
Commercial | New | Offices | LED Exterior Lighting | 763.42 | Lighting | 16.9823
Commercial | New | Restaurants | LED Exterior Lighting | 763.42 | Lighting | 16.9823
Commercial | New | Retail | LED Exterior Lighting | 763.42 | Lighting | 16.9823
Commercial | New | Schools K-12 | LED Exterior Lighting | 763.42 | Lighting | 16.9823
Commercial | New | Warehouse | LED Exterior Lighting | 763.42 | Lighting | 16.9823
Commercial | Turnover | Assembly | High Efficiency Chiller (Air Cooled, 50 tons) | 12308.6466 | HVAC | 542.4418
Commercial | Turnover | College and University | High Efficiency Chiller (Air Cooled, 50 tons) | 13655.3462 | HVAC | 601.7908
Commercial | Turnover | Healthcare | High Efficiency Chiller (Air Cooled, 50 tons) | 26783.3136 | HVAC | 1180.3401
Commercial | Turnover | Hospitals | High Efficiency Chiller (Air Cooled, 50 tons) | 25370.6916 | HVAC | 1118.0859
Commercial | Turnover | Lodging/Hospitality | High Efficiency Chiller (Air Cooled, 50 tons) | 20332.3397 | HVAC | 896.0458
Commercial | Turnover | Offices | High Efficiency Chiller (Air Cooled, 50 tons) | 13853.1133 | HVAC | 610.5064
Commercial | Turnover | Restaurants | High Efficiency Chiller (Air Cooled, 50 tons) | 19946.223 | HVAC | 879.0297
Commercial | Turnover | Retail | High Efficiency Chiller (Air Cooled, 50 tons) | 15633.0171 | HVAC | 688.9468
Commercial | Turnover | Schools K-12 | High Efficiency Chiller (Air Cooled, 50 tons) | 13589.4239 | HVAC | 598.8856
Commercial | New | Assembly | High Efficiency Chiller (Air Cooled, 50 tons) | 12308.6466 | HVAC | 542.4418
Commercial | New | College and University | High Efficiency Chiller (Air Cooled, 50 tons) | 13655.3462 | HVAC | 601.7908
Commercial | New | Healthcare | High Efficiency Chiller (Air Cooled, 50 tons) | 26783.3136 | HVAC | 1180.3401
Commercial | New | Hospitals | High Efficiency Chiller (Air Cooled, 50 tons) | 25370.6916 | HVAC | 1118.0859
Commercial | New | Lodging/Hospitality | High Efficiency Chiller (Air Cooled, 50 tons) | 20332.3397 | HVAC | 896.0458
Commercial | New | Offices | High Efficiency Chiller (Air Cooled, 50 tons) | 13853.1133 | HVAC | 610.5064
Commercial | New | Restaurants | High Efficiency Chiller (Air Cooled, 50 tons) | 19946.223 | HVAC | 879.0297
Commercial | New | Retail | High Efficiency Chiller (Air Cooled, 50 tons) | 15633.0171 | HVAC | 688.9468
Commercial | New | Schools K-12 | High Efficiency Chiller (Air Cooled, 50 tons) | 13589.4239 | HVAC | 598.8856
Commercial | Turnover | Assembly | High Efficiency Chiller (Water cooled-centrifugal, 200 tons) | 15223.4025 | HVAC | 670.895
Commercial | Turnover | College and University | High Efficiency Chiller (Water cooled-centrifugal, 200 tons) | 16889.0081 | HVAC | 744.2983
Commercial | Turnover | Healthcare | High Efficiency Chiller (Water cooled-centrifugal, 200 tons) | 33125.7511 | HVAC | 1459.8512
Commercial | Turnover | Hospitals | High Efficiency Chiller (Water cooled-centrifugal, 200 tons) | 31378.6123 | HVAC | 1382.8548
Commercial | Turnover | Lodging/Hospitality | High Efficiency Chiller (Water cooled-centrifugal, 200 tons) | 25147.1507 | HVAC | 1108.2344
Commercial | Turnover | Offices | High Efficiency Chiller (Water cooled-centrifugal, 200 tons) | 17133.6075 | HVAC | 755.0777
Commercial | Turnover | Restaurants | High Efficiency Chiller (Water cooled-centrifugal, 200 tons) | 24669.5994 | HVAC | 1087.1888
Commercial | Turnover | Retail | High Efficiency Chiller (Water cooled-centrifugal, 200 tons) | 19335.0024 | HVAC | 852.0932
Commercial | Turnover | Schools K-12 | High Efficiency Chiller (Water cooled-centrifugal, 200 tons) | 16807.475 | HVAC | 740.7051
Commercial | New | Assembly | High Efficiency Chiller (Water cooled-centrifugal, 200 tons) | 15223.4025 | HVAC | 670.895
Commercial | New | College and University | High Efficiency Chiller (Water cooled-centrifugal, 200 tons) | 16889.0081 | HVAC | 744.2983
Commercial | New | Healthcare | High Efficiency Chiller (Water cooled-centrifugal, 200 tons) | 33125.7511 | HVAC | 1459.8512
Commercial | New | Hospitals | High Efficiency Chiller (Water cooled-centrifugal, 200 tons) | 31378.6123 | HVAC | 1382.8548
Commercial | New | Lodging/Hospitality | High Efficiency Chiller (Water cooled-centrifugal, 200 tons) | 25147.1507 | HVAC | 1108.2344
Commercial | New | Offices | High Efficiency Chiller (Water cooled-centrifugal, 200 tons) | 17133.6075 | HVAC | 755.0777
Commercial | New | Restaurants | High Efficiency Chiller (Water cooled-centrifugal, 200 tons) | 24669.5994 | HVAC | 1087.1888
Commercial | New | Retail | High Efficiency Chiller (Water cooled-centrifugal, 200 tons) | 19335.0024 | HVAC | 852.0932
Commercial | New | Schools K-12 | High Efficiency Chiller (Water cooled-centrifugal, 200 tons) | 16807.475 | HVAC | 740.7051
Commercial | Turnover | College and University | High Efficiency Chiller (Water cooled-positive displacement, 100 tons) | 5359.0122 | HVAC | 236.1716
Commercial | Turnover | Healthcare | High Efficiency Chiller (Water cooled-positive displacement, 100 tons) | 10511.0556 | HVAC | 463.222
Commercial | Turnover | Hospitals | High Efficiency Chiller (Water cooled-positive displacement, 100 tons) | 9956.6751 | HVAC | 438.7905
Commercial | Turnover | Lodging/Hospitality | High Efficiency Chiller (Water cooled-positive displacement, 100 tons) | 7979.3843 | HVAC | 351.6513
Commercial | Turnover | Offices | High Efficiency Chiller (Water cooled-positive displacement, 100 tons) | 5436.6255 | HVAC | 239.592
Commercial | Turnover | Restaurants | High Efficiency Chiller (Water cooled-positive displacement, 100 tons) | 7827.8537 | HVAC | 344.9734
Commercial | Turnover | Retail | High Efficiency Chiller (Water cooled-positive displacement, 100 tons) | 6135.145 | HVAC | 270.3757
Commercial | Turnover | Schools K-12 | High Efficiency Chiller (Water cooled-positive displacement, 100 tons) | 5333.1411 | HVAC | 235.0314
Commercial | New | College and University | High Efficiency Chiller (Water cooled-positive displacement, 100 tons) | 5359.0122 | HVAC | 236.1716
Commercial | New | Healthcare | High Efficiency Chiller (Water cooled-positive displacement, 100 tons) | 10511.0556 | HVAC | 463.222
Commercial | New | Hospitals | High Efficiency Chiller (Water cooled-positive displacement, 100 tons) | 9956.6751 | HVAC | 438.7905
Commercial | New | Lodging/Hospitality | High Efficiency Chiller (Water cooled-positive displacement, 100 tons) | 7979.3843 | HVAC | 351.6513
Commercial | New | Offices | High Efficiency Chiller (Water cooled-positive displacement, 100 tons) | 5436.6255 | HVAC | 239.592
Commercial | New | Restaurants | High Efficiency Chiller (Water cooled-positive displacement, 100 tons) | 7827.8537 | HVAC | 344.9734
Commercial | New | Retail | High Efficiency Chiller (Water cooled-positive displacement, 100 tons) | 6135.145 | HVAC | 270.3757
Commercial | New | Schools K-12 | High Efficiency Chiller (Water cooled-positive displacement, 100 tons) | 5333.1411 | HVAC | 235.0314
Commercial | Turnover | Grocery | High Efficiency PTAC | 409.5566 | HVAC | 18.0491
Commercial | Turnover | Institutional | High Efficiency PTAC | 400.4805 | HVAC | 17.6492
Commercial | Turnover | Miscellaneous | High Efficiency PTAC | 414.0946 | HVAC | 18.2491
Commercial | Turnover | Warehouse | High Efficiency PTAC | 179.8192 | HVAC | 7.9246
Commercial | New | Grocery | High Efficiency PTAC | 409.5566 | HVAC | 18.0491
Commercial | New | Institutional | High Efficiency PTAC | 400.4805 | HVAC | 17.6492
Commercial | New | Miscellaneous | High Efficiency PTAC | 414.0946 | HVAC | 18.2491
Commercial | New | Warehouse | High Efficiency PTAC | 179.8192 | HVAC | 7.9246
Commercial | Turnover | Grocery | High Efficiency PTHP | 425.6006 | HVAC | 18.7562
Commercial | Turnover | Institutional | High Efficiency PTHP | 408.6144 | HVAC | 18.0076
Commercial | Turnover | Miscellaneous | High Efficiency PTHP | 419.2436 | HVAC | 18.4761
Commercial | Turnover | Warehouse | High Efficiency PTHP | 184.9682 | HVAC | 8.1515
Commercial | New | Grocery | High Efficiency PTHP | 425.6006 | HVAC | 18.7562
Commercial | New | Institutional | High Efficiency PTHP | 408.6144 | HVAC | 18.0076
Commercial | New | Miscellaneous | High Efficiency PTHP | 419.2436 | HVAC | 18.4761
Commercial | New | Warehouse | High Efficiency PTHP | 184.9682 | HVAC | 8.1515
Commercial | Turnover | Healthcare | Variable Refrigerant Flow (VRF) HVAC Systems | 5776.8417 | HVAC | 254.5853
Commercial | Turnover | Hospitals | Variable Refrigerant Flow (VRF) HVAC Systems | 5509.2864 | HVAC | 242.7941
Commercial | Turnover | Lodging/Hospitality | Variable Refrigerant Flow (VRF) HVAC Systems | 4368.7448 | HVAC | 192.5305
Commercial | Turnover | Restaurants | Variable Refrigerant Flow (VRF) HVAC Systems | 4615.4493 | HVAC | 203.4028
Commercial | New | Healthcare | Variable Refrigerant Flow (VRF) HVAC Systems | 5776.8417 | HVAC | 254.5853
Commercial | New | Hospitals | Variable Refrigerant Flow (VRF) HVAC Systems | 5509.2864 | HVAC | 242.7941
Commercial | New | Lodging/Hospitality | Variable Refrigerant Flow (VRF) HVAC Systems | 4368.7448 | HVAC | 192.5305
Commercial | New | Restaurants | Variable Refrigerant Flow (VRF) HVAC Systems | 4615.4493 | HVAC | 203.4028
Commercial | Turnover | Schools K-12 | High Bay Fluorescent (T5) | 476.593 | Lighting | 10.6018
Commercial | New | Schools K-12 | High Bay Fluorescent (T5) | 476.593 | Lighting | 10.6018
Commercial | Turnover | Assembly | High Bay LED | 581.9107 | Lighting | 12.9446
Commercial | Turnover | Institutional | High Bay LED | 667.4977 | Lighting | 14.8485
Commercial | Turnover | Offices | High Bay LED | 658.1903 | Lighting | 14.6414
Commercial | Turnover | Restaurants | High Bay LED | 679.233 | Lighting | 15.1095
Commercial | Turnover | Schools K-12 | High Bay LED | 481.351 | Lighting | 10.7076
Commercial | New | Assembly | High Bay LED | 581.9107 | Lighting | 12.9446
Commercial | New | Institutional | High Bay LED | 667.4977 | Lighting | 14.8485
Commercial | New | Offices | High Bay LED | 658.1903 | Lighting | 14.6414
Commercial | New | Restaurants | High Bay LED | 679.233 | Lighting | 15.1095
Commercial | New | Schools K-12 | High Bay LED | 481.351 | Lighting | 10.7076
Commercial | Turnover | College and University | Premium T8 - Fixture Replacement | 46.5485 | Lighting | 1.0355
Commercial | Turnover | Grocery | Premium T8 - Fixture Replacement | 58.5446 | Lighting | 1.3023
Commercial | Turnover | Healthcare | Premium T8 - Fixture Replacement | 53.0957 | Lighting | 1.1811
Commercial | Turnover | Hospitals | Premium T8 - Fixture Replacement | 71.8291 | Lighting | 1.5978
Commercial | Turnover | Lodging/Hospitality | Premium T8 - Fixture Replacement | 39.6422 | Lighting | 0.88184
Commercial | Turnover | Miscellaneous | Premium T8 - Fixture Replacement | 46.5485 | Lighting | 1.0355
Commercial | Turnover | Retail | Premium T8 - Fixture Replacement | 52.631 | Lighting | 1.1708
Commercial | New | College and University | Premium T8 - Fixture Replacement | 46.5485 | Lighting | 1.0355
Commercial | New | Grocery | Premium T8 - Fixture Replacement | 58.5446 | Lighting | 1.3023
Commercial | New | Healthcare | Premium T8 - Fixture Replacement | 53.0957 | Lighting | 1.1811
Commercial | New | Hospitals | Premium T8 - Fixture Replacement | 71.8291 | Lighting | 1.5978
Commercial | New | Lodging/Hospitality | Premium T8 - Fixture Replacement | 39.6422 | Lighting | 0.88184
Commercial | New | Miscellaneous | Premium T8 - Fixture Replacement | 46.5485 | Lighting | 1.0355
Commercial | New | Retail | Premium T8 - Fixture Replacement | 52.631 | Lighting | 1.1708
Commercial | Turnover | Assembly | Efficient Battery Charger | 1111.206 | Custom | 38.1335
Commercial | Turnover | College and University | Efficient Battery Charger | 1111.206 | Custom | 38.1335
Commercial | Turnover | Grocery | Efficient Battery Charger | 1111.206 | Custom | 38.1335
Commercial | Turnover | Healthcare | Efficient Battery Charger | 1111.206 | Custom | 38.1335
Commercial | Turnover | Hospitals | Efficient Battery Charger | 1111.206 | Custom | 38.1335
Commercial | Turnover | Institutional | Efficient Battery Charger | 1111.206 | Custom | 38.1335
Commercial | Turnover | Lodging/Hospitality | Efficient Battery Charger | 1111.206 | Custom | 38.1335
Commercial | Turnover | Miscellaneous | Efficient Battery Charger | 1111.206 | Custom | 38.1335
Commercial | Turnover | Offices | Efficient Battery Charger | 1111.206 | Custom | 38.1335
Commercial | Turnover | Restaurants | Efficient Battery Charger | 1111.206 | Custom | 38.1335
Commercial | Turnover | Retail | Efficient Battery Charger | 1111.206 | Custom | 38.1335
Commercial | Turnover | Schools K-12 | Efficient Battery Charger | 1111.206 | Custom | 38.1335
Commercial | Turnover | Warehouse | Efficient Battery Charger | 1111.206 | Custom | 38.1335
Commercial | New | Assembly | Efficient Battery Charger | 1111.206 | Custom | 38.1335
Commercial | New | College and University | Efficient Battery Charger | 1111.206 | Custom | 38.1335
Commercial | New | Grocery | Efficient Battery Charger | 1111.206 | Custom | 38.1335
Commercial | New | Healthcare | Efficient Battery Charger | 1111.206 | Custom | 38.1335
Commercial | New | Hospitals | Efficient Battery Charger | 1111.206 | Custom | 38.1335
Commercial | New | Institutional | Efficient Battery Charger | 1111.206 | Custom | 38.1335
Commercial | New | Lodging/Hospitality | Efficient Battery Charger | 1111.206 | Custom | 38.1335
Commercial | New | Miscellaneous | Efficient Battery Charger | 1111.206 | Custom | 38.1335
Commercial | New | Offices | Efficient Battery Charger | 1111.206 | Custom | 38.1335
Commercial | New | Restaurants | Efficient Battery Charger | 1111.206 | Custom | 38.1335
Commercial | New | Retail | Efficient Battery Charger | 1111.206 | Custom | 38.1335
Commercial | New | Schools K-12 | Efficient Battery Charger | 1111.206 | Custom | 38.1335
Commercial | New | Warehouse | Efficient Battery Charger | 1111.206 | Custom | 38.1335
Commercial | Turnover | Assembly | Solar Pool Heater | 10130.719 | Custom | 347.6584
Commercial | Turnover | College and University | Solar Pool Heater | 10130.719 | Custom | 347.6584
Commercial | Turnover | Grocery | Solar Pool Heater | 10130.719 | Custom | 347.6584
Commercial | Turnover | Healthcare | Solar Pool Heater | 10130.719 | Custom | 347.6584
Commercial | Turnover | Hospitals | Solar Pool Heater | 10130.719 | Custom | 347.6584
Commercial | Turnover | Institutional | Solar Pool Heater | 10130.719 | Custom | 347.6584
Commercial | Turnover | Lodging/Hospitality | Solar Pool Heater | 10130.719 | Custom | 347.6584
Commercial | Turnover | Miscellaneous | Solar Pool Heater | 10130.719 | Custom | 347.6584
Commercial | Turnover | Offices | Solar Pool Heater | 10130.719 | Custom | 347.6584
Commercial | Turnover | Restaurants | Solar Pool Heater | 10130.719 | Custom | 347.6584
Commercial | Turnover | Retail | Solar Pool Heater | 10130.719 | Custom | 347.6584
Commercial | Turnover | Schools K-12 | Solar Pool Heater | 10130.719 | Custom | 347.6584
Commercial | Turnover | Warehouse | Solar Pool Heater | 10130.719 | Custom | 347.6584
Commercial | New | Assembly | Solar Pool Heater | 10130.719 | Custom | 347.6584
Commercial | New | College and University | Solar Pool Heater | 10130.719 | Custom | 347.6584
Commercial | New | Grocery | Solar Pool Heater | 10130.719 | Custom | 347.6584
Commercial | New | Healthcare | Solar Pool Heater | 10130.719 | Custom | 347.6584
Commercial | New | Hospitals | Solar Pool Heater | 10130.719 | Custom | 347.6584
Commercial | New | Institutional | Solar Pool Heater | 10130.719 | Custom | 347.6584
Commercial | New | Lodging/Hospitality | Solar Pool Heater | 10130.719 | Custom | 347.6584
Commercial | New | Miscellaneous | Solar Pool Heater | 10130.719 | Custom | 347.6584
Commercial | New | Offices | Solar Pool Heater | 10130.719 | Custom | 347.6584
Commercial | New | Restaurants | Solar Pool Heater | 10130.719 | Custom | 347.6584
Commercial | New | Retail | Solar Pool Heater | 10130.719 | Custom | 347.6584
Commercial | New | Schools K-12 | Solar Pool Heater | 10130.719 | Custom | 347.6584
Commercial | New | Warehouse | Solar Pool Heater | 10130.719 | Custom | 347.6584
Commercial | Turnover | Assembly | Variable Speed Pool Pump | 3230.25 | Custom | 110.8533
Commercial | Turnover | College and University | Variable Speed Pool Pump | 3230.25 | Custom | 110.8533
Commercial | Turnover | Grocery | Variable Speed Pool Pump | 3230.25 | Custom | 110.8533
Commercial | Turnover | Healthcare | Variable Speed Pool Pump | 3230.25 | Custom | 110.8533
Commercial | Turnover | Hospitals | Variable Speed Pool Pump | 3230.25 | Custom | 110.8533
Commercial | Turnover | Institutional | Variable Speed Pool Pump | 3230.25 | Custom | 110.8533
Commercial | Turnover | Lodging/Hospitality | Variable Speed Pool Pump | 3230.25 | Custom | 110.8533
Commercial | Turnover | Miscellaneous | Variable Speed Pool Pump | 3230.25 | Custom | 110.8533
Commercial | Turnover | Offices | Variable Speed Pool Pump | 3230.25 | Custom | 110.8533
Commercial | Turnover | Restaurants | Variable Speed Pool Pump | 3230.25 | Custom | 110.8533
Commercial | Turnover | Retail | Variable Speed Pool Pump | 3230.25 | Custom | 110.8533
Commercial | Turnover | Schools K-12 | Variable Speed Pool Pump | 3230.25 | Custom | 110.8533
Commercial | New | Assembly | Variable Speed Pool Pump | 3230.25 | Custom | 110.8533
Commercial | New | College and University | Variable Speed Pool Pump | 3230.25 | Custom | 110.8533
Commercial | New | Grocery | Variable Speed Pool Pump | 3230.25 | Custom | 110.8533
Commercial | New | Healthcare | Variable Speed Pool Pump | 3230.25 | Custom | 110.8533
Commercial | New | Hospitals | Variable Speed Pool Pump | 3230.25 | Custom | 110.8533
Commercial | New | Institutional | Variable Speed Pool Pump | 3230.25 | Custom | 110.8533
Commercial | New | Lodging/Hospitality | Variable Speed Pool Pump | 3230.25 | Custom | 110.8533
Commercial | New | Miscellaneous | Variable Speed Pool Pump | 3230.25 | Custom | 110.8533
Commercial | New | Offices | Variable Speed Pool Pump | 3230.25 | Custom | 110.8533
Commercial | New | Restaurants | Variable Speed Pool Pump | 3230.25 | Custom | 110.8533
Commercial | New | Retail | Variable Speed Pool Pump | 3230.25 | Custom | 110.8533
Commercial | New | Schools K-12 | Variable Speed Pool Pump | 3230.25 | Custom | 110.8533
Commercial | Turnover | Assembly | Energy Star Uninterruptable Power Supply | 5.3521 | Products | 0.11906
Commercial | Turnover | College and University | Energy Star Uninterruptable Power Supply | 5.3521 | Products | 0.11906
Commercial | Turnover | Grocery | Energy Star Uninterruptable Power Supply | 5.3521 | Products | 0.11906
Commercial | Turnover | Healthcare | Energy Star Uninterruptable Power Supply | 5.3521 | Products | 0.11906
Commercial | Turnover | Hospitals | Energy Star Uninterruptable Power Supply | 5.3521 | Products | 0.11906
Commercial | Turnover | Institutional | Energy Star Uninterruptable Power Supply | 5.3521 | Products | 0.11906
Commercial | Turnover | Lodging/Hospitality | Energy Star Uninterruptable Power Supply | 5.3521 | Products | 0.11906
Commercial | Turnover | Miscellaneous | Energy Star Uninterruptable Power Supply | 5.3521 | Products | 0.11906
Commercial | Turnover | Offices | Energy Star Uninterruptable Power Supply | 5.3521 | Products | 0.11906
Commercial | Turnover | Restaurants | Energy Star Uninterruptable Power Supply | 5.3521 | Products | 0.11906
Commercial | Turnover | Retail | Energy Star Uninterruptable Power Supply | 5.3521 | Products | 0.11906
Commercial | Turnover | Schools K-12 | Energy Star Uninterruptable Power Supply | 5.3521 | Products | 0.11906
Commercial | Turnover | Warehouse | Energy Star Uninterruptable Power Supply | 5.3521 | Products | 0.11906
Commercial | New | Assembly | Energy Star Uninterruptable Power Supply | 5.3521 | Products | 0.11906
Commercial | New | College and University | Energy Star Uninterruptable Power Supply | 5.3521 | Products | 0.11906
Commercial | New | Grocery | Energy Star Uninterruptable Power Supply | 5.3521 | Products | 0.11906
Commercial | New | Healthcare | Energy Star Uninterruptable Power Supply | 5.3521 | Products | 0.11906
Commercial | New | Hospitals | Energy Star Uninterruptable Power Supply | 5.3521 | Products | 0.11906
Commercial | New | Institutional | Energy Star Uninterruptable Power Supply | 5.3521 | Products | 0.11906
Commercial | New | Lodging/Hospitality | Energy Star Uninterruptable Power Supply | 5.3521 | Products | 0.11906
Commercial | New | Miscellaneous | Energy Star Uninterruptable Power Supply | 5.3521 | Products | 0.11906
Commercial | New | Offices | Energy Star Uninterruptable Power Supply | 5.3521 | Products | 0.11906
Commercial | New | Restaurants | Energy Star Uninterruptable Power Supply | 5.3521 | Products | 0.11906
Commercial | New | Retail | Energy Star Uninterruptable Power Supply | 5.3521 | Products | 0.11906
Commercial | New | Schools K-12 | Energy Star Uninterruptable Power Supply | 5.3521 | Products | 0.11906
Commercial | New | Warehouse | Energy Star Uninterruptable Power Supply | 5.3521 | Products | 0.11906
Commercial | Turnover | Assembly | Refrigerated Display Case LED Lighting | 160.9897 | Refrigeration | 3.5812
Commercial | Turnover | College and University | Refrigerated Display Case LED Lighting | 160.9897 | Refrigeration | 3.5812
Commercial | Turnover | Grocery | Refrigerated Display Case LED Lighting | 160.9897 | Refrigeration | 3.5812
Commercial | Turnover | Healthcare | Refrigerated Display Case LED Lighting | 160.9897 | Refrigeration | 3.5812
Commercial | Turnover | Hospitals | Refrigerated Display Case LED Lighting | 160.9897 | Refrigeration | 3.5812
Commercial | Turnover | Institutional | Refrigerated Display Case LED Lighting | 160.9897 | Refrigeration | 3.5812
Commercial | Turnover | Lodging/Hospitality | Refrigerated Display Case LED Lighting | 160.9897 | Refrigeration | 3.5812
Commercial | Turnover | Miscellaneous | Refrigerated Display Case LED Lighting | 160.9897 | Refrigeration | 3.5812
Commercial | Turnover | Offices | Refrigerated Display Case LED Lighting | 160.9897 | Refrigeration | 3.5812
Commercial | Turnover | Restaurants | Refrigerated Display Case LED Lighting | 160.9897 | Refrigeration | 3.5812
Commercial | Turnover | Retail | Refrigerated Display Case LED Lighting | 160.9897 | Refrigeration | 3.5812
Commercial | Turnover | Schools K-12 | Refrigerated Display Case LED Lighting | 160.9897 | Refrigeration | 3.5812
Commercial | Turnover | Warehouse | Refrigerated Display Case LED Lighting | 160.9897 | Refrigeration | 3.5812
Commercial | Turnover | Assembly | High Speed Fans | 508.5618 | HVAC | 22.4123
Commercial | Turnover | College and University | High Speed Fans | 508.5618 | HVAC | 22.4123
Commercial | Turnover | Grocery | High Speed Fans | 508.5618 | HVAC | 22.4123
Commercial | Turnover | Healthcare | High Speed Fans | 508.5618 | HVAC | 22.4123
Commercial | Turnover | Hospitals | High Speed Fans | 508.5618 | HVAC | 22.4123
Commercial | Turnover | Institutional | High Speed Fans | 508.5618 | HVAC | 22.4123
Commercial | Turnover | Lodging/Hospitality | High Speed Fans | 508.5618 | HVAC | 22.4123
Commercial | Turnover | Miscellaneous | High Speed Fans | 508.5618 | HVAC | 22.4123
Commercial | Turnover | Offices | High Speed Fans | 508.5618 | HVAC | 22.4123
Commercial | Turnover | Restaurants | High Speed Fans | 508.5618 | HVAC | 22.4123
Commercial | Turnover | Retail | High Speed Fans | 508.5618 | HVAC | 22.4123
Commercial | Turnover | Schools K-12 | High Speed Fans | 508.5618 | HVAC | 22.4123
Commercial | Turnover | Warehouse | High Speed Fans | 508.5618 | HVAC | 22.4123
Commercial | New | Assembly | High Speed Fans | 508.5618 | HVAC | 22.4123
Commercial | New | College and University | High Speed Fans | 508.5618 | HVAC | 22.4123
Commercial | New | Grocery | High Speed Fans | 508.5618 | HVAC | 22.4123
Commercial | New | Healthcare | High Speed Fans | 508.5618 | HVAC | 22.4123
Commercial | New | Hospitals | High Speed Fans | 508.5618 | HVAC | 22.4123
Commercial | New | Institutional | High Speed Fans | 508.5618 | HVAC | 22.4123
Commercial | New | Lodging/Hospitality | High Speed Fans | 508.5618 | HVAC | 22.4123
Commercial | New | Miscellaneous | High Speed Fans | 508.5618 | HVAC | 22.4123
Commercial | New | Offices | High Speed Fans | 508.5618 | HVAC | 22.4123
Commercial | New | Restaurants | High Speed Fans | 508.5618 | HVAC | 22.4123
Commercial | New | Retail | High Speed Fans | 508.5618 | HVAC | 22.4123
Commercial | New | Schools K-12 | High Speed Fans | 508.5618 | HVAC | 22.4123
Commercial | New | Warehouse | High Speed Fans | 508.5618 | HVAC | 22.4123
Commercial | Existing | Assembly | Hot Water Circulation Pump Control | 651 | Water Heating | 14.4815
Commercial | Existing | College and University | Hot Water Circulation Pump Control | 6510 | Water Heating | 144.8147
Commercial | Existing | Healthcare | Hot Water Circulation Pump Control | 651 | Water Heating | 14.4815
Commercial | Existing | Hospitals | Hot Water Circulation Pump Control | 9765 | Water Heating | 217.2221
Commercial | Existing | Institutional | Hot Water Circulation Pump Control | 16275 | Water Heating | 362.0368
Commercial | Existing | Miscellaneous | Hot Water Circulation Pump Control | 13020 | Water Heating | 289.6295
Commercial | Existing | Offices | Hot Water Circulation Pump Control | 1953 | Water Heating | 43.4444
Commercial | Existing | Schools K-12 | Hot Water Circulation Pump Control | 651 | Water Heating | 14.4815
Commercial | Existing | Warehouse | Hot Water Circulation Pump Control | 651 | Water Heating | 14.4815
Commercial | New | Assembly | Hot Water Circulation Pump Control | 651 | Water Heating | 14.4815
Commercial | New | College and University | Hot Water Circulation Pump Control | 6510 | Water Heating | 144.8147
Commercial | New | Healthcare | Hot Water Circulation Pump Control | 651 | Water Heating | 14.4815
Commercial | New | Hospitals | Hot Water Circulation Pump Control | 9765 | Water Heating | 217.2221
Commercial | New | Institutional | Hot Water Circulation Pump Control | 16275 | Water Heating | 362.0368
Commercial | New | Miscellaneous | Hot Water Circulation Pump Control | 13020 | Water Heating | 289.6295
Commercial | New | Offices | Hot Water Circulation Pump Control | 1953 | Water Heating | 43.4444
Commercial | New | Schools K-12 | Hot Water Circulation Pump Control | 651 | Water Heating | 14.4815
Commercial | New | Warehouse | Hot Water Circulation Pump Control | 651 | Water Heating | 14.4815
Commercial | Existing | Assembly | Bi-Level Lighting Control (Exterior) | 1357.8 | Lighting | 30.2042
Commercial | Existing | College and University | Bi-Level Lighting Control (Exterior) | 1357.8 | Lighting | 30.2042
Commercial | Existing | Grocery | Bi-Level Lighting Control (Exterior) | 1357.8 | Lighting | 30.2042
Commercial | Existing | Healthcare | Bi-Level Lighting Control (Exterior) | 1357.8 | Lighting | 30.2042
Commercial | Existing | Hospitals | Bi-Level Lighting Control (Exterior) | 1357.8 | Lighting | 30.2042
Commercial | Existing | Institutional | Bi-Level Lighting Control (Exterior) | 1357.8 | Lighting | 30.2042
Commercial | Existing | Lodging/Hospitality | Bi-Level Lighting Control (Exterior) | 1357.8 | Lighting | 30.2042
Commercial | Existing | Miscellaneous | Bi-Level Lighting Control (Exterior) | 1357.8 | Lighting | 30.2042
Commercial | Existing | Offices | Bi-Level Lighting Control (Exterior) | 1357.8 | Lighting | 30.2042
Commercial | Existing | Restaurants | Bi-Level Lighting Control (Exterior) | 1357.8 | Lighting | 30.2042
Commercial | Existing | Retail | Bi-Level Lighting Control (Exterior) | 1357.8 | Lighting | 30.2042
Commercial | Existing | Schools K-12 | Bi-Level Lighting Control (Exterior) | 1357.8 | Lighting | 30.2042
Commercial | Existing | Warehouse | Bi-Level Lighting Control (Exterior) | 1357.8 | Lighting | 30.2042
Commercial | New | Assembly | Bi-Level Lighting Control (Exterior) | 1357.8 | Lighting | 30.2042
Commercial | New | College and University | Bi-Level Lighting Control (Exterior) | 1357.8 | Lighting | 30.2042
Commercial | New | Grocery | Bi-Level Lighting Control (Exterior) | 1357.8 | Lighting | 30.2042
Commercial | New | Healthcare | Bi-Level Lighting Control (Exterior) | 1357.8 | Lighting | 30.2042
Commercial | New | Hospitals | Bi-Level Lighting Control (Exterior) | 1357.8 | Lighting | 30.2042
Commercial | New | Institutional | Bi-Level Lighting Control (Exterior) | 1357.8 | Lighting | 30.2042
Commercial | New | Lodging/Hospitality | Bi-Level Lighting Control (Exterior) | 1357.8 | Lighting | 30.2042
Commercial | New | Miscellaneous | Bi-Level Lighting Control (Exterior) | 1357.8 | Lighting | 30.2042
Commercial | New | Offices | Bi-Level Lighting Control (Exterior) | 1357.8 | Lighting | 30.2042
Commercial | New | Restaurants | Bi-Level Lighting Control (Exterior) | 1357.8 | Lighting | 30.2042
Commercial | New | Retail | Bi-Level Lighting Control (Exterior) | 1357.8 | Lighting | 30.2042
Commercial | New | Schools K-12 | Bi-Level Lighting Control (Exterior) | 1357.8 | Lighting | 30.2042
Commercial | New | Warehouse | Bi-Level Lighting Control (Exterior) | 1357.8 | Lighting | 30.2042
Commercial | Existing | Assembly | Outdoor Lighting Controls | 562.52 | Lighting | 12.5132
Commercial | Existing | College and University | Outdoor Lighting Controls | 562.52 | Lighting | 12.5132
Commercial | Existing | Grocery | Outdoor Lighting Controls | 562.52 | Lighting | 12.5132
Commercial | Existing | Healthcare | Outdoor Lighting Controls | 562.52 | Lighting | 12.5132
Commercial | Existing | Hospitals | Outdoor Lighting Controls | 562.52 | Lighting | 12.5132
Commercial | Existing | Institutional | Outdoor Lighting Controls | 562.52 | Lighting | 12.5132
Commercial | Existing | Lodging/Hospitality | Outdoor Lighting Controls | 562.52 | Lighting | 12.5132
Commercial | Existing | Miscellaneous | Outdoor Lighting Controls | 562.52 | Lighting | 12.5132
Commercial | Existing | Offices | Outdoor Lighting Controls | 562.52 | Lighting | 12.5132
Commercial | Existing | Restaurants | Outdoor Lighting Controls | 562.52 | Lighting | 12.5132
Commercial | Existing | Retail | Outdoor Lighting Controls | 562.52 | Lighting | 12.5132
Commercial | Existing | Schools K-12 | Outdoor Lighting Controls | 562.52 | Lighting | 12.5132
Commercial | Existing | Warehouse | Outdoor Lighting Controls | 562.52 | Lighting | 12.5132
Commercial | New | Assembly | Outdoor Lighting Controls | 562.52 | Lighting | 12.5132
Commercial | New | College and University | Outdoor Lighting Controls | 562.52 | Lighting | 12.5132
Commercial | New | Grocery | Outdoor Lighting Controls | 562.52 | Lighting | 12.5132
Commercial | New | Healthcare | Outdoor Lighting Controls | 562.52 | Lighting | 12.5132
Commercial | New | Hospitals | Outdoor Lighting Controls | 562.52 | Lighting | 12.5132
Commercial | New | Institutional | Outdoor Lighting Controls | 562.52 | Lighting | 12.5132
Commercial | New | Lodging/Hospitality | Outdoor Lighting Controls | 562.52 | Lighting | 12.5132
Commercial | New | Miscellaneous | Outdoor Lighting Controls | 562.52 | Lighting | 12.5132
Commercial | New | Offices | Outdoor Lighting Controls | 562.52 | Lighting | 12.5132
Commercial | New | Restaurants | Outdoor Lighting Controls | 562.52 | Lighting | 12.5132
Commercial | New | Retail | Outdoor Lighting Controls | 562.52 | Lighting | 12.5132
Commercial | New | Schools K-12 | Outdoor Lighting Controls | 562.52 | Lighting | 12.5132
Commercial | New | Warehouse | Outdoor Lighting Controls | 562.52 | Lighting | 12.5132
Commercial | Existing | Assembly | Ceiling Insulation(R2 to R38) | 1.7527 | HVAC | 0.077241
Commercial | Existing | College and University | Ceiling Insulation(R2 to R38) | 1.7527 | HVAC | 0.077241
Commercial | Existing | Grocery | Ceiling Insulation(R2 to R38) | 1.7527 | HVAC | 0.077241
Commercial | Existing | Healthcare | Ceiling Insulation(R2 to R38) | 1.7527 | HVAC | 0.077241
Commercial | Existing | Hospitals | Ceiling Insulation(R2 to R38) | 1.7527 | HVAC | 0.077241
Commercial | Existing | Institutional | Ceiling Insulation(R2 to R38) | 1.7527 | HVAC | 0.077241
Commercial | Existing | Lodging/Hospitality | Ceiling Insulation(R2 to R38) | 1.7527 | HVAC | 0.077241
Commercial | Existing | Miscellaneous | Ceiling Insulation(R2 to R38) | 1.7527 | HVAC | 0.077241
Commercial | Existing | Offices | Ceiling Insulation(R2 to R38) | 1.7527 | HVAC | 0.077241
Commercial | Existing | Restaurants | Ceiling Insulation(R2 to R38) | 1.7527 | HVAC | 0.077241
Commercial | Existing | Retail | Ceiling Insulation(R2 to R38) | 1.7527 | HVAC | 0.077241
Commercial | Existing | Schools K-12 | Ceiling Insulation(R2 to R38) | 1.7527 | HVAC | 0.077241
Commercial | Existing | Warehouse | Ceiling Insulation(R2 to R38) | 1.3287 | HVAC | 0.058558
Commercial | New | Assembly | Ceiling Insulation(R2 to R38) | 1.7231 | HVAC | 0.075938
Commercial | New | College and University | Ceiling Insulation(R2 to R38) | 1.7231 | HVAC | 0.075938
Commercial | New | Grocery | Ceiling Insulation(R2 to R38) | 1.7231 | HVAC | 0.075938
Commercial | New | Healthcare | Ceiling Insulation(R2 to R38) | 1.7231 | HVAC | 0.075938
Commercial | New | Hospitals | Ceiling Insulation(R2 to R38) | 1.7231 | HVAC | 0.075938
Commercial | New | Institutional | Ceiling Insulation(R2 to R38) | 1.7231 | HVAC | 0.075938
Commercial | New | Lodging/Hospitality | Ceiling Insulation(R2 to R38) | 1.7231 | HVAC | 0.075938
Commercial | New | Miscellaneous | Ceiling Insulation(R2 to R38) | 1.7231 | HVAC | 0.075938
Commercial | New | Offices | Ceiling Insulation(R2 to R38) | 1.7231 | HVAC | 0.075938
Commercial | New | Restaurants | Ceiling Insulation(R2 to R38) | 1.7231 | HVAC | 0.075938
Commercial | New | Retail | Ceiling Insulation(R2 to R38) | 1.7231 | HVAC | 0.075938
Commercial | New | Schools K-12 | Ceiling Insulation(R2 to R38) | 1.7231 | HVAC | 0.075938
Commercial | New | Warehouse | Ceiling Insulation(R2 to R38) | 1.3287 | HVAC | 0.058558
Commercial | Existing | Assembly | Chilled Water System - Variable Speed Drives | 9027.4109 | HVAC | 397.8378
Commercial | Existing | College and University | Chilled Water System - Variable Speed Drives | 9027.4109 | HVAC | 397.8378
Commercial | Existing | Grocery | Chilled Water System - Variable Speed Drives | 9027.4109 | HVAC | 397.8378
Commercial | Existing | Healthcare | Chilled Water System - Variable Speed Drives | 9027.4109 | HVAC | 397.8378
Commercial | Existing | Hospitals | Chilled Water System - Variable Speed Drives | 9027.4109 | HVAC | 397.8378
Commercial | Existing | Institutional | Chilled Water System - Variable Speed Drives | 9027.4109 | HVAC | 397.8378
Commercial | Existing | Lodging/Hospitality | Chilled Water System - Variable Speed Drives | 9027.4109 | HVAC | 397.8378
Commercial | Existing | Miscellaneous | Chilled Water System - Variable Speed Drives | 9027.4109 | HVAC | 397.8378
Commercial | Existing | Offices | Chilled Water System - Variable Speed Drives | 9027.4109 | HVAC | 397.8378
Commercial | Existing | Restaurants | Chilled Water System - Variable Speed Drives | 9027.4109 | HVAC | 397.8378
Commercial | Existing | Retail | Chilled Water System - Variable Speed Drives | 9027.4109 | HVAC | 397.8378
Commercial | Existing | Schools K-12 | Chilled Water System - Variable Speed Drives | 9027.4109 | HVAC | 397.8378
Commercial | Existing | Warehouse | Chilled Water System - Variable Speed Drives | 9027.4109 | HVAC | 397.8378
Commercial | New | Assembly | Chilled Water System - Variable Speed Drives | 9027.4109 | HVAC | 397.8378
Commercial | New | College and University | Chilled Water System - Variable Speed Drives | 9027.4109 | HVAC | 397.8378
Commercial | New | Grocery | Chilled Water System - Variable Speed Drives | 9027.4109 | HVAC | 397.8378
Commercial | New | Healthcare | Chilled Water System - Variable Speed Drives | 9027.4109 | HVAC | 397.8378
Commercial | New | Hospitals | Chilled Water System - Variable Speed Drives | 9027.4109 | HVAC | 397.8378
Commercial | New | Institutional | Chilled Water System - Variable Speed Drives | 9027.4109 | HVAC | 397.8378
Commercial | New | Lodging/Hospitality | Chilled Water System - Variable Speed Drives | 9027.4109 | HVAC | 397.8378
Commercial | New | Miscellaneous | Chilled Water System - Variable Speed Drives | 9027.4109 | HVAC | 397.8378
Commercial | New | Offices | Chilled Water System - Variable Speed Drives | 9027.4109 | HVAC | 397.8378
Commercial | New | Restaurants | Chilled Water System - Variable Speed Drives | 9027.4109 | HVAC | 397.8378
Commercial | New | Retail | Chilled Water System - Variable Speed Drives | 9027.4109 | HVAC | 397.8378
Commercial | New | Schools K-12 | Chilled Water System - Variable Speed Drives | 9027.4109 | HVAC | 397.8378
Commercial | New | Warehouse | Chilled Water System - Variable Speed Drives | 9027.4109 | HVAC | 397.8378
Commercial | Existing | Healthcare | Dedicated Outdoor Air System on VRF unit | 1721.9094 | HVAC | 75.8845
Commercial | Existing | Hospitals | Dedicated Outdoor Air System on VRF unit | 1640.5025 | HVAC | 72.2969
Commercial | New | Healthcare | Dedicated Outdoor Air System on VRF unit | 1721.9094 | HVAC | 75.8845
Commercial | New | Hospitals | Dedicated Outdoor Air System on VRF unit | 1640.5025 | HVAC | 72.2969
Commercial | Existing | Assembly | Duct Sealing Repair | 5769.3882 | HVAC | 254.2568
Commercial | Existing | College and University | Duct Sealing Repair | 34458.2784 | HVAC | 1518.5756
Commercial | Existing | Schools K-12 | Duct Sealing Repair | 23625.2368 | HVAC | 1041.1637
Commercial | New | Assembly | Duct Sealing Repair | 5769.3882 | HVAC | 254.2568
Commercial | New | College and University | Duct Sealing Repair | 34458.2784 | HVAC | 1518.5756
Commercial | New | Schools K-12 | Duct Sealing Repair | 23625.2368 | HVAC | 1041.1637
Commercial | Existing | Assembly | ECM Motors on Furnaces | 492.2547 | HVAC | 21.6937
Commercial | Existing | College and University | ECM Motors on Furnaces | 492.2547 | HVAC | 21.6937
Commercial | Existing | Grocery | ECM Motors on Furnaces | 846.6781 | HVAC | 37.3131
Commercial | Existing | Healthcare | ECM Motors on Furnaces | 771.8554 | HVAC | 34.0157
Commercial | Existing | Hospitals | ECM Motors on Furnaces | 878.1824 | HVAC | 38.7015
Commercial | Existing | Institutional | ECM Motors on Furnaces | 429.2461 | HVAC | 18.9169
Commercial | Existing | Lodging/Hospitality | ECM Motors on Furnaces | 519.821 | HVAC | 22.9085
Commercial | Existing | Retail | ECM Motors on Furnaces | 1138.0929 | HVAC | 50.1557
Commercial | Existing | Schools K-12 | ECM Motors on Furnaces | 1047.5181 | HVAC | 46.1641
Commercial | New | Assembly | ECM Motors on Furnaces | 492.2547 | HVAC | 21.6937
Commercial | New | College and University | ECM Motors on Furnaces | 492.2547 | HVAC | 21.6937
Commercial | New | Grocery | ECM Motors on Furnaces | 846.6781 | HVAC | 37.3131
Commercial | New | Healthcare | ECM Motors on Furnaces | 771.8554 | HVAC | 34.0157
Commercial | New | Hospitals | ECM Motors on Furnaces | 878.1824 | HVAC | 38.7015
Commercial | New | Institutional | ECM Motors on Furnaces | 429.2461 | HVAC | 18.9169
Commercial | New | Lodging/Hospitality | ECM Motors on Furnaces | 519.821 | HVAC | 22.9085
Commercial | New | Retail | ECM Motors on Furnaces | 1138.0929 | HVAC | 50.1557
Commercial | New | Schools K-12 | ECM Motors on Furnaces | 1047.5181 | HVAC | 46.1641
Commercial | Existing | College and University | Facility Energy Management System | 109886.5187 | Lighting | 2444.4219
Commercial | Existing | Lodging/Hospitality | Facility Energy Management System | 73321.6996 | Lighting | 1631.0387
Commercial | Existing | Miscellaneous | Facility Energy Management System | 852134.0156 | Lighting | 18955.6926
Commercial | Existing | Retail | Facility Energy Management System | 20160.1173 | Lighting | 448.4611
Commercial | Existing | Schools K-12 | Facility Energy Management System | 75340.2418 | Lighting | 1675.9411
Commercial | New | College and University | Facility Energy Management System | 109886.5187 | Lighting | 2444.4219
Commercial | New | Lodging/Hospitality | Facility Energy Management System | 73321.6996 | Lighting | 1631.0387
Commercial | New | Miscellaneous | Facility Energy Management System | 852134.0156 | Lighting | 18955.6926
Commercial | New | Retail | Facility Energy Management System | 20160.1173 | Lighting | 448.4611
Commercial | New | Schools K-12 | Facility Energy Management System | 75340.2418 | Lighting | 1675.9411
Commercial | Existing | Lodging/Hospitality | Hotel Card Energy Control Systems | 561.42 | HVAC | 24.7418
Commercial | New | Lodging/Hospitality | Hotel Card Energy Control Systems | 561.42 | HVAC | 24.7418
Commercial | Existing | Restaurants | HVAC tune-up | 254.1511 | HVAC | 11.2004
Commercial | Existing | Retail | HVAC tune-up | 199.193 | HVAC | 8.7784
Commercial | New | Restaurants | HVAC tune-up | 254.1511 | HVAC | 11.2004
Commercial | New | Retail | HVAC tune-up | 199.193 | HVAC | 8.7784
Commercial | Existing | Healthcare | HVAC tune-up_RTU | 1706.6392 | HVAC | 75.2116
Commercial | Existing | Hospitals | HVAC tune-up_RTU | 1616.6266 | HVAC | 71.2447
Commercial | Existing | Lodging/Hospitality | HVAC tune-up_RTU | 1295.5816 | HVAC | 57.0963
Commercial | New | Healthcare | HVAC tune-up_RTU | 1706.6392 | HVAC | 75.2116
Commercial | New | Hospitals | HVAC tune-up_RTU | 1616.6266 | HVAC | 71.2447
Commercial | New | Lodging/Hospitality | HVAC tune-up_RTU | 1295.5816 | HVAC | 57.0963
Commercial | Existing | Lodging/Hospitality | Low U-Value Windows | 336.6935 | HVAC | 14.8381
Commercial | Existing | Miscellaneous | Low U-Value Windows | 336.6935 | HVAC | 14.8381
Commercial | Existing | Warehouse | Low U-Value Windows | 336.6935 | HVAC | 14.8381
Commercial | Existing | Healthcare | Programmable Thermostat | 7273.7057 | HVAC | 320.5521
Commercial | Existing | Hospitals | Programmable Thermostat | 75790.8694 | HVAC | 3340.1021
Commercial | Existing | Institutional | Programmable Thermostat | 8408.4813 | HVAC | 370.5616
Commercial | Existing | Miscellaneous | Programmable Thermostat | 80163.8039 | HVAC | 3532.8172
Commercial | Existing | Offices | Programmable Thermostat | 5992.2752 | HVAC | 264.0794
Commercial | New | Healthcare | Programmable Thermostat | 7273.7057 | HVAC | 320.5521
Commercial | New | Hospitals | Programmable Thermostat | 75790.8694 | HVAC | 3340.1021
Commercial | New | Institutional | Programmable Thermostat | 8408.4813 | HVAC | 370.5616
Commercial | New | Miscellaneous | Programmable Thermostat | 80163.8039 | HVAC | 3532.8172
Commercial | New | Offices | Programmable Thermostat | 5992.2752 | HVAC | 264.0794
Commercial | Existing | College and University | Smart Thermostat | 28715.232 | HVAC | 1265.4797
Commercial | Existing | Healthcare | Smart Thermostat | 20204.7382 | HVAC | 890.4224
Commercial | Existing | Hospitals | Smart Thermostat | 210530.1929 | HVAC | 9278.0614
Commercial | Existing | Lodging/Hospitality | Smart Thermostat | 19160.2176 | HVAC | 844.3904
Commercial | Existing | Miscellaneous | Smart Thermostat | 222677.233 | HVAC | 9813.3812
Commercial | Existing | Offices | Smart Thermostat | 16645.2088 | HVAC | 733.554
Commercial | Existing | Retail | Smart Thermostat | 5268.1844 | HVAC | 232.1688
Commercial | Existing | Schools K-12 | Smart Thermostat | 19687.6973 | HVAC | 867.6364
Commercial | New | College and University | Smart Thermostat | 28715.232 | HVAC | 1265.4797
Commercial | New | Healthcare | Smart Thermostat | 20204.7382 | HVAC | 890.4224
Commercial | New | Hospitals | Smart Thermostat | 210530.1929 | HVAC | 9278.0614
Commercial | New | Lodging/Hospitality | Smart Thermostat | 19160.2176 | HVAC | 844.3904
Commercial | New | Miscellaneous | Smart Thermostat | 222677.233 | HVAC | 9813.3812
Commercial | New | Offices | Smart Thermostat | 16645.2088 | HVAC | 733.554
Commercial | New | Retail | Smart Thermostat | 5268.1844 | HVAC | 232.1688
Commercial | New | Schools K-12 | Smart Thermostat | 19687.6973 | HVAC | 867.6364
Commercial | Existing | Assembly | Wall Insulation | 1.8884 | HVAC | 0.08322
Commercial | Existing | College and University | Wall Insulation | 1.8341 | HVAC | 0.080827
Commercial | Existing | Grocery | Wall Insulation | 1.8609 | HVAC | 0.082008
Commercial | Existing | Healthcare | Wall Insulation | 1.8079 | HVAC | 0.079675
Commercial | Existing | Hospitals | Wall Insulation | 1.8609 | HVAC | 0.082008
Commercial | Existing | Institutional | Wall Insulation | 1.8341 | HVAC | 0.080827
Commercial | Existing | Lodging/Hospitality | Wall Insulation | 1.8341 | HVAC | 0.080827
Commercial | Existing | Miscellaneous | Wall Insulation | 1.8609 | HVAC | 0.082008
Commercial | Existing | Offices | Wall Insulation | 1.8609 | HVAC | 0.082008
Commercial | Existing | Restaurants | Wall Insulation | 1.8884 | HVAC | 0.08322
Commercial | Existing | Retail | Wall Insulation | 1.8609 | HVAC | 0.082008
Commercial | Existing | Schools K-12 | Wall Insulation | 1.9166 | HVAC | 0.084464
Commercial | Existing | Warehouse | Wall Insulation | 1.8884 | HVAC | 0.08322
Commercial | Existing | Miscellaneous | Water Cooled Refrigeration Heat Recovery | 34829.6652 | HVAC | 1534.9427
Commercial | New | Miscellaneous | Water Cooled Refrigeration Heat Recovery | 34829.6652 | HVAC | 1534.9427
Commercial | Existing | Grocery | Bi-Level Lighting Control (Interior) | 859.32 | Lighting | 19.1155
Commercial | Existing | Healthcare | Bi-Level Lighting Control (Interior) | 779.34 | Lighting | 17.3364
Commercial | Existing | Hospitals | Bi-Level Lighting Control (Interior) | 1054.31 | Lighting | 23.4531
Commercial | New | Grocery | Bi-Level Lighting Control (Interior) | 859.32 | Lighting | 19.1155
Commercial | New | Healthcare | Bi-Level Lighting Control (Interior) | 779.34 | Lighting | 17.3364
Commercial | New | Hospitals | Bi-Level Lighting Control (Interior) | 1054.31 | Lighting | 23.4531
Commercial | Existing | Assembly | Interior Lighting Controls | 402.64 | Lighting | 8.9567
Commercial | Existing | College and University | Interior Lighting Controls | 617.12 | Lighting | 13.7278
Commercial | Existing | Healthcare | Interior Lighting Controls | 703.92 | Lighting | 15.6587
Commercial | Existing | Institutional | Interior Lighting Controls | 461.86 | Lighting | 10.2741
Commercial | Existing | Lodging/Hospitality | Interior Lighting Controls | 525.56 | Lighting | 11.6911
Commercial | Existing | Miscellaneous | Interior Lighting Controls | 617.12 | Lighting | 13.7278
Commercial | Existing | Offices | Interior Lighting Controls | 455.42 | Lighting | 10.1308
Commercial | Existing | Restaurants | Interior Lighting Controls | 469.98 | Lighting | 10.4547
Commercial | Existing | Retail | Interior Lighting Controls | 697.76 | Lighting | 15.5216
Commercial | Existing | Warehouse | Interior Lighting Controls | 535.36 | Lighting | 11.9091
Commercial | New | Assembly | Interior Lighting Controls | 402.64 | Lighting | 8.9567
Commercial | New | College and University | Interior Lighting Controls | 617.12 | Lighting | 13.7278
Commercial | New | Healthcare | Interior Lighting Controls | 703.92 | Lighting | 15.6587
Commercial | New | Institutional | Interior Lighting Controls | 461.86 | Lighting | 10.2741
Commercial | New | Lodging/Hospitality | Interior Lighting Controls | 525.56 | Lighting | 11.6911
Commercial | New | Miscellaneous | Interior Lighting Controls | 617.12 | Lighting | 13.7278
Commercial | New | Offices | Interior Lighting Controls | 455.42 | Lighting | 10.1308
Commercial | New | Restaurants | Interior Lighting Controls | 469.98 | Lighting | 10.4547
Commercial | New | Retail | Interior Lighting Controls | 697.76 | Lighting | 15.5216
Commercial | New | Warehouse | Interior Lighting Controls | 535.36 | Lighting | 11.9091
Commercial | Existing | Assembly | VSD Controlled Compressor | 13160.16 | Custom | 451.6205
Commercial | Existing | College and University | VSD Controlled Compressor | 13160.16 | Custom | 451.6205
Commercial | Existing | Grocery | VSD Controlled Compressor | 13160.16 | Custom | 451.6205
Commercial | Existing | Healthcare | VSD Controlled Compressor | 13160.16 | Custom | 451.6205
Commercial | Existing | Hospitals | VSD Controlled Compressor | 13160.16 | Custom | 451.6205
Commercial | Existing | Institutional | VSD Controlled Compressor | 13160.16 | Custom | 451.6205
Commercial | Existing | Lodging/Hospitality | VSD Controlled Compressor | 13160.16 | Custom | 451.6205
Commercial | Existing | Miscellaneous | VSD Controlled Compressor | 13160.16 | Custom | 451.6205
Commercial | Existing | Offices | VSD Controlled Compressor | 13160.16 | Custom | 451.6205
Commercial | Existing | Restaurants | VSD Controlled Compressor | 13160.16 | Custom | 451.6205
Commercial | Existing | Retail | VSD Controlled Compressor | 13160.16 | Custom | 451.6205
Commercial | Existing | Schools K-12 | VSD Controlled Compressor | 13160.16 | Custom | 451.6205
Commercial | Existing | Warehouse | VSD Controlled Compressor | 13160.16 | Custom | 451.6205
Commercial | New | Assembly | VSD Controlled Compressor | 13160.16 | Custom | 451.6205
Commercial | New | College and University | VSD Controlled Compressor | 13160.16 | Custom | 451.6205
Commercial | New | Grocery | VSD Controlled Compressor | 13160.16 | Custom | 451.6205
Commercial | New | Healthcare | VSD Controlled Compressor | 13160.16 | Custom | 451.6205
Commercial | New | Hospitals | VSD Controlled Compressor | 13160.16 | Custom | 451.6205
Commercial | New | Institutional | VSD Controlled Compressor | 13160.16 | Custom | 451.6205
Commercial | New | Lodging/Hospitality | VSD Controlled Compressor | 13160.16 | Custom | 451.6205
Commercial | New | Miscellaneous | VSD Controlled Compressor | 13160.16 | Custom | 451.6205
Commercial | New | Offices | VSD Controlled Compressor | 13160.16 | Custom | 451.6205
Commercial | New | Restaurants | VSD Controlled Compressor | 13160.16 | Custom | 451.6205
Commercial | New | Retail | VSD Controlled Compressor | 13160.16 | Custom | 451.6205
Commercial | New | Schools K-12 | VSD Controlled Compressor | 13160.16 | Custom | 451.6205
Commercial | New | Warehouse | VSD Controlled Compressor | 13160.16 | Custom | 451.6205
Commercial | Existing | Assembly | Network PC Power Management | 2661.0035 | Products | 59.1939
Commercial | Existing | College and University | Network PC Power Management | 6992.2928 | Products | 155.5433
Commercial | Existing | Grocery | Network PC Power Management | 3386.2106 | Products | 75.3261
Commercial | Existing | Healthcare | Network PC Power Management | 4758.9388 | Products | 105.8624
Commercial | Existing | Hospitals | Network PC Power Management | 41742.7 | Products | 928.565
Commercial | Existing | Institutional | Network PC Power Management | 4344.3187 | Products | 96.6392
Commercial | Existing | Lodging/Hospitality | Network PC Power Management | 3907.5345 | Products | 86.923
Commercial | Existing | Miscellaneous | Network PC Power Management | 58330.5263 | Products | 1297.5606
Commercial | Existing | Offices | Network PC Power Management | 3302.5466 | Products | 73.465
Commercial | Existing | Restaurants | Network PC Power Management | 3183.805 | Products | 70.8236
Commercial | Existing | Retail | Network PC Power Management | 1440.5919 | Products | 32.0459
Commercial | Existing | Schools K-12 | Network PC Power Management | 4794.046 | Products | 106.6434
Commercial | New | Assembly | Network PC Power Management | 2661.0035 | Products | 59.1939
Commercial | New | College and University | Network PC Power Management | 6992.2928 | Products | 155.5433
Commercial | New | Grocery | Network PC Power Management | 3386.2106 | Products | 75.3261
Commercial | New | Healthcare | Network PC Power Management | 4758.9388 | Products | 105.8624
Commercial | New | Hospitals | Network PC Power Management | 41742.7 | Products | 928.565
Commercial | New | Institutional | Network PC Power Management | 4344.3187 | Products | 96.6392
Commercial | New | Lodging/Hospitality | Network PC Power Management | 3907.5345 | Products | 86.923
Commercial | New | Miscellaneous | Network PC Power Management | 58330.5263 | Products | 1297.5606
Commercial | New | Offices | Network PC Power Management | 3302.5466 | Products | 73.465
Commercial | New | Restaurants | Network PC Power Management | 3183.805 | Products | 70.8236
Commercial | New | Retail | Network PC Power Management | 1440.5919 | Products | 32.0459
Commercial | New | Schools K-12 | Network PC Power Management | 4794.046 | Products | 106.6434
Commercial | Existing | Assembly | PSC to ECM Evaporator Fan Motor (Reach-In) | 503.9324 | Refrigeration | 11.21
Commercial | Existing | College and University | PSC to ECM Evaporator Fan Motor (Reach-In) | 503.9324 | Refrigeration | 11.21
Commercial | Existing | Grocery | PSC to ECM Evaporator Fan Motor (Reach-In) | 503.9324 | Refrigeration | 11.21
Commercial | Existing | Healthcare | PSC to ECM Evaporator Fan Motor (Reach-In) | 503.9324 | Refrigeration | 11.21
Commercial | Existing | Hospitals | PSC to ECM Evaporator Fan Motor (Reach-In) | 503.9324 | Refrigeration | 11.21
Commercial | Existing | Institutional | PSC to ECM Evaporator Fan Motor (Reach-In) | 503.9324 | Refrigeration | 11.21
Commercial | Existing | Lodging/Hospitality | PSC to ECM Evaporator Fan Motor (Reach-In) | 503.9324 | Refrigeration | 11.21
Commercial | Existing | Miscellaneous | PSC to ECM Evaporator Fan Motor (Reach-In) | 503.9324 | Refrigeration | 11.21
Commercial | Existing | Offices | PSC to ECM Evaporator Fan Motor (Reach-In) | 503.9324 | Refrigeration | 11.21
Commercial | Existing | Restaurants | PSC to ECM Evaporator Fan Motor (Reach-In) | 503.9324 | Refrigeration | 11.21
Commercial | Existing | Retail | PSC to ECM Evaporator Fan Motor (Reach-In) | 503.9324 | Refrigeration | 11.21
Commercial | Existing | Schools K-12 | PSC to ECM Evaporator Fan Motor (Reach-In) | 503.9324 | Refrigeration | 11.21
Commercial | Existing | Warehouse | PSC to ECM Evaporator Fan Motor (Reach-In) | 503.9324 | Refrigeration | 11.21
Commercial | New | Assembly | PSC to ECM Evaporator Fan Motor (Reach-In) | 503.9324 | Refrigeration | 11.21
Commercial | New | College and University | PSC to ECM Evaporator Fan Motor (Reach-In) | 503.9324 | Refrigeration | 11.21
Commercial | New | Grocery | PSC to ECM Evaporator Fan Motor (Reach-In) | 503.9324 | Refrigeration | 11.21
Commercial | New | Healthcare | PSC to ECM Evaporator Fan Motor (Reach-In) | 503.9324 | Refrigeration | 11.21
Commercial | New | Hospitals | PSC to ECM Evaporator Fan Motor (Reach-In) | 503.9324 | Refrigeration | 11.21
Commercial | New | Institutional | PSC to ECM Evaporator Fan Motor (Reach-In) | 503.9324 | Refrigeration | 11.21
Commercial | New | Lodging/Hospitality | PSC to ECM Evaporator Fan Motor (Reach-In) | 503.9324 | Refrigeration | 11.21
Commercial | New | Miscellaneous | PSC to ECM Evaporator Fan Motor (Reach-In) | 503.9324 | Refrigeration | 11.21
Commercial | New | Offices | PSC to ECM Evaporator Fan Motor (Reach-In) | 503.9324 | Refrigeration | 11.21
Commercial | New | Restaurants | PSC to ECM Evaporator Fan Motor (Reach-In) | 503.9324 | Refrigeration | 11.21
Commercial | New | Retail | PSC to ECM Evaporator Fan Motor (Reach-In) | 503.9324 | Refrigeration | 11.21
Commercial | New | Schools K-12 | PSC to ECM Evaporator Fan Motor (Reach-In) | 503.9324 | Refrigeration | 11.21
Commercial | New | Warehouse | PSC to ECM Evaporator Fan Motor (Reach-In) | 503.9324 | Refrigeration | 11.21
Commercial | Existing | Assembly | PSC to ECM Evaporator Fan Motor (Walk-In, Refrigerator) | 327.0516 | Refrigeration | 7.2753
Commercial | Existing | College and University | PSC to ECM Evaporator Fan Motor (Walk-In, Refrigerator) | 327.0516 | Refrigeration | 7.2753
Commercial | Existing | Grocery | PSC to ECM Evaporator Fan Motor (Walk-In, Refrigerator) | 327.0516 | Refrigeration | 7.2753
Commercial | Existing | Healthcare | PSC to ECM Evaporator Fan Motor (Walk-In, Refrigerator) | 327.0516 | Refrigeration | 7.2753
Commercial | Existing | Hospitals | PSC to ECM Evaporator Fan Motor (Walk-In, Refrigerator) | 327.0516 | Refrigeration | 7.2753
Commercial | Existing | Institutional | PSC to ECM Evaporator Fan Motor (Walk-In, Refrigerator) | 327.0516 | Refrigeration | 7.2753
Commercial | Existing | Lodging/Hospitality | PSC to ECM Evaporator Fan Motor (Walk-In, Refrigerator) | 327.0516 | Refrigeration | 7.2753
Commercial | Existing | Miscellaneous | PSC to ECM Evaporator Fan Motor (Walk-In, Refrigerator) | 327.0516 | Refrigeration | 7.2753
Commercial | Existing | Offices | PSC to ECM Evaporator Fan Motor (Walk-In, Refrigerator) | 327.0516 | Refrigeration | 7.2753
Commercial | Existing | Restaurants | PSC to ECM Evaporator Fan Motor (Walk-In, Refrigerator) | 327.0516 | Refrigeration | 7.2753
Commercial | Existing | Retail | PSC to ECM Evaporator Fan Motor (Walk-In, Refrigerator) | 327.0516 | Refrigeration | 7.2753
Commercial | Existing | Schools K-12 | PSC to ECM Evaporator Fan Motor (Walk-In, Refrigerator) | 327.0516 | Refrigeration | 7.2753
Commercial | Existing | Warehouse | PSC to ECM Evaporator Fan Motor (Walk-In, Refrigerator) | 327.0516 | Refrigeration | 7.2753
Commercial | New | Assembly | PSC to ECM Evaporator Fan Motor (Walk-In, Refrigerator) | 327.0516 | Refrigeration | 7.2753
Commercial | New | College and University | PSC to ECM Evaporator Fan Motor (Walk-In, Refrigerator) | 327.0516 | Refrigeration | 7.2753
Commercial | New | Grocery | PSC to ECM Evaporator Fan Motor (Walk-In, Refrigerator) | 327.0516 | Refrigeration | 7.2753
Commercial | New | Healthcare | PSC to ECM Evaporator Fan Motor (Walk-In, Refrigerator) | 327.0516 | Refrigeration | 7.2753
Commercial | New | Hospitals | PSC to ECM Evaporator Fan Motor (Walk-In, Refrigerator) | 327.0516 | Refrigeration | 7.2753
Commercial | New | Institutional | PSC to ECM Evaporator Fan Motor (Walk-In, Refrigerator) | 327.0516 | Refrigeration | 7.2753
Commercial | New | Lodging/Hospitality | PSC to ECM Evaporator Fan Motor (Walk-In, Refrigerator) | 327.0516 | Refrigeration | 7.2753
Commercial | New | Miscellaneous | PSC to ECM Evaporator Fan Motor (Walk-In, Refrigerator) | 327.0516 | Refrigeration | 7.2753
Commercial | New | Offices | PSC to ECM Evaporator Fan Motor (Walk-In, Refrigerator) | 327.0516 | Refrigeration | 7.2753
Commercial | New | Restaurants | PSC to ECM Evaporator Fan Motor (Walk-In, Refrigerator) | 327.0516 | Refrigeration | 7.2753
Commercial | New | Retail | PSC to ECM Evaporator Fan Motor (Walk-In, Refrigerator) | 327.0516 | Refrigeration | 7.2753
Commercial | New | Schools K-12 | PSC to ECM Evaporator Fan Motor (Walk-In, Refrigerator) | 327.0516 | Refrigeration | 7.2753
Commercial | New | Warehouse | PSC to ECM Evaporator Fan Motor (Walk-In, Refrigerator) | 327.0516 | Refrigeration | 7.2753
Commercial | Existing | Assembly | Demand Controlled Ventilation | 4678.5352 | HVAC | 206.183
Commercial | Existing | Miscellaneous | Demand Controlled Ventilation | 13832.6709 | HVAC | 609.6055
Commercial | Existing | Offices | Demand Controlled Ventilation | 7246.3338 | HVAC | 319.3458
Commercial | Existing | Retail | Demand Controlled Ventilation | 5126.5164 | HVAC | 225.9255
Commercial | New | Assembly | Demand Controlled Ventilation | 4678.5352 | HVAC | 206.183
Commercial | New | Miscellaneous | Demand Controlled Ventilation | 13832.6709 | HVAC | 609.6055
Commercial | New | Offices | Demand Controlled Ventilation | 7246.3338 | HVAC | 319.3458
Commercial | New | Retail | Demand Controlled Ventilation | 5126.5164 | HVAC | 225.9255
Industrial | Existing | Agriculture and Assembly | Compressed Air Controls | 1 | Custom | 0.034317
Industrial | New | Agriculture and Assembly | Compressed Air Controls | 1 | Custom | 0.034317
Industrial | New | Agriculture and Assembly | Compressed Air Equipment | 1 | Custom | 0.034317
Industrial | Turnover | Agriculture and Assembly | Compressed Air Equipment | 1 | Custom | 0.034317
Industrial | Existing | Agriculture and Assembly | Lighting Controls - Exterior | 1 | Lighting | 0.022245
Industrial | New | Agriculture and Assembly | Lighting Controls - Exterior | 1 | Lighting | 0.022245
Industrial | Existing | Agriculture and Assembly | Building Envelope Improvements | 1 | HVAC | 0.04407
Industrial | New | Agriculture and Assembly | Building Envelope Improvements | 1 | HVAC | 0.04407
Industrial | New | Agriculture and Assembly | Efficient Lighting - High Bay | 1 | Lighting | 0.022245
Industrial | Turnover | Agriculture and Assembly | Efficient Lighting - High Bay | 1 | Lighting | 0.022245
Industrial | New | Agriculture and Assembly | Efficient Lighting - Other Interior Lighting | 1 | Lighting | 0.022245
Industrial | Turnover | Agriculture and Assembly | Efficient Lighting - Other Interior Lighting | 1 | Lighting | 0.022245
Industrial | Existing | Agriculture and Assembly | Lighting Controls | 1 | Lighting | 0.022245
Industrial | New | Agriculture and Assembly | Lighting Controls | 1 | Lighting | 0.022245
Industrial | New | Agriculture and Assembly | Fan Equipment Upgrades | 1 | Custom | 0.034317
Industrial | Turnover | Agriculture and Assembly | Fan Equipment Upgrades | 1 | Custom | 0.034317
Industrial | New | Agriculture and Assembly | Motor Equipment Upgrades | 1 | Custom | 0.034317
Industrial | Turnover | Agriculture and Assembly | Motor Equipment Upgrades | 1 | Custom | 0.034317
Industrial | Existing | Agriculture and Assembly | Motor Optimization | 1 | Custom | 0.034317
Industrial | New | Agriculture and Assembly | Motor Optimization | 1 | Custom | 0.034317
Industrial | New | Agriculture and Assembly | Pump Equipment Upgrade | 1 | Custom | 0.034317
Industrial | Turnover | Agriculture and Assembly | Pump Equipment Upgrade | 1 | Custom | 0.034317
Industrial | Existing | Agriculture and Assembly | Process Refrig Controls | 1 | Custom | 0.034317
Industrial | New | Agriculture and Assembly | Process Refrig Controls | 1 | Custom | 0.034317
Industrial | New | Agriculture and Assembly | Process Refrig Equipment Upgrade | 1 | Custom | 0.034317
Industrial | Turnover | Agriculture and Assembly | Process Refrig Equipment Upgrade | 1 | Custom | 0.034317
Industrial | Existing | Agriculture and Assembly | Process Refrig System Optimization | 1 | Custom | 0.034317
Industrial | New | Agriculture and Assembly | Process Refrig System Optimization | 1 | Custom | 0.034317
Industrial | Existing | Chemicals and Plastics | Compressed Air Controls | 1 | Custom | 0.034317
Industrial | New | Chemicals and Plastics | Compressed Air Controls | 1 | Custom | 0.034317
Industrial | New | Chemicals and Plastics | Compressed Air Equipment | 1 | Custom | 0.034317
Industrial | Turnover | Chemicals and Plastics | Compressed Air Equipment | 1 | Custom | 0.034317
Industrial | Existing | Chemicals and Plastics | Lighting Controls - Exterior | 1 | Lighting | 0.022245
Industrial | New | Chemicals and Plastics | Lighting Controls - Exterior | 1 | Lighting | 0.022245
Industrial | New | Chemicals and Plastics | Efficient Lighting - High Bay | 1 | Lighting | 0.022245
Industrial | Turnover | Chemicals and Plastics | Efficient Lighting - High Bay | 1 | Lighting | 0.022245
Industrial | New | Chemicals and Plastics | Efficient Lighting - Other Interior Lighting | 1 | Lighting | 0.022245
Industrial | Turnover | Chemicals and Plastics | Efficient Lighting - Other Interior Lighting | 1 | Lighting | 0.022245
Industrial | Existing | Chemicals and Plastics | Lighting Controls | 1 | Lighting | 0.022245
Industrial | New | Chemicals and Plastics | Lighting Controls | 1 | Lighting | 0.022245
Industrial | New | Chemicals and Plastics | Fan Equipment Upgrades | 1 | Custom | 0.034317
Industrial | Turnover | Chemicals and Plastics | Fan Equipment Upgrades | 1 | Custom | 0.034317
Industrial | New | Chemicals and Plastics | Motor Equipment Upgrades | 1 | Custom | 0.034317
Industrial | Turnover | Chemicals and Plastics | Motor Equipment Upgrades | 1 | Custom | 0.034317
Industrial | New | Chemicals and Plastics | Pump Equipment Upgrade | 1 | Custom | 0.034317
Industrial | Turnover | Chemicals and Plastics | Pump Equipment Upgrade | 1 | Custom | 0.034317
Industrial | Existing | Chemicals and Plastics | Process Refrig Controls | 1 | Custom | 0.034317
Industrial | New | Chemicals and Plastics | Process Refrig Controls | 1 | Custom | 0.034317
Industrial | New | Chemicals and Plastics | Process Refrig Equipment Upgrade | 1 | Custom | 0.034317
Industrial | Turnover | Chemicals and Plastics | Process Refrig Equipment Upgrade | 1 | Custom | 0.034317
Industrial | New | Chemicals and Plastics | Process Heat Equipment Upgrade | 1 | Custom | 0.034317
Industrial | Turnover | Chemicals and Plastics | Process Heat Equipment Upgrade | 1 | Custom | 0.034317
Industrial | Existing | Chemicals and Plastics | Process Heat Improved Controls | 1 | Custom | 0.034317
Industrial | New | Chemicals and Plastics | Process Heat Improved Controls | 1 | Custom | 0.034317
Industrial | Existing | Construction | Lighting Controls - Exterior | 1 | Lighting | 0.022245
Industrial | New | Construction | Lighting Controls - Exterior | 1 | Lighting | 0.022245
Industrial | Existing | Construction | Building Envelope Improvements | 1 | HVAC | 0.04407
Industrial | New | Construction | Building Envelope Improvements | 1 | HVAC | 0.04407
Industrial | New | Construction | HVAC Equipment Upgrades | 1 | HVAC | 0.04407
Industrial | Turnover | Construction | HVAC Equipment Upgrades | 1 | HVAC | 0.04407
Industrial | Existing | Construction | HVAC Recommissioning | 1 | HVAC | 0.04407
Industrial | New | Construction | HVAC Recommissioning | 1 | HVAC | 0.04407
Industrial | New | Construction | Efficient Lighting - High Bay | 1 | Lighting | 0.022245
Industrial | Turnover | Construction | Efficient Lighting - High Bay | 1 | Lighting | 0.022245
Industrial | New | Construction | Efficient Lighting - Other Interior Lighting | 1 | Lighting | 0.022245
Industrial | Turnover | Construction | Efficient Lighting - Other Interior Lighting | 1 | Lighting | 0.022245
Industrial | Existing | Construction | Lighting Controls | 1 | Lighting | 0.022245
Industrial | New | Construction | Lighting Controls | 1 | Lighting | 0.022245
Industrial | New | Construction | Fan Equipment Upgrades | 1 | Custom | 0.034317
Industrial | Turnover | Construction | Fan Equipment Upgrades | 1 | Custom | 0.034317
Industrial | New | Construction | Motor Equipment Upgrades | 1 | Custom | 0.034317
Industrial | Turnover | Construction | Motor Equipment Upgrades | 1 | Custom | 0.034317
Industrial | Existing | Construction | Motor Optimization | 1 | Custom | 0.034317
Industrial | New | Construction | Motor Optimization | 1 | Custom | 0.034317
Industrial | New | Construction | Pump Equipment Upgrade | 1 | Custom | 0.034317
Industrial | Turnover | Construction | Pump Equipment Upgrade | 1 | Custom | 0.034317
Industrial | New | Construction | Process Refrig Equipment Upgrade | 1 | Custom | 0.034317
Industrial | Turnover | Construction | Process Refrig Equipment Upgrade | 1 | Custom | 0.034317
Industrial | Existing | Electrical and Electronic Equip. | Lighting Controls - Exterior | 1 | Lighting | 0.022245
Industrial | New | Electrical and Electronic Equip. | Lighting Controls - Exterior | 1 | Lighting | 0.022245
Industrial | Existing | Electrical and Electronic Equip. | Building Envelope Improvements | 1 | HVAC | 0.04407
Industrial | New | Electrical and Electronic Equip. | Building Envelope Improvements | 1 | HVAC | 0.04407
Industrial | Existing | Electrical and Electronic Equip. | HVAC Improved Controls | 1 | HVAC | 0.04407
Industrial | New | Electrical and Electronic Equip. | HVAC Improved Controls | 1 | HVAC | 0.04407
Industrial | New | Electrical and Electronic Equip. | Efficient Lighting - High Bay | 1 | Lighting | 0.022245
Industrial | Turnover | Electrical and Electronic Equip. | Efficient Lighting - High Bay | 1 | Lighting | 0.022245
Industrial | New | Electrical and Electronic Equip. | Efficient Lighting - Other Interior Lighting | 1 | Lighting | 0.022245
Industrial | Turnover | Electrical and Electronic Equip. | Efficient Lighting - Other Interior Lighting | 1 | Lighting | 0.022245
Industrial | Existing | Electrical and Electronic Equip. | Lighting Controls | 1 | Lighting | 0.022245
Industrial | New | Electrical and Electronic Equip. | Lighting Controls | 1 | Lighting | 0.022245
Industrial | New | Electrical and Electronic Equip. | Motor Equipment Upgrades | 1 | Custom | 0.034317
Industrial | Turnover | Electrical and Electronic Equip. | Motor Equipment Upgrades | 1 | Custom | 0.034317
Industrial | New | Lumber/Furniture/Pulp/Paper | Compressed Air Equipment | 1 | Custom | 0.034317
Industrial | Turnover | Lumber/Furniture/Pulp/Paper | Compressed Air Equipment | 1 | Custom | 0.034317
Industrial | Existing | Lumber/Furniture/Pulp/Paper | Lighting Controls - Exterior | 1 | Lighting | 0.022245
Industrial | New | Lumber/Furniture/Pulp/Paper | Lighting Controls - Exterior | 1 | Lighting | 0.022245
Industrial | New | Lumber/Furniture/Pulp/Paper | Efficient Lighting - High Bay | 1 | Lighting | 0.022245
Industrial | Turnover | Lumber/Furniture/Pulp/Paper | Efficient Lighting - High Bay | 1 | Lighting | 0.022245
Industrial | New | Lumber/Furniture/Pulp/Paper | Efficient Lighting - Other Interior Lighting | 1 | Lighting | 0.022245
Industrial | Turnover | Lumber/Furniture/Pulp/Paper | Efficient Lighting - Other Interior Lighting | 1 | Lighting | 0.022245
Industrial | Existing | Lumber/Furniture/Pulp/Paper | Lighting Controls | 1 | Lighting | 0.022245
Industrial | New | Lumber/Furniture/Pulp/Paper | Lighting Controls | 1 | Lighting | 0.022245
Industrial | New | Lumber/Furniture/Pulp/Paper | Fan Equipment Upgrades | 1 | Custom | 0.034317
Industrial | Turnover | Lumber/Furniture/Pulp/Paper | Fan Equipment Upgrades | 1 | Custom | 0.034317
Industrial | New | Lumber/Furniture/Pulp/Paper | Pump Equipment Upgrade | 1 | Custom | 0.034317
Industrial | Turnover | Lumber/Furniture/Pulp/Paper | Pump Equipment Upgrade | 1 | Custom | 0.034317
Industrial | Existing | Lumber/Furniture/Pulp/Paper | Pump System Optimization | 1 | Custom | 0.034317
Industrial | New | Lumber/Furniture/Pulp/Paper | Pump System Optimization | 1 | Custom | 0.034317
Industrial | New | Lumber/Furniture/Pulp/Paper | Process Refrig Equipment Upgrade | 1 | Custom | 0.034317
Industrial | Turnover | Lumber/Furniture/Pulp/Paper | Process Refrig Equipment Upgrade | 1 | Custom | 0.034317
Industrial | Existing | Metal Products and Machinery | Lighting Controls - Exterior | 1 | Lighting | 0.022245
Industrial | New | Metal Products and Machinery | Lighting Controls - Exterior | 1 | Lighting | 0.022245
Industrial | Existing | Metal Products and Machinery | Building Envelope Improvements | 1 | HVAC | 0.04407
Industrial | New | Metal Products and Machinery | Building Envelope Improvements | 1 | HVAC | 0.04407
Industrial | New | Metal Products and Machinery | HVAC Equipment Upgrades | 1 | HVAC | 0.04407
Industrial | Turnover | Metal Products and Machinery | HVAC Equipment Upgrades | 1 | HVAC | 0.04407
Industrial | New | Metal Products and Machinery | Efficient Lighting - High Bay | 1 | Lighting | 0.022245
Industrial | Turnover | Metal Products and Machinery | Efficient Lighting - High Bay | 1 | Lighting | 0.022245
Industrial | New | Metal Products and Machinery | Efficient Lighting - Other Interior Lighting | 1 | Lighting | 0.022245
Industrial | Turnover | Metal Products and Machinery | Efficient Lighting - Other Interior Lighting | 1 | Lighting | 0.022245
Industrial | Existing | Metal Products and Machinery | Lighting Controls | 1 | Lighting | 0.022245
Industrial | New | Metal Products and Machinery | Lighting Controls | 1 | Lighting | 0.022245
Industrial | New | Metal Products and Machinery | Fan Equipment Upgrades | 1 | Custom | 0.034317
Industrial | Turnover | Metal Products and Machinery | Fan Equipment Upgrades | 1 | Custom | 0.034317
Industrial | New | Metal Products and Machinery | Motor Equipment Upgrades | 1 | Custom | 0.034317
Industrial | Turnover | Metal Products and Machinery | Motor Equipment Upgrades | 1 | Custom | 0.034317
Industrial | New | Metal Products and Machinery | Pump Equipment Upgrade | 1 | Custom | 0.034317
Industrial | Turnover | Metal Products and Machinery | Pump Equipment Upgrade | 1 | Custom | 0.034317
Industrial | Existing | Metal Products and Machinery | Process Refrig Controls | 1 | Custom | 0.034317
Industrial | New | Metal Products and Machinery | Process Refrig Controls | 1 | Custom | 0.034317
Industrial | New | Metal Products and Machinery | Process Refrig Equipment Upgrade | 1 | Custom | 0.034317
Industrial | Turnover | Metal Products and Machinery | Process Refrig Equipment Upgrade | 1 | Custom | 0.034317
Industrial | Existing | Metal Products and Machinery | Process Other Systems Optimization | 1 | Custom | 0.034317
Industrial | New | Metal Products and Machinery | Process Other Systems Optimization | 1 | Custom | 0.034317
Industrial | New | Miscellaneous Manufacturing | HVAC Equipment Upgrades | 1 | HVAC | 0.04407
Industrial | Turnover | Miscellaneous Manufacturing | HVAC Equipment Upgrades | 1 | HVAC | 0.04407
Industrial | New | Miscellaneous Manufacturing | Efficient Lighting - High Bay | 1 | Lighting | 0.022245
Industrial | Turnover | Miscellaneous Manufacturing | Efficient Lighting - High Bay | 1 | Lighting | 0.022245
Industrial | New | Miscellaneous Manufacturing | Efficient Lighting - Other Interior Lighting | 1 | Lighting | 0.022245
Industrial | Turnover | Miscellaneous Manufacturing | Efficient Lighting - Other Interior Lighting | 1 | Lighting | 0.022245
Industrial | New | Miscellaneous Manufacturing | Fan Equipment Upgrades | 1 | Custom | 0.034317
Industrial | Turnover | Miscellaneous Manufacturing | Fan Equipment Upgrades | 1 | Custom | 0.034317
Industrial | New | Miscellaneous Manufacturing | Motor Equipment Upgrades | 1 | Custom | 0.034317
Industrial | Turnover | Miscellaneous Manufacturing | Motor Equipment Upgrades | 1 | Custom | 0.034317
Industrial | New | Miscellaneous Manufacturing | Pump Equipment Upgrade | 1 | Custom | 0.034317
Industrial | Turnover | Miscellaneous Manufacturing | Pump Equipment Upgrade | 1 | Custom | 0.034317
Industrial | Existing | Miscellaneous Manufacturing | Pump System Optimization | 1 | Custom | 0.034317
Industrial | New | Miscellaneous Manufacturing | Pump System Optimization | 1 | Custom | 0.034317
Industrial | New | Miscellaneous Manufacturing | Process Refrig Equipment Upgrade | 1 | Custom | 0.034317
Industrial | Turnover | Miscellaneous Manufacturing | Process Refrig Equipment Upgrade | 1 | Custom | 0.034317
Industrial | Existing | Primary Resources Industries | Lighting Controls - Exterior | 1 | Lighting | 0.022245
Industrial | New | Primary Resources Industries | Lighting Controls - Exterior | 1 | Lighting | 0.022245
Industrial | Existing | Primary Resources Industries | Building Envelope Improvements | 1 | HVAC | 0.04407
Industrial | New | Primary Resources Industries | Building Envelope Improvements | 1 | HVAC | 0.04407
Industrial | New | Primary Resources Industries | HVAC Equipment Upgrades | 1 | HVAC | 0.04407
Industrial | Turnover | Primary Resources Industries | HVAC Equipment Upgrades | 1 | HVAC | 0.04407
Industrial | New | Primary Resources Industries | Efficient Lighting - High Bay | 1 | Lighting | 0.022245
Industrial | Turnover | Primary Resources Industries | Efficient Lighting - High Bay | 1 | Lighting | 0.022245
Industrial | New | Primary Resources Industries | Efficient Lighting - Other Interior Lighting | 1 | Lighting | 0.022245
Industrial | Turnover | Primary Resources Industries | Efficient Lighting - Other Interior Lighting | 1 | Lighting | 0.022245
Industrial | Existing | Primary Resources Industries | Lighting Controls | 1 | Lighting | 0.022245
Industrial | New | Primary Resources Industries | Lighting Controls | 1 | Lighting | 0.022245
Industrial | New | Primary Resources Industries | Motor Equipment Upgrades | 1 | Custom | 0.034317
Industrial | Turnover | Primary Resources Industries | Motor Equipment Upgrades | 1 | Custom | 0.034317
Industrial | New | Primary Resources Industries | Process Refrig Equipment Upgrade | 1 | Custom | 0.034317
Industrial | Turnover | Primary Resources Industries | Process Refrig Equipment Upgrade | 1 | Custom | 0.034317
Industrial | Existing | Primary Resources Industries | Process Other Systems Optimization | 1 | Custom | 0.034317
Industrial | New | Primary Resources Industries | Process Other Systems Optimization | 1 | Custom | 0.034317
Industrial | New | Stone/Clay/Glass/Concrete | Compressed Air Equipment | 1 | Custom | 0.034317
Industrial | Turnover | Stone/Clay/Glass/Concrete | Compressed Air Equipment | 1 | Custom | 0.034317
Industrial | Existing | Stone/Clay/Glass/Concrete | Lighting Controls - Exterior | 1 | Lighting | 0.022245
Industrial | New | Stone/Clay/Glass/Concrete | Lighting Controls - Exterior | 1 | Lighting | 0.022245
Industrial | Existing | Stone/Clay/Glass/Concrete | Building Envelope Improvements | 1 | HVAC | 0.04407
Industrial | New | Stone/Clay/Glass/Concrete | Building Envelope Improvements | 1 | HVAC | 0.04407
Industrial | New | Stone/Clay/Glass/Concrete | Efficient Lighting - High Bay | 1 | Lighting | 0.022245
Industrial | Turnover | Stone/Clay/Glass/Concrete | Efficient Lighting - High Bay | 1 | Lighting | 0.022245
Industrial | New | Stone/Clay/Glass/Concrete | Efficient Lighting - Other Interior Lighting | 1 | Lighting | 0.022245
Industrial | Turnover | Stone/Clay/Glass/Concrete | Efficient Lighting - Other Interior Lighting | 1 | Lighting | 0.022245
Industrial | Existing | Stone/Clay/Glass/Concrete | Lighting Controls | 1 | Lighting | 0.022245
Industrial | New | Stone/Clay/Glass/Concrete | Lighting Controls | 1 | Lighting | 0.022245
Industrial | New | Stone/Clay/Glass/Concrete | Fan Equipment Upgrades | 1 | Custom | 0.034317
Industrial | Turnover | Stone/Clay/Glass/Concrete | Fan Equipment Upgrades | 1 | Custom | 0.034317
Industrial | New | Stone/Clay/Glass/Concrete | Pump Equipment Upgrade | 1 | Custom | 0.034317
Industrial | Turnover | Stone/Clay/Glass/Concrete | Pump Equipment Upgrade | 1 | Custom | 0.034317
Industrial | New | Stone/Clay/Glass/Concrete | Process Refrig Equipment Upgrade | 1 | Custom | 0.034317
Industrial | Turnover | Stone/Clay/Glass/Concrete | Process Refrig Equipment Upgrade | 1 | Custom | 0.034317
Industrial | New | Stone/Clay/Glass/Concrete | Process Heat Equipment Upgrade | 1 | Custom | 0.034317
Industrial | Turnover | Stone/Clay/Glass/Concrete | Process Heat Equipment Upgrade | 1 | Custom | 0.034317
Industrial | New | Textiles and Leather | Compressed Air Equipment | 1 | Custom | 0.034317
Industrial | Turnover | Textiles and Leather | Compressed Air Equipment | 1 | Custom | 0.034317
Industrial | Existing | Textiles and Leather | Lighting Controls - Exterior | 1 | Lighting | 0.022245
Industrial | New | Textiles and Leather | Lighting Controls - Exterior | 1 | Lighting | 0.022245
Industrial | Existing | Textiles and Leather | Building Envelope Improvements | 1 | HVAC | 0.04407
Industrial | New | Textiles and Leather | Building Envelope Improvements | 1 | HVAC | 0.04407
Industrial | New | Textiles and Leather | HVAC Equipment Upgrades | 1 | HVAC | 0.04407
Industrial | Turnover | Textiles and Leather | HVAC Equipment Upgrades | 1 | HVAC | 0.04407
Industrial | New | Textiles and Leather | Efficient Lighting - High Bay | 1 | Lighting | 0.022245
Industrial | Turnover | Textiles and Leather | Efficient Lighting - High Bay | 1 | Lighting | 0.022245
Industrial | New | Textiles and Leather | Efficient Lighting - Other Interior Lighting | 1 | Lighting | 0.022245
Industrial | Turnover | Textiles and Leather | Efficient Lighting - Other Interior Lighting | 1 | Lighting | 0.022245
Industrial | Existing | Textiles and Leather | Lighting Controls | 1 | Lighting | 0.022245
Industrial | New | Textiles and Leather | Lighting Controls | 1 | Lighting | 0.022245
Industrial | New | Textiles and Leather | Fan Equipment Upgrades | 1 | Custom | 0.034317
Industrial | Turnover | Textiles and Leather | Fan Equipment Upgrades | 1 | Custom | 0.034317
Industrial | New | Textiles and Leather | Motor Equipment Upgrades | 1 | Custom | 0.034317
Industrial | Turnover | Textiles and Leather | Motor Equipment Upgrades | 1 | Custom | 0.034317
Industrial | Existing | Textiles and Leather | Motor Optimization | 1 | Custom | 0.034317
Industrial | New | Textiles and Leather | Motor Optimization | 1 | Custom | 0.034317
Industrial | New | Textiles and Leather | Pump Equipment Upgrade | 1 | Custom | 0.034317
Industrial | Turnover | Textiles and Leather | Pump Equipment Upgrade | 1 | Custom | 0.034317
Industrial | New | Textiles and Leather | Process Refrig Equipment Upgrade | 1 | Custom | 0.034317
Industrial | Turnover | Textiles and Leather | Process Refrig Equipment Upgrade | 1 | Custom | 0.034317
Industrial | Existing | Transportation Equipment | Lighting Controls - Exterior | 1 | Lighting | 0.022245
Industrial | New | Transportation Equipment | Lighting Controls - Exterior | 1 | Lighting | 0.022245
Industrial | Existing | Transportation Equipment | Building Envelope Improvements | 1 | HVAC | 0.04407
Industrial | New | Transportation Equipment | Building Envelope Improvements | 1 | HVAC | 0.04407
Industrial | Existing | Transportation Equipment | HVAC Recommissioning | 1 | HVAC | 0.04407
Industrial | New | Transportation Equipment | HVAC Recommissioning | 1 | HVAC | 0.04407
Industrial | New | Transportation Equipment | Efficient Lighting - High Bay | 1 | Lighting | 0.022245
Industrial | Turnover | Transportation Equipment | Efficient Lighting - High Bay | 1 | Lighting | 0.022245
Industrial | New | Transportation Equipment | Efficient Lighting - Other Interior Lighting | 1 | Lighting | 0.022245
Industrial | Turnover | Transportation Equipment | Efficient Lighting - Other Interior Lighting | 1 | Lighting | 0.022245
Industrial | Existing | Transportation Equipment | Lighting Controls | 1 | Lighting | 0.022245
Industrial | New | Transportation Equipment | Lighting Controls | 1 | Lighting | 0.022245
Industrial | New | Transportation Equipment | Fan Equipment Upgrades | 1 | Custom | 0.034317
Industrial | Turnover | Transportation Equipment | Fan Equipment Upgrades | 1 | Custom | 0.034317
Industrial | New | Transportation Equipment | Pump Equipment Upgrade | 1 | Custom | 0.034317
Industrial | Turnover | Transportation Equipment | Pump Equipment Upgrade | 1 | Custom | 0.034317
Industrial | Existing | Water and Wastewater | Lighting Controls - Exterior | 1 | Lighting | 0.022245
Industrial | New | Water and Wastewater | Lighting Controls - Exterior | 1 | Lighting | 0.022245
Industrial | Existing | Water and Wastewater | Building Envelope Improvements | 1 | HVAC | 0.04407
Industrial | New | Water and Wastewater | Building Envelope Improvements | 1 | HVAC | 0.04407
Industrial | New | Water and Wastewater | HVAC Equipment Upgrades | 1 | HVAC | 0.04407
Industrial | Turnover | Water and Wastewater | HVAC Equipment Upgrades | 1 | HVAC | 0.04407
Industrial | Existing | Water and Wastewater | HVAC Recommissioning | 1 | HVAC | 0.04407
Industrial | New | Water and Wastewater | HVAC Recommissioning | 1 | HVAC | 0.04407
Industrial | New | Water and Wastewater | Efficient Lighting - High Bay | 1 | Lighting | 0.022245
Industrial | Turnover | Water and Wastewater | Efficient Lighting - High Bay | 1 | Lighting | 0.022245
Industrial | New | Water and Wastewater | Efficient Lighting - Other Interior Lighting | 1 | Lighting | 0.022245
Industrial | Turnover | Water and Wastewater | Efficient Lighting - Other Interior Lighting | 1 | Lighting | 0.022245
Industrial | Existing | Water and Wastewater | Lighting Controls | 1 | Lighting | 0.022245
Industrial | New | Water and Wastewater | Lighting Controls | 1 | Lighting | 0.022245
Industrial | New | Water and Wastewater | Fan Equipment Upgrades | 1 | Custom | 0.034317
Industrial | Turnover | Water and Wastewater | Fan Equipment Upgrades | 1 | Custom | 0.034317
Industrial | New | Water and Wastewater | Motor Equipment Upgrades | 1 | Custom | 0.034317
Industrial | Turnover | Water and Wastewater | Motor Equipment Upgrades | 1 | Custom | 0.034317
Industrial | Existing | Water and Wastewater | Motor Optimization | 1 | Custom | 0.034317
Industrial | New | Water and Wastewater | Motor Optimization | 1 | Custom | 0.034317
Industrial | New | Water and Wastewater | Pump Equipment Upgrade | 1 | Custom | 0.034317
Industrial | Turnover | Water and Wastewater | Pump Equipment Upgrade | 1 | Custom | 0.034317
Industrial | New | Water and Wastewater | Process Refrig Equipment Upgrade | 1 | Custom | 0.034317
Industrial | Turnover | Water and Wastewater | Process Refrig Equipment Upgrade | 1 | Custom | 0.034317

## Staff ROG23b-DR
Measure Administrative Costs - DR
Season | Housing Type | Sector | Measure | Unit | Admin One Time Cost ($/unit) | Acquisition Marketing Cost ($/New Customer) | Admin Recurring Cost ($/customer) | Start Up O&M (Total $) | Start Up IT Implementation (Total $)
Summer | Single Family | Residential | Central air conditioner - Load Shed | $/Customer | 22 | 41 | 72 | 65000 | 2600000
Summer | Multi Family | Residential | Central air conditioner - Load Shed | $/Customer | 22 | 41 | 72 | 65000 | 2600000
Summer | Mobile Home/Other | Residential | Central air conditioner - Load Shed | $/Customer | 22 | 41 | 72 | 65000 | 2600000
Winter | Single Family | Residential | Central Heating - Load Shed | $/Customer | 22 | 41 | 72 | 65000 | 2600000
Winter | Multi Family | Residential | Central Heating - Load Shed | $/Customer | 22 | 41 | 72 | 65000 | 2600000
Winter | Mobile Home/Other | Residential | Central Heating - Load Shed | $/Customer | 22 | 41 | 72 | 65000 | 2600000
Summer | Single Family | Residential | Central air conditioner - 50% cycling | $/Customer | 22 | 41 | 72 | 65000 | 2600000
Summer | Multi Family | Residential | Central air conditioner - 50% cycling | $/Customer | 22 | 41 | 72 | 65000 | 2600000
Summer | Mobile Home/Other | Residential | Central air conditioner - 50% cycling | $/Customer | 22 | 41 | 72 | 65000 | 2600000
Winter | Single Family | Residential | Central Heating - 50% cycling | $/Customer | 22 | 41 | 72 | 65000 | 2600000
Winter | Multi Family | Residential | Central Heating - 50% cycling | $/Customer | 22 | 41 | 72 | 65000 | 2600000
Winter | Mobile Home/Other | Residential | Central Heating - 50% cycling | $/Customer | 22 | 41 | 72 | 65000 | 2600000
Winter | Single Family | Residential | Water heater switches | $/Customer | 22 | 41 | 72 | 65000 | 2600000
Winter | Multi Family | Residential | Water heater switches | $/Customer | 22 | 41 | 72 | 65000 | 2600000
Winter | Mobile Home/Other | Residential | Water heater switches | $/Customer | 22 | 41 | 72 | 65000 | 2600000
Summer | Single Family | Residential | Water heater switches | $/Customer | 22 | 41 | 72 | 65000 | 2600000
Summer | Multi Family | Residential | Water heater switches | $/Customer | 22 | 41 | 72 | 65000 | 2600000
Summer | Mobile Home/Other | Residential | Water heater switches | $/Customer | 22 | 41 | 72 | 65000 | 2600000
Winter | Single Family | Residential | Pool pump switches | $/Customer | 22 | 41 | 72 | 65000 | 2600000
Winter | Multi Family | Residential | Pool pump switches | $/Customer | 22 | 41 | 72 | 65000 | 2600000
Winter | Mobile Home/Other | Residential | Pool pump switches | $/Customer | 22 | 41 | 72 | 65000 | 2600000
Summer | Single Family | Residential | Pool pump switches | $/Customer | 22 | 41 | 72 | 65000 | 2600000
Summer | Multi Family | Residential | Pool pump switches | $/Customer | 22 | 41 | 72 | 65000 | 2600000
Summer | Mobile Home/Other | Residential | Pool pump switches | $/Customer | 22 | 41 | 72 | 65000 | 2600000
Winter | Single Family | Residential | Room AC control | $/Customer | 22 | 41 | 72 | 65000 | 2600000
Winter | Multi Family | Residential | Room AC control | $/Customer | 22 | 41 | 72 | 65000 | 2600000
Winter | Mobile Home/Other | Residential | Room AC control | $/Customer | 22 | 41 | 72 | 65000 | 2600000
Summer | Single Family | Residential | Room AC control | $/Customer | 22 | 41 | 72 | 65000 | 2600000
Summer | Multi Family | Residential | Room AC control | $/Customer | 22 | 41 | 72 | 65000 | 2600000
Summer | Mobile Home/Other | Residential | Room AC control | $/Customer | 22 | 41 | 72 | 65000 | 2600000
Winter | Single Family | Residential | Smart thermostats - Utility Installation | $/Customer | 22 | 41 | 72 | 65000 | 2600000
Winter | Multi Family | Residential | Smart thermostats - Utility Installation | $/Customer | 22 | 41 | 72 | 65000 | 2600000
Winter | Mobile Home/Other | Residential | Smart thermostats - Utility Installation | $/Customer | 22 | 41 | 72 | 65000 | 2600000
Summer | Single Family | Residential | Smart thermostats - Utility Installation | $/Customer | 22 | 41 | 72 | 65000 | 2600000
Summer | Multi Family | Residential | Smart thermostats - Utility Installation | $/Customer | 22 | 41 | 72 | 65000 | 2600000
Summer | Mobile Home/Other | Residential | Smart thermostats - Utility Installation | $/Customer | 22 | 41 | 72 | 65000 | 2600000
Winter | Single Family | Residential | Smart thermostats - BYOT | $/Customer | 22 | 41 | 72 | 45000 | 2600000
Winter | Multi Family | Residential | Smart thermostats - BYOT | $/Customer | 22 | 41 | 72 | 45000 | 2600000
Winter | Mobile Home/Other | Residential | Smart thermostats - BYOT | $/Customer | 22 | 41 | 72 | 45000 | 2600000
Summer | Single Family | Residential | Smart thermostats - BYOT | $/Customer | 22 | 41 | 72 | 45000 | 2600000
Summer | Multi Family | Residential | Smart thermostats - BYOT | $/Customer | 22 | 41 | 72 | 45000 | 2600000
Summer | Mobile Home/Other | Residential | Smart thermostats - BYOT | $/Customer | 22 | 41 | 72 | 45000 | 2600000
Winter | Single Family | Residential | CPP + Tech | $/Customer | 22 | 41 | 72 | 65000 | 2600000
Winter | Multi Family | Residential | CPP + Tech | $/Customer | 22 | 41 | 72 | 65000 | 2600000
Winter | Mobile Home/Other | Residential | CPP + Tech | $/Customer | 22 | 41 | 72 | 65000 | 2600000
Summer | Single Family | Residential | CPP + Tech | $/Customer | 22 | 41 | 72 | 65000 | 2600000
Summer | Multi Family | Residential | CPP + Tech | $/Customer | 22 | 41 | 72 | 65000 | 2600000
Summer | Mobile Home/Other | Residential | CPP + Tech | $/Customer | 22 | 41 | 72 | 65000 | 2600000
Summer | 0-15,000 kWh | Small Medium Business | Central air conditioner - Load Shed | $/Customer | 20 | 125 | 72 | 25000 | 2600000
Summer | 15,001-25,000 kWh | Small Medium Business | Central air conditioner - Load Shed | $/Customer | 20 | 125 | 72 | 25000 | 2600000
Summer | 25,001-50,000 kWh | Small Medium Business | Central air conditioner - Load Shed | $/Customer | 20 | 125 | 72 | 25000 | 2600000
Summer | 50,001 kWh + | Small Medium Business | Central air conditioner - Load Shed | $/Customer | 20 | 125 | 72 | 25000 | 2600000
Winter | 0-15,000 kWh | Small Medium Business | Central Heating - Load Shed | $/Customer | 20 | 125 | 72 | 25000 | 2600000
Winter | 15,001-25,000 kWh | Small Medium Business | Central Heating - Load Shed | $/Customer | 20 | 125 | 72 | 25000 | 2600000
Winter | 25,001-50,000 kWh | Small Medium Business | Central Heating - Load Shed | $/Customer | 20 | 125 | 72 | 25000 | 2600000
Winter | 50,001 kWh + | Small Medium Business | Central Heating - Load Shed | $/Customer | 20 | 125 | 72 | 25000 | 2600000
Summer | 0-15,000 kWh | Small Medium Business | Central air conditioner - 50% cycling | $/Customer | 20 | 125 | 72 | 25000 | 2600000
Summer | 15,001-25,000 kWh | Small Medium Business | Central air conditioner - 50% cycling | $/Customer | 20 | 125 | 72 | 25000 | 2600000
Summer | 25,001-50,000 kWh | Small Medium Business | Central air conditioner - 50% cycling | $/Customer | 20 | 125 | 72 | 25000 | 2600000
Summer | 50,001 kWh + | Small Medium Business | Central air conditioner - 50% cycling | $/Customer | 20 | 125 | 72 | 25000 | 2600000
Winter | 0-15,000 kWh | Small Medium Business | Central Heating - 50% cycling | $/Customer | 20 | 125 | 72 | 25000 | 2600000
Winter | 15,001-25,000 kWh | Small Medium Business | Central Heating - 50% cycling | $/Customer | 20 | 125 | 72 | 25000 | 2600000
Winter | 25,001-50,000 kWh | Small Medium Business | Central Heating - 50% cycling | $/Customer | 20 | 125 | 72 | 25000 | 2600000
Winter | 50,001 kWh + | Small Medium Business | Central Heating - 50% cycling | $/Customer | 20 | 125 | 72 | 25000 | 2600000
Summer | 0-15,000 kWh | Small Medium Business | Smart thermostats - Utility Installation | $/Customer | 20 | 125 | 72 | 25000 | 2600000
Summer | 15,001-25,000 kWh | Small Medium Business | Smart thermostats - Utility Installation | $/Customer | 20 | 125 | 72 | 25000 | 2600000
Summer | 25,001-50,000 kWh | Small Medium Business | Smart thermostats - Utility Installation | $/Customer | 20 | 125 | 72 | 25000 | 2600000
Summer | 50,001 kWh + | Small Medium Business | Smart thermostats - Utility Installation | $/Customer | 20 | 125 | 72 | 25000 | 2600000
Winter | 0-15,000 kWh | Small Medium Business | Smart thermostats - Utility Installation | $/Customer | 20 | 125 | 72 | 25000 | 2600000
Winter | 15,001-25,000 kWh | Small Medium Business | Smart thermostats - Utility Installation | $/Customer | 20 | 125 | 72 | 25000 | 2600000
Winter | 25,001-50,000 kWh | Small Medium Business | Smart thermostats - Utility Installation | $/Customer | 20 | 125 | 72 | 25000 | 2600000
Winter | 50,001 kWh + | Small Medium Business | Smart thermostats - Utility Installation | $/Customer | 20 | 125 | 72 | 25000 | 2600000
Summer | 0-15,000 kWh | Small Medium Business | Smart thermostats - BYOT | $/Customer | 20 | 125 | 72 | 25000 | 2600000
Summer | 15,001-25,000 kWh | Small Medium Business | Smart thermostats - BYOT | $/Customer | 20 | 125 | 72 | 25000 | 2600000
Summer | 25,001-50,000 kWh | Small Medium Business | Smart thermostats - BYOT | $/Customer | 20 | 125 | 72 | 25000 | 2600000
Summer | 50,001 kWh + | Small Medium Business | Smart thermostats - BYOT | $/Customer | 20 | 125 | 72 | 25000 | 2600000
Winter | 0-15,000 kWh | Small Medium Business | Smart thermostats - BYOT | $/Customer | 20 | 125 | 72 | 25000 | 2600000
Winter | 15,001-25,000 kWh | Small Medium Business | Smart thermostats - BYOT | $/Customer | 20 | 125 | 72 | 25000 | 2600000
Winter | 25,001-50,000 kWh | Small Medium Business | Smart thermostats - BYOT | $/Customer | 20 | 125 | 72 | 25000 | 2600000
Winter | 50,001 kWh + | Small Medium Business | Smart thermostats - BYOT | $/Customer | 20 | 125 | 72 | 25000 | 2600000
Summer | 0-15,000 kWh | Small Medium Business | CPP + Tech | $/Customer | 20 | 125 | 72 | 25000 | 2600000
Summer | 15,001-25,000 kWh | Small Medium Business | CPP + Tech | $/Customer | 20 | 125 | 72 | 25000 | 2600000
Summer | 25,001-50,000 kWh | Small Medium Business | CPP + Tech | $/Customer | 20 | 125 | 72 | 25000 | 2600000
Summer | 50,001 kWh + | Small Medium Business | CPP + Tech | $/Customer | 20 | 125 | 72 | 25000 | 2600000
Winter | 0-15,000 kWh | Small Medium Business | CPP + Tech | $/Customer | 20 | 125 | 72 | 25000 | 2600000
Winter | 15,001-25,000 kWh | Small Medium Business | CPP + Tech | $/Customer | 20 | 125 | 72 | 25000 | 2600000
Winter | 25,001-50,000 kWh | Small Medium Business | CPP + Tech | $/Customer | 20 | 125 | 72 | 25000 | 2600000
Winter | 50,001 kWh + | Small Medium Business | CPP + Tech | $/Customer | 20 | 125 | 72 | 25000 | 2600000
Summer | 0-50 kW | Large C&I | Auto DR | $/kW | 6 | 3 | 5 | 25000 | 2600000
Summer | 51-300 kW | Large C&I | Auto DR | $/kW | 6 | 3 | 5 | 25000 | 2600000
Summer | 301-500 kW | Large C&I | Auto DR | $/kW | 6 | 3 | 5 | 25000 | 2600000
Summer | 501 kW + | Large C&I | Auto DR | $/kW | 6 | 3 | 5 | 25000 | 2600000
Winter | 0-50 kW | Large C&I | Auto DR | $/kW | 6 | 3 | 5 | 25000 | 2600000
Winter | 51-300 kW | Large C&I | Auto DR | $/kW | 6 | 3 | 5 | 25000 | 2600000
Winter | 301-500 kW | Large C&I | Auto DR | $/kW | 6 | 3 | 5 | 25000 | 2600000
Winter | 501 kW + | Large C&I | Auto DR | $/kW | 6 | 3 | 5 | 25000 | 2600000
Summer | 0-50 kW | Large C&I | CPP | $/kW | 6 | 3 | 5 | 25000 | 2600000
Summer | 51-300 kW | Large C&I | CPP | $/kW | 6 | 3 | 5 | 25000 | 2600000
Summer | 301-500 kW | Large C&I | CPP | $/kW | 6 | 3 | 5 | 25000 | 2600000
Summer | 501 kW + | Large C&I | CPP | $/kW | 6 | 3 | 5 | 25000 | 2600000
Winter | 0-50 kW | Large C&I | CPP | $/kW | 6 | 3 | 5 | 25000 | 2600000
Winter | 51-300 kW | Large C&I | CPP | $/kW | 6 | 3 | 5 | 25000 | 2600000
Winter | 301-500 kW | Large C&I | CPP | $/kW | 6 | 3 | 5 | 25000 | 2600000
Winter | 501 kW + | Large C&I | CPP | $/kW | 6 | 3 | 5 | 25000 | 2600000
Summer | 0-50 kW | Large C&I | Firm Service Level | $/kW | 6 | 3 | 5 | 25000 | 2600000
Summer | 51-300 kW | Large C&I | Firm Service Level | $/kW | 6 | 3 | 5 | 25000 | 2600000
Summer | 301-500 kW | Large C&I | Firm Service Level | $/kW | 6 | 3 | 5 | 25000 | 2600000
Summer | 501 kW + | Large C&I | Firm Service Level | $/kW | 6 | 3 | 5 | 25000 | 2600000
Winter | 0-50 kW | Large C&I | Firm Service Level | $/kW | 6 | 3 | 5 | 25000 | 2600000
Winter | 51-300 kW | Large C&I | Firm Service Level | $/kW | 6 | 3 | 5 | 25000 | 2600000
Winter | 301-500 kW | Large C&I | Firm Service Level | $/kW | 6 | 3 | 5 | 25000 | 2600000
Winter | 501 kW + | Large C&I | Firm Service Level | $/kW | 6 | 3 | 5 | 25000 | 2600000
Summer | 0-50 kW | Large C&I | Guaranteed Load Drop | $/kW | 6 | 3 | 5 | 25000 | 2600000
Summer | 51-300 kW | Large C&I | Guaranteed Load Drop | $/kW | 6 | 3 | 5 | 25000 | 2600000
Summer | 301-500 kW | Large C&I | Guaranteed Load Drop | $/kW | 6 | 3 | 5 | 25000 | 2600000
Summer | 501 kW + | Large C&I | Guaranteed Load Drop | $/kW | 6 | 3 | 5 | 25000 | 2600000
Winter | 0-50 kW | Large C&I | Guaranteed Load Drop | $/kW | 6 | 3 | 5 | 25000 | 2600000
Winter | 51-300 kW | Large C&I | Guaranteed Load Drop | $/kW | 6 | 3 | 5 | 25000 | 2600000
Winter | 301-500 kW | Large C&I | Guaranteed Load Drop | $/kW | 6 | 3 | 5 | 25000 | 2600000
Winter | 501 kW + | Large C&I | Guaranteed Load Drop | $/kW | 6 | 3 | 5 | 25000 | 2600000

## Staff ROG27
Q27
Technical Potential – Measure Savings
| Customer | Measure | Measure | Summer | Winter | Annual
| Class | Type | Name | Peak | Peak | Energy
|  |  |  | (MW) | (MW) | (GWh)
| Residential | NonEquip | Smart Power Strip
| Residential | Equip | Energy Star TV
| Residential | NonEquip | Water Heater Timeclock
| Residential | NonEquip | Water Heater Thermostat Setback
| Residential | NonEquip | Water Heater Blanket
| Residential | NonEquip | Thermostatic Shower Restriction Valve
| Residential | NonEquip | Low Flow Showerhead
| Residential | NonEquip | Hot Water Pipe Insulation
| Residential | NonEquip | Heat Trap
| Residential | NonEquip | Faucet Aerator
| Residential | NonEquip | Drain Water Heat Recovery
| Residential | Equip | Solar Water Heater
| Residential | NonEquip | Wall Insulation
| Residential | NonEquip | Storm Door
| Residential | NonEquip | Spray Foam Insulation(Base R30)
| Residential | NonEquip | Spray Foam Insulation(Base R2)
| Residential | NonEquip | Spray Foam Insulation(Base R19)
| Residential | NonEquip | Spray Foam Insulation(Base R12)
| Residential | NonEquip | Smart Thermostat
| Residential | NonEquip | Sealed crawlspace
| Residential | NonEquip | Radiant Barrier
| Residential | NonEquip | Programmable Thermostat
| Residential | NonEquip | HVAC ECM Motor
| Residential | NonEquip | Home Energy Management System
| Residential | NonEquip | Heat Pump Tune Up
| Residential | NonEquip | Green Roof
| Residential | NonEquip | Floor Insulation
| Residential | NonEquip | Energy Star Windows
| Residential | NonEquip | Energy Star Door
| Residential | NonEquip | Energy Star Certified Roof Products
| Residential | NonEquip | Duct Repair
| Residential | NonEquip | Duct Insulation
| Residential | NonEquip | Ceiling Insulation(R30 to R38)
| Residential | NonEquip | Ceiling Insulation(R2 to R38)
| Residential | NonEquip | Ceiling Insulation(R19 to R38)
| Residential | NonEquip | Ceiling Insulation(R12 to R38)
| Residential | NonEquip | Air Sealing-Infiltration Control
| Residential | NonEquip | Solar Attic Fan
| Residential | NonEquip | Window Sun Protection
| Residential | NonEquip | Central AC Tune Up
| Residential | Equip | Variable Refrigerant Flow (VRF) HVAC Systems
| Residential | Equip | Energy Star Room AC
| Residential | NonEquip | Removal of 2nd Refrigerator-Freezer
| Residential | Equip | Energy Star Refrigerator
| Residential | Equip | High Efficiency Induction Cooktop
| Residential | Equip | Variable Speed Pool Pump
| Residential | Equip | Two Speed Pool Pump
| Residential | Equip | Solar Powered Pool Pumps
| Residential | Equip | Solar Pool Heater
| Residential | Equip | Heat Pump Pool Heater
| Residential | Equip | Instantaneous Hot Water System
| Residential | Equip | High Efficiency Convection Oven
| Residential | Equip | Energy Star Audio-Video Equipment
| Residential | Equip | Energy Star Dehumidifier
| Residential | NonEquip | Interior Lighting Controls
| Residential | NonEquip | Exterior Lighting Controls
| Residential | Equip | LED Specialty Lamps-5W Chandelier
| Residential | Equip | LED - 9W Flood
| Residential | Equip | LED - 14W
| Residential | Equip | Low Wattage T8 Fixture
| Residential | Equip | Linear LED
| Residential | Equip | Energy Star Personal Computer
| Residential | Equip | Energy Star Imaging Equipment
| Residential | Equip | Ground Source Heat Pump
| Residential | Equip | 21 SEER ASHP from base electric resistance heating
| Residential | Equip | 21 SEER Air Source Heat Pump
| Residential | Equip | 14 SEER ASHP from base electric resistance heating
| Residential | Equip | 18 SEER Air Source Heat Pump
| Residential | Equip | 17 SEER Air Source Heat Pump
| Residential | Equip | 16 SEER Air Source Heat Pump
| Residential | Equip | 15 SEER Air Source Heat Pump
| Residential | Equip | Heat Pump Water Heater
| Residential | Equip | Energy Star Freezer
| Residential | Equip | Energy Star Ceiling Fan
| Residential | Equip | Energy Star Bathroom Ventilating Fan
| Residential | Equip | LED - 9W Flood (Exterior)
| Residential | Equip | CFL - 15W Flood (Exterior)
| Residential | Equip | Energy Star Dishwasher
| Residential | Equip | Energy Star Clothes Washer
| Residential | Equip | Heat Pump Clothes Dryer
| Residential | Equip | Energy Star Clothes Dryer
| Residential | Equip | 21 SEER Central AC
| Residential | Equip | 18 SEER Central AC
| Residential | Equip | 17 SEER Central AC
| Residential | Equip | 16 SEER Central AC
| Residential | Equip | 15 SEER Central AC
| Residential | Equip | Energy Star Air Purifier
| Commercial | NonEquip | Retro-Commissioning
| Commercial | NonEquip | Strip Curtains for Walk-ins
| Commercial | NonEquip | Refrigerated Display Case Lighting Controls
| Commercial | NonEquip | PSC to ECM Evaporator Fan Motor (Walk-In, Refrigerator)
| Commercial | NonEquip | PSC to ECM Evaporator Fan Motor (Reach-In)
| Commercial | NonEquip | Night Covers for Display Cases
| Commercial | NonEquip | High R-Value Glass Doors
| Commercial | NonEquip | High Efficiency Refrigeration Compressor
| Commercial | NonEquip | Freezer-Cooler Replacement Gaskets
| Commercial | NonEquip | Floating Head Pressure Controls
| Commercial | NonEquip | Demand Defrost
| Commercial | NonEquip | Automatic Door Closer for Walk-in Coolers and Freezers
| Commercial | NonEquip | Anti-Sweat Controls
| Commercial | Equip | Energy Star Vending Machine
| Commercial | Equip | Energy Star Ice Maker
| Commercial | NonEquip | Outdoor Lighting Controls
| Commercial | NonEquip | Bi-Level Lighting Control (Exterior)
| Commercial | Equip | LED Traffic and Crosswalk Lighting
| Commercial | Equip | LED Street Lights
| Commercial | Equip | Energy Star Steamer
| Commercial | Equip | LED Exterior Lighting
| Commercial | Equip | LED - 9W Flood
| Commercial | Equip | CFL - 15W Flood
| Commercial | NonEquip | Interior Lighting Controls
| Commercial | NonEquip | Bi-Level Lighting Control (Interior)
| Commercial | NonEquip | Facility Energy Management System
| Commercial | Equip | LED Display Lighting (Interior)
| Commercial | Equip | LED - 14W
| Commercial | Equip | CFL-23W
| Commercial | NonEquip | Smart Strip Plug Outlet
| Commercial | NonEquip | Network PC Power Management
| Commercial | Equip | Server Virtualization
| Commercial | Equip | Energy Star Servers
| Commercial | Equip | High Efficiency Data Center Cooling
| Commercial | NonEquip | Window Sun Protection
| Commercial | NonEquip | Waterside Economizer
| Commercial | NonEquip | Smart Thermostat
| Commercial | NonEquip | Programmable Thermostat
| Commercial | NonEquip | Low U-Value Windows
| Commercial | NonEquip | HVAC tune-up_RTU
| Commercial | NonEquip | HVAC tune-up
| Commercial | NonEquip | Green Roof
| Commercial | NonEquip | Facility Commissioning
| Commercial | NonEquip | Energy Recovery Ventilation System (ERV)
| Commercial | NonEquip | Duct Sealing Repair
| Commercial | NonEquip | Dedicated Outdoor Air System on VRF unit
| Commercial | NonEquip | Cool Roof
| Commercial | NonEquip | Chilled Water System - Variable Speed Drives
| Commercial | NonEquip | Chilled Water Controls Optimization
| Commercial | NonEquip | Ceiling Insulation(R2 to R38)
| Commercial | NonEquip | Ceiling Insulation(R12 to R38)
| Commercial | NonEquip | Airside Economizer
| Commercial | NonEquip | Wall Insulation
| Commercial | NonEquip | Roof Insulation
| Commercial | NonEquip | Floor Insulation
| Commercial | NonEquip | Duct Insulation
| Commercial | NonEquip | Ceiling Insulation(R19 to R38)
| Commercial | Equip | Geothermal Heat Pump
| Commercial | Equip | Variable Refrigerant Flow (VRF) HVAC Systems
| Commercial | Equip | High Efficiency PTHP
| Commercial | Equip | High Efficiency PTAC
| Commercial | NonEquip | Water Cooled Refrigeration Heat Recovery
| Commercial | NonEquip | Warehouse Loading Dock Seals
| Commercial | NonEquip | Infiltration Reduction - Air Sealing
| Commercial | NonEquip | ECM Motors on Furnaces
| Commercial | NonEquip | Destratification Fans
| Commercial | NonEquip | Ceiling Insulation(R30 to R38)
| Commercial | NonEquip | Air Curtains
| Commercial | NonEquip | Hotel Card Energy Control Systems
| Commercial | Equip | Energy Star Refrigerator
| Commercial | NonEquip | VSD Controlled Compressor
| Commercial | NonEquip | Regenerative Drive Elevator Motor
| Commercial | NonEquip | Engine Block Timer
| Commercial | NonEquip | Efficient Motor Belts
| Commercial | Equip | Variable Speed Pool Pump
| Commercial | Equip | Solar Powered Pool Pump
| Commercial | Equip | Solar Pool Heater
| Commercial | Equip | Heat Pump Pool Heater
| Commercial | Equip | High Efficiency DX 135k- less than 240k BTU
| Commercial | Equip | Premium T8 - Lamp Replacement
| Commercial | Equip | Premium T8 - Fixture Replacement
| Commercial | Equip | LED Linear - Lamp Replacement
| Commercial | Equip | LED Linear - Fixture Replacement
| Commercial | Equip | Energy Star Commercial Oven
| Commercial | Equip | ENERGY STAR Water Cooler
| Commercial | Equip | ENERGY STAR Commercial Clothes Washer
| Commercial | Equip | Efficient Battery Charger
| Commercial | Equip | Energy Star Uninterruptable Power Supply
| Commercial | NonEquip | VAV System
| Commercial | NonEquip | Demand Controlled Ventilation
| Commercial | NonEquip | CO Sensors for Parking Garage Exhaust
| Commercial | Equip | High Speed Fans
| Commercial | Equip | 10HP Open Drip-Proof(ODP) Motor
| Commercial | Equip | High Bay LED
| Commercial | Equip | High Bay Fluorescent (T5)
| Commercial | Equip | Energy Star Fryer
| Commercial | Equip | LED Parking Lighting
| Commercial | Equip | High Efficiency HID Lighting
| Commercial | Equip | LED Display Lighting (Exterior)
| Commercial | Equip | ENERGY STAR Imaging Equipment
| Commercial | Equip | High Efficiency Chiller (Air Cooled, 50 tons)
| Commercial | Equip | High Efficiency Chiller (Water cooled-positive displacement, 100 tons)
| Commercial | Equip | High Efficiency Chiller (Water cooled-centrifugal, 200 tons)
| Commercial | Equip | Refrigerated Display Case LED Lighting
| Commercial | Equip | Energy Star Commercial Solid Door Refrigerator
| Commercial | Equip | Energy Star Commercial Solid Door Freezer
| Commercial | Equip | Energy Star Commercial Glass Door Refrigerator
| Commercial | Equip | Energy Star Commercial Glass Door Freezer
| Commercial | Equip | Induction Cooktops
| Commercial | Equip | Efficient Exhaust Hood
| Commercial | Equip | Energy Star Hot Food Holding Cabinet
| Commercial | Equip | Energy Star Griddle
| Commercial | Equip | Energy Star PCs
| Commercial | NonEquip | Thermostatic Shower Restriction Valve
| Commercial | NonEquip | Tank Wrap on Water Heater
| Commercial | NonEquip | Low-Flow Pre-Rinse Sprayers
| Commercial | NonEquip | Low Flow Shower Head
| Commercial | NonEquip | Hot Water Pipe Insulation
| Commercial | NonEquip | Hot Water Circulation Pump Control
| Commercial | NonEquip | Faucet Aerator
| Commercial | NonEquip | Drain Water Heat Recovery
| Commercial | Equip | Solar Water Heater
| Commercial | Equip | Heat Pump Water Heater
| Commercial | Equip | Energy Star Commercial Dishwasher
| Commercial | Equip | Instantaneous Hot Water System
| Commercial | Equip | Two Speed Pool Pump
| Commercial | NonEquip | Thermal Energy Storage
| Industrial | NonEquip | Process Other Systems Optimization
| Industrial | NonEquip | Plant Energy Management
| Industrial | NonEquip | Process Heat System Optimization
| Industrial | NonEquip | Process Heat Improved Controls
| Industrial | NonEquip | Process Refrig System Optimization
| Industrial | NonEquip | Process Refrig Controls
| Industrial | Equip | Process Refrig Equipment Upgrade
| Industrial | NonEquip | Pump System Optimization
| Industrial | NonEquip | Pump Improved Controls
| Industrial | NonEquip | Motor Optimization
| Industrial | NonEquip | Motor Improved Controls
| Industrial | Equip | Pump Equipment Upgrade
| Industrial | Equip | Motor Equipment Upgrades
| Industrial | NonEquip | Fan Improved Controls
| Industrial | Equip | Fan Equipment Upgrades
| Industrial | NonEquip | Lighting Controls
| Industrial | Equip | Efficient Lighting - Other Interior Lighting
| Industrial | Equip | Efficient Lighting - High Bay
| Industrial | NonEquip | HVAC Recommissioning
| Industrial | NonEquip | HVAC Improved Controls
| Industrial | NonEquip | Building Envelope Improvements
| Industrial | Equip | HVAC Equipment Upgrades
| Industrial | NonEquip | Lighting Controls - Exterior
| Industrial | Equip | Efficient Lighting - Exterior
| Industrial | NonEquip | Compressed Air System Optimization
| Industrial | NonEquip | Compressed Air Controls
| Industrial | Equip | Compressed Air Equipment
| Industrial | Equip | Process Heat Equipment Upgrade
| Industrial | NonEquip | Fan System Optimization
| Industrial | Equip | Process Other Equipment Upgrades

## Staff ROG29_EP
Q29
| Economic Potential - RIM | [10 empty] | Economic Potential - RIM | [11 empty] | Economic Potential - TRC | [10 empty] | Economic Potential - TRC
| Passing Measures Results | [10 empty] | Falling Measures Results | [11 empty] | Passing Measures Results | [10 empty] | Falling Measures Results
| [Economic Potential or Achievable Potential] – [TRC or RIM] | [10 empty] | [Economic Potential or Achievable Potential] – [TRC or RIM] | [11 empty] | [Economic Potential or Achievable Potential] – [TRC or RIM] | [10 empty] | [Economic Potential or Achievable Potential] – [TRC or RIM]
| Customer | Measure | Included | Segment | Vintage | TRC | RIM | PCT | Summer | Winter | Energy | Customer | Measure | Included | Segment | Vintage | TRC | RIM | PCT | Summer | Winter | Energy | Reason For | Customer | Measure | Included | Segment | Vintage | TRC | RIM | PCT | Summer | Winter | Energy | Customer | Measure | Included | Segment | Vintage | TRC | RIM | PCT | Summer | Winter | Energy | Reason For
| Class | Name | (Y/N) | [5 empty] | (MW) | (MW) | (GWh) | Class | Name | (Y/N) | [5 empty] | (MW) | (MW) | (GWh) | Failure | Class | Name | (Y/N) | [5 empty] | (MW) | (MW) | (GWh) | Class | Name | (Y/N) | [5 empty] | (MW) | (MW) | (GWh) | Failure
| Industrial | Lighting Controls - Exterior | Y | Agriculture and Assembly | Existing | 4.3363 | 1.0775 | 4.0243 | 0 | 0 | 0.0030671 | Residential | Energy Star Clothes Dryer | N | Single Family | Turnover | 0.36166 | 0.66564 | 0.54332 | 0 | 0 | 0 | Fail RIM; Fail PCT | Residential | High Efficiency Induction Cooktop | N | Single Family | Turnover | 1.298 | 0.63851 | 2.0329 | 0.57363 | 0.13763 | 2.4189 | Residential | Energy Star Clothes Dryer | N | Single Family | Turnover | 0.36166 | 0.66564 | 0.54332 | 0 | 0 | 0 | Fail TRC; Fail PCT
| Industrial | Lighting Controls - Exterior | Y | Agriculture and Assembly | New | 4.3363 | 1.0775 | 4.0243 | 0 | 0 | 5.0434e-05 | Residential | Energy Star Clothes Dryer | N | Multi-Family | Turnover | 0.36166 | 0.66564 | 0.54332 | 0 | 0 | 0 | Fail RIM; Fail PCT | Residential | High Efficiency Induction Cooktop | N | Multi-Family | Turnover | 1.298 | 0.63851 | 2.0329 | 0.4453 | 0.10684 | 1.8778 | Residential | Energy Star Clothes Dryer | N | Multi-Family | Turnover | 0.36166 | 0.66564 | 0.54332 | 0 | 0 | 0 | Fail TRC; Fail PCT
| Industrial | Lighting Controls - Exterior | Y | Chemicals and Plastics | Existing | 3.8718 | 1.0775 | 3.5932 | 0 | 0 | 0.0073711 | Residential | Energy Star Clothes Dryer | N | Manufactured Home | Turnover | 0.36166 | 0.66564 | 0.54332 | 0 | 0 | 0 | Fail RIM; Fail PCT | Residential | High Efficiency Induction Cooktop | N | Manufactured Home | Turnover | 1.298 | 0.63851 | 2.0329 | 0.0070075 | 0.0016813 | 0.02955 | Residential | Energy Star Clothes Dryer | N | Manufactured Home | Turnover | 0.36166 | 0.66564 | 0.54332 | 0 | 0 | 0 | Fail TRC; Fail PCT
| Industrial | Lighting Controls - Exterior | Y | Chemicals and Plastics | New | 3.8718 | 1.0775 | 3.5932 | 0 | 0 | 0.00012121 | Residential | Energy Star Clothes Dryer | N | Single Family | New | 0.36166 | 0.66564 | 0.54332 | 0 | 0 | 0 | Fail RIM; Fail PCT | Residential | High Efficiency Induction Cooktop | N | Single Family | New | 1.298 | 0.63851 | 2.0329 | 0.017071 | 0.0040958 | 0.071988 | Residential | Energy Star Clothes Dryer | N | Single Family | New | 0.36166 | 0.66564 | 0.54332 | 0 | 0 | 0 | Fail TRC; Fail PCT
| Industrial | Lighting Controls - Exterior | Y | Construction | Existing | 3.9186 | 1.0775 | 3.6367 | 0 | 0 | 0.0012311 | Residential | Energy Star Clothes Dryer | N | Multi-Family | New | 0.36166 | 0.66564 | 0.54332 | 0 | 0 | 0 | Fail RIM; Fail PCT | Residential | High Efficiency Induction Cooktop | N | Multi-Family | New | 1.298 | 0.63851 | 2.0329 | 0.013252 | 0.0031795 | 0.055882 | Residential | Energy Star Clothes Dryer | N | Multi-Family | New | 0.36166 | 0.66564 | 0.54332 | 0 | 0 | 0 | Fail TRC; Fail PCT
| Industrial | Lighting Controls - Exterior | Y | Construction | New | 3.9186 | 1.0775 | 3.6367 | 0 | 0 | 2.0243e-05 | Residential | Energy Star Clothes Dryer | N | Manufactured Home | New | 0.36166 | 0.66564 | 0.54332 | 0 | 0 | 0 | Fail RIM; Fail PCT | Residential | High Efficiency Induction Cooktop | N | Manufactured Home | New | 1.298 | 0.63851 | 2.0329 | 0.00020854 | 5.0035e-05 | 0.0008794 | Residential | Energy Star Clothes Dryer | N | Manufactured Home | New | 0.36166 | 0.66564 | 0.54332 | 0 | 0 | 0 | Fail TRC; Fail PCT
| Industrial | Lighting Controls - Exterior | Y | Electrical and Electronic Equip. | Existing | 3.7947 | 1.0775 | 3.5217 | 0 | 0 | 0.0024354 | Residential | Energy Star Clothes Washer | N | Single Family | Turnover | 5.759 | 0.66564 | 8.6518 | 0 | 0 | 0 | Fail RIM; Pass PCT | Residential | CFL-13W | N | Single Family | Turnover | 1.8426 | 0.65022 | 2.8338 | 1.2983 | 1.3631 | 14.7596 | Residential | Energy Star Clothes Washer | N | Single Family | Turnover | 5.759 | 0.66564 | 8.6518 | 0 | 0 | 0 | Pass TRC; Pass PCT; Fail 2-year Threshold
| Industrial | Lighting Controls - Exterior | Y | Electrical and Electronic Equip. | New | 3.7947 | 1.0775 | 3.5217 | 0 | 0 | 4.0046e-05 | Residential | Energy Star Clothes Washer | N | Multi-Family | Turnover | 5.759 | 0.66564 | 8.6518 | 0 | 0 | 0 | Fail RIM; Pass PCT | Residential | CFL-13W | N | Multi-Family | Turnover | 1.8426 | 0.65022 | 2.8338 | 0.9737 | 1.0223 | 11.0696 | Residential | Energy Star Clothes Washer | N | Multi-Family | Turnover | 5.759 | 0.66564 | 8.6518 | 0 | 0 | 0 | Pass TRC; Pass PCT; Fail 2-year Threshold
| Industrial | Lighting Controls - Exterior | Y | Lumber/Furniture/Pulp/Paper | Existing | 3.1418 | 1.0775 | 2.9157 | 0 | 0 | 0.0030239 | Residential | Energy Star Clothes Washer | N | Manufactured Home | Turnover | 5.759 | 0.66564 | 8.6518 | 0 | 0 | 0 | Fail RIM; Pass PCT | Residential | CFL-13W | N | Manufactured Home | Turnover | 1.8426 | 0.65022 | 2.8338 | 0.015394 | 0.016162 | 0.175 | Residential | Energy Star Clothes Washer | N | Manufactured Home | Turnover | 5.759 | 0.66564 | 8.6518 | 0 | 0 | 0 | Pass TRC; Pass PCT; Fail 2-year Threshold
| Industrial | Lighting Controls - Exterior | Y | Lumber/Furniture/Pulp/Paper | New | 3.1418 | 1.0775 | 2.9157 | 0 | 0 | 4.9724e-05 | Residential | Energy Star Clothes Washer | N | Single Family | New | 5.759 | 0.66564 | 8.6518 | 0 | 0 | 0 | Fail RIM; Pass PCT | Residential | CFL-13W | N | Single Family | New | 1.8426 | 0.65022 | 2.8338 | 0.038637 | 0.040566 | 0.43925 | Residential | Energy Star Clothes Washer | N | Single Family | New | 5.759 | 0.66564 | 8.6518 | 0 | 0 | 0 | Pass TRC; Pass PCT; Fail 2-year Threshold
| Industrial | Lighting Controls - Exterior | Y | Metal Products and Machinery | Existing | 3.4447 | 1.0775 | 3.1969 | 0 | 0 | 0.0065395 | Residential | Energy Star Clothes Washer | N | Multi-Family | New | 5.759 | 0.66564 | 8.6518 | 0 | 0 | 0 | Fail RIM; Pass PCT | Residential | CFL-13W | N | Multi-Family | New | 1.8426 | 0.65022 | 2.8338 | 0.028977 | 0.030424 | 0.32943 | Residential | Energy Star Clothes Washer | N | Multi-Family | New | 5.759 | 0.66564 | 8.6518 | 0 | 0 | 0 | Pass TRC; Pass PCT; Fail 2-year Threshold
| Industrial | Lighting Controls - Exterior | Y | Metal Products and Machinery | New | 3.4447 | 1.0775 | 3.1969 | 0 | 0 | 0.00010753 | Residential | Energy Star Clothes Washer | N | Manufactured Home | New | 5.759 | 0.66564 | 8.6518 | 0 | 0 | 0 | Fail RIM; Pass PCT | Residential | CFL-13W | N | Manufactured Home | New | 1.8426 | 0.65022 | 2.8338 | 0.00045811 | 0.00048099 | 0.0052081 | Residential | Energy Star Clothes Washer | N | Manufactured Home | New | 5.759 | 0.66564 | 8.6518 | 0 | 0 | 0 | Pass TRC; Pass PCT; Fail 2-year Threshold
| Industrial | Lighting Controls - Exterior | Y | Primary Resources Industries | Existing | 3.7301 | 1.0775 | 3.4617 | 0 | 0 | 0.0045182 | Residential | Energy Star Dishwasher | N | Single Family | Turnover | 999 | 0.67625 | 999 | 0 | 0 | 0 | Fail RIM; Pass PCT | Residential | LED - 9W Flood | N | Single Family | Turnover | 1.9594 | 0.6423 | 3.0507 | 3.4438 | 3.6158 | 39.1518 | Residential | Energy Star Dishwasher | N | Single Family | Turnover | 999 | 0.67625 | 999 | 0 | 0 | 0 | Pass TRC; Pass PCT; Fail 2-year Threshold
| Industrial | Lighting Controls - Exterior | Y | Primary Resources Industries | New | 3.7301 | 1.0775 | 3.4617 | 0 | 0 | 7.4296e-05 | Residential | Energy Star Dishwasher | N | Multi-Family | Turnover | 999 | 0.67625 | 999 | 0 | 0 | 0 | Fail RIM; Pass PCT | Residential | LED - 9W Flood | N | Multi-Family | Turnover | 1.9594 | 0.6423 | 3.0507 | 2.5829 | 2.7118 | 29.3636 | Residential | Energy Star Dishwasher | N | Multi-Family | Turnover | 999 | 0.67625 | 999 | 0 | 0 | 0 | Pass TRC; Pass PCT; Fail 2-year Threshold
| Industrial | Lighting Controls - Exterior | Y | Stone/Clay/Glass/Concrete | Existing | 3.658 | 1.0775 | 3.3948 | 0 | 0 | 0.0010711 | Residential | Energy Star Dishwasher | N | Manufactured Home | Turnover | 999 | 0.67625 | 999 | 0 | 0 | 0 | Fail RIM; Pass PCT | Residential | LED - 9W Flood | N | Manufactured Home | Turnover | 1.9594 | 0.6423 | 3.0507 | 0.040833 | 0.042873 | 0.46422 | Residential | Energy Star Dishwasher | N | Manufactured Home | Turnover | 999 | 0.67625 | 999 | 0 | 0 | 0 | Pass TRC; Pass PCT; Fail 2-year Threshold
| Industrial | Lighting Controls - Exterior | Y | Stone/Clay/Glass/Concrete | New | 3.658 | 1.0775 | 3.3948 | 0 | 0 | 1.7612e-05 | Residential | Energy Star Dishwasher | N | Single Family | New | 999 | 0.67625 | 999 | 0 | 0 | 0 | Fail RIM; Pass PCT | Residential | LED - 9W Flood | N | Single Family | New | 1.9594 | 0.6423 | 3.0507 | 0.10249 | 0.10761 | 1.1652 | Residential | Energy Star Dishwasher | N | Single Family | New | 999 | 0.67625 | 999 | 0 | 0 | 0 | Pass TRC; Pass PCT; Fail 2-year Threshold
| Industrial | Lighting Controls - Exterior | Y | Textiles and Leather | Existing | 4.2702 | 1.0775 | 3.9629 | 0 | 0 | 0.00079686 | Residential | Energy Star Dishwasher | N | Multi-Family | New | 999 | 0.67625 | 999 | 0 | 0 | 0 | Fail RIM; Pass PCT | Residential | LED - 9W Flood | N | Multi-Family | New | 1.9594 | 0.6423 | 3.0507 | 0.076866 | 0.080705 | 0.87386 | Residential | Energy Star Dishwasher | N | Multi-Family | New | 999 | 0.67625 | 999 | 0 | 0 | 0 | Pass TRC; Pass PCT; Fail 2-year Threshold
| Industrial | Lighting Controls - Exterior | Y | Textiles and Leather | New | 4.2702 | 1.0775 | 3.9629 | 0 | 0 | 1.3103e-05 | Residential | Energy Star Dishwasher | N | Manufactured Home | New | 999 | 0.67625 | 999 | 0 | 0 | 0 | Fail RIM; Pass PCT | Residential | LED - 9W Flood | N | Manufactured Home | New | 1.9594 | 0.6423 | 3.0507 | 0.0012152 | 0.0012759 | 0.013815 | Residential | Energy Star Dishwasher | N | Manufactured Home | New | 999 | 0.67625 | 999 | 0 | 0 | 0 | Pass TRC; Pass PCT; Fail 2-year Threshold
| Industrial | Lighting Controls - Exterior | Y | Transportation Equipment | Existing | 4.1712 | 1.0775 | 3.8711 | 0 | 0 | 0.0032503 | Residential | Energy Star Freezer | N | Single Family | Turnover | 0.42301 | 0.6261 | 0.67563 | 0 | 0 | 0 | Fail RIM; Fail PCT | Residential | LED Specialty Lamps-5W Chandelier | N | Single Family | Turnover | 2.0821 | 0.6423 | 3.2416 | 0.15475 | 0.16248 | 1.7593 | Residential | Energy Star Freezer | N | Single Family | Turnover | 0.42301 | 0.6261 | 0.67563 | 0 | 0 | 0 | Fail TRC; Fail PCT
| Industrial | Lighting Controls - Exterior | Y | Transportation Equipment | New | 4.1712 | 1.0775 | 3.8711 | 0 | 0 | 5.3448e-05 | Residential | Energy Star Freezer | N | Multi-Family | Turnover | 0.42301 | 0.6261 | 0.67563 | 0 | 0 | 0 | Fail RIM; Fail PCT | Residential | LED Specialty Lamps-5W Chandelier | N | Multi-Family | Turnover | 2.0821 | 0.6423 | 3.2416 | 0.11606 | 0.12186 | 1.3195 | Residential | Energy Star Freezer | N | Multi-Family | Turnover | 0.42301 | 0.6261 | 0.67563 | 0 | 0 | 0 | Fail TRC; Fail PCT
| Industrial | Lighting Controls - Exterior | Y | Water and Wastewater | Existing | 3.9186 | 1.0775 | 3.6367 | 0 | 0 | 1.5077e-05 | Residential | Energy Star Freezer | N | Manufactured Home | Turnover | 0.42301 | 0.6261 | 0.67563 | 0 | 0 | 0 | Fail RIM; Fail PCT | Residential | LED Specialty Lamps-5W Chandelier | N | Manufactured Home | Turnover | 2.0821 | 0.6423 | 3.2416 | 0.0018349 | 0.0019265 | 0.02086 | Residential | Energy Star Freezer | N | Manufactured Home | Turnover | 0.42301 | 0.6261 | 0.67563 | 0 | 0 | 0 | Fail TRC; Fail PCT
| Industrial | Lighting Controls - Exterior | Y | Water and Wastewater | New | 3.9186 | 1.0775 | 3.6367 | 0 | 0 | 2.4793e-07 | Residential | Energy Star Freezer | N | Single Family | New | 0.42301 | 0.6261 | 0.67563 | 0 | 0 | 0 | Fail RIM; Fail PCT | Residential | LED Specialty Lamps-5W Chandelier | N | Single Family | New | 2.0821 | 0.6423 | 3.2416 | 0.0046055 | 0.0048355 | 0.052358 | Residential | Energy Star Freezer | N | Single Family | New | 0.42301 | 0.6261 | 0.67563 | 0 | 0 | 0 | Fail TRC; Fail PCT
[12 empty] | Residential | Energy Star Freezer | N | Multi-Family | New | 0.42301 | 0.6261 | 0.67563 | 0 | 0 | 0 | Fail RIM; Fail PCT | Residential | LED Specialty Lamps-5W Chandelier | N | Multi-Family | New | 2.0821 | 0.6423 | 3.2416 | 0.0034541 | 0.0036266 | 0.039268 | Residential | Energy Star Freezer | N | Multi-Family | New | 0.42301 | 0.6261 | 0.67563 | 0 | 0 | 0 | Fail TRC; Fail PCT
|  | Custom Incentive Program | [9 empty] | Residential | Energy Star Freezer | N | Manufactured Home | New | 0.42301 | 0.6261 | 0.67563 | 0 | 0 | 0 | Fail RIM; Fail PCT | Residential | LED Specialty Lamps-5W Chandelier | N | Manufactured Home | New | 2.0821 | 0.6423 | 3.2416 | 5.4607e-05 | 5.7334e-05 | 0.00062081 | Residential | Energy Star Freezer | N | Manufactured Home | New | 0.42301 | 0.6261 | 0.67563 | 0 | 0 | 0 | Fail TRC; Fail PCT
[12 empty] | Residential | Energy Star Refrigerator | N | Single Family | Turnover | 0.75281 | 0.6242 | 1.206 | 0 | 0 | 0 | Fail RIM; Pass PCT | Residential | Solar Pool Heater | N | Single Family | Turnover | 2.1305 | 0.63316 | 3.3649 | 0 | 0 | 1.9337 | Residential | Energy Star Refrigerator | N | Single Family | Turnover | 0.75281 | 0.6242 | 1.206 | 0 | 0 | 0 | Fail TRC; Pass PCT
[12 empty] | Residential | Energy Star Refrigerator | N | Multi-Family | Turnover | 0.75281 | 0.6242 | 1.206 | 0 | 0 | 0 | Fail RIM; Pass PCT | Residential | Solar Pool Heater | N | Multi-Family | Turnover | 2.1305 | 0.63316 | 3.3649 | 0 | 0 | 0 | Residential | Energy Star Refrigerator | N | Multi-Family | Turnover | 0.75281 | 0.6242 | 1.206 | 0 | 0 | 0 | Fail TRC; Pass PCT
[12 empty] | Residential | Energy Star Refrigerator | N | Manufactured Home | Turnover | 0.75281 | 0.6242 | 1.206 | 0 | 0 | 0 | Fail RIM; Pass PCT | Residential | Solar Pool Heater | N | Manufactured Home | Turnover | 2.1305 | 0.63316 | 3.3649 | 0 | 0 | 0 | Residential | Energy Star Refrigerator | N | Manufactured Home | Turnover | 0.75281 | 0.6242 | 1.206 | 0 | 0 | 0 | Fail TRC; Pass PCT
[12 empty] | Residential | Energy Star Refrigerator | N | Single Family | New | 0.75281 | 0.6242 | 1.206 | 0 | 0 | 0 | Fail RIM; Pass PCT | Residential | Solar Pool Heater | N | Single Family | New | 2.1305 | 0.63316 | 3.3649 | 0 | 0 | 0.057548 | Residential | Energy Star Refrigerator | N | Single Family | New | 0.75281 | 0.6242 | 1.206 | 0 | 0 | 0 | Fail TRC; Pass PCT
[12 empty] | Residential | Energy Star Refrigerator | N | Multi-Family | New | 0.75281 | 0.6242 | 1.206 | 0 | 0 | 0 | Fail RIM; Pass PCT | Residential | Solar Pool Heater | N | Multi-Family | New | 2.1305 | 0.63316 | 3.3649 | 0 | 0 | 0 | Residential | Energy Star Refrigerator | N | Multi-Family | New | 0.75281 | 0.6242 | 1.206 | 0 | 0 | 0 | Fail TRC; Pass PCT
[12 empty] | Residential | Energy Star Refrigerator | N | Manufactured Home | New | 0.75281 | 0.6242 | 1.206 | 0 | 0 | 0 | Fail RIM; Pass PCT | Residential | Solar Pool Heater | N | Manufactured Home | New | 2.1305 | 0.63316 | 3.3649 | 0 | 0 | 0 | Residential | Energy Star Refrigerator | N | Manufactured Home | New | 0.75281 | 0.6242 | 1.206 | 0 | 0 | 0 | Fail TRC; Pass PCT
[12 empty] | Residential | Heat Pump Clothes Dryer | N | Single Family | Turnover | 0.16622 | 0.66162 | 0.25123 | 0 | 0 | 0 | Fail RIM; Fail PCT | Residential | Two Speed Pool Pump | N | Single Family | Turnover | 1.6077 | 0.63983 | 2.5127 | 0 | 0 | 0 | Residential | Heat Pump Clothes Dryer | N | Single Family | Turnover | 0.16622 | 0.66162 | 0.25123 | 0 | 0 | 0 | Fail TRC; Fail PCT
[12 empty] | Residential | Heat Pump Clothes Dryer | N | Multi-Family | Turnover | 0.16622 | 0.66162 | 0.25123 | 0 | 0 | 0 | Fail RIM; Fail PCT | Residential | Two Speed Pool Pump | N | Multi-Family | Turnover | 1.6077 | 0.63983 | 2.5127 | 0 | 0 | 0 | Residential | Heat Pump Clothes Dryer | N | Multi-Family | Turnover | 0.16622 | 0.66162 | 0.25123 | 0 | 0 | 0 | Fail TRC; Fail PCT
[12 empty] | Residential | Heat Pump Clothes Dryer | N | Manufactured Home | Turnover | 0.16622 | 0.66162 | 0.25123 | 0 | 0 | 0 | Fail RIM; Fail PCT | Residential | Two Speed Pool Pump | N | Manufactured Home | Turnover | 1.6077 | 0.63983 | 2.5127 | 0 | 0 | 0 | Residential | Heat Pump Clothes Dryer | N | Manufactured Home | Turnover | 0.16622 | 0.66162 | 0.25123 | 0 | 0 | 0 | Fail TRC; Fail PCT
[12 empty] | Residential | Heat Pump Clothes Dryer | N | Single Family | New | 0.16622 | 0.66162 | 0.25123 | 0 | 0 | 0 | Fail RIM; Fail PCT | Residential | Two Speed Pool Pump | N | Single Family | New | 1.6077 | 0.63983 | 2.5127 | 0 | 0 | 0 | Residential | Heat Pump Clothes Dryer | N | Single Family | New | 0.16622 | 0.66162 | 0.25123 | 0 | 0 | 0 | Fail TRC; Fail PCT
[12 empty] | Residential | Heat Pump Clothes Dryer | N | Multi-Family | New | 0.16622 | 0.66162 | 0.25123 | 0 | 0 | 0 | Fail RIM; Fail PCT | Residential | Two Speed Pool Pump | N | Multi-Family | New | 1.6077 | 0.63983 | 2.5127 | 0 | 0 | 0 | Residential | Heat Pump Clothes Dryer | N | Multi-Family | New | 0.16622 | 0.66162 | 0.25123 | 0 | 0 | 0 | Fail TRC; Fail PCT
[12 empty] | Residential | Heat Pump Clothes Dryer | N | Manufactured Home | New | 0.16622 | 0.66162 | 0.25123 | 0 | 0 | 0 | Fail RIM; Fail PCT | Residential | Two Speed Pool Pump | N | Manufactured Home | New | 1.6077 | 0.63983 | 2.5127 | 0 | 0 | 0 | Residential | Heat Pump Clothes Dryer | N | Manufactured Home | New | 0.16622 | 0.66162 | 0.25123 | 0 | 0 | 0 | Fail TRC; Fail PCT
[12 empty] | Residential | High Efficiency Convection Oven | N | Single Family | Turnover | 0.085398 | 0.66881 | 0.12769 | 0 | 0 | 0 | Fail RIM; Fail PCT | Residential | Variable Speed Pool Pump | N | Single Family | Turnover | 1.6079 | 0.63983 | 2.513 | 4.1454 | 0 | 7.6276 | Residential | High Efficiency Convection Oven | N | Single Family | Turnover | 0.085398 | 0.66881 | 0.12769 | 0 | 0 | 0 | Fail TRC; Fail PCT
[12 empty] | Residential | High Efficiency Convection Oven | N | Multi-Family | Turnover | 0.085398 | 0.66881 | 0.12769 | 0 | 0 | 0 | Fail RIM; Fail PCT | Residential | Variable Speed Pool Pump | N | Multi-Family | Turnover | 1.6079 | 0.63983 | 2.513 | 0 | 0 | 0 | Residential | High Efficiency Convection Oven | N | Multi-Family | Turnover | 0.085398 | 0.66881 | 0.12769 | 0 | 0 | 0 | Fail TRC; Fail PCT
[12 empty] | Residential | High Efficiency Convection Oven | N | Manufactured Home | Turnover | 0.085398 | 0.66881 | 0.12769 | 0 | 0 | 0 | Fail RIM; Fail PCT | Residential | Variable Speed Pool Pump | N | Manufactured Home | Turnover | 1.6079 | 0.63983 | 2.513 | 0 | 0 | 0 | Residential | High Efficiency Convection Oven | N | Manufactured Home | Turnover | 0.085398 | 0.66881 | 0.12769 | 0 | 0 | 0 | Fail TRC; Fail PCT
[12 empty] | Residential | High Efficiency Convection Oven | N | Single Family | New | 0.085398 | 0.66881 | 0.12769 | 0 | 0 | 0 | Fail RIM; Fail PCT | Residential | Variable Speed Pool Pump | N | Single Family | New | 1.6079 | 0.63983 | 2.513 | 0.12337 | 0 | 0.227 | Residential | High Efficiency Convection Oven | N | Single Family | New | 0.085398 | 0.66881 | 0.12769 | 0 | 0 | 0 | Fail TRC; Fail PCT
[12 empty] | Residential | High Efficiency Convection Oven | N | Multi-Family | New | 0.085398 | 0.66881 | 0.12769 | 0 | 0 | 0 | Fail RIM; Fail PCT | Residential | Variable Speed Pool Pump | N | Multi-Family | New | 1.6079 | 0.63983 | 2.513 | 0 | 0 | 0 | Residential | High Efficiency Convection Oven | N | Multi-Family | New | 0.085398 | 0.66881 | 0.12769 | 0 | 0 | 0 | Fail TRC; Fail PCT
[12 empty] | Residential | High Efficiency Convection Oven | N | Manufactured Home | New | 0.085398 | 0.66881 | 0.12769 | 0 | 0 | 0 | Fail RIM; Fail PCT | Residential | Variable Speed Pool Pump | N | Manufactured Home | New | 1.6079 | 0.63983 | 2.513 | 0 | 0 | 0 | Residential | High Efficiency Convection Oven | N | Manufactured Home | New | 0.085398 | 0.66881 | 0.12769 | 0 | 0 | 0 | Fail TRC; Fail PCT
[12 empty] | Residential | High Efficiency Induction Cooktop | N | Single Family | Turnover | 1.298 | 0.63851 | 2.0329 | 0 | 0 | 0 | Fail RIM; Pass PCT | Residential | Thermostatic Shower Restriction Valve | N | Single Family | Existing | 1.549 | 0.65242 | 2.3743 | 0.014687 | 0.031615 | 0.16306 | Residential | Heat Pump Water Heater | N | Single Family | Turnover | 0.8104 | 0.64785 | 1.2509 | 0 | 0 | 0 | Fail TRC; Pass PCT
[12 empty] | Residential | High Efficiency Induction Cooktop | N | Multi-Family | Turnover | 1.298 | 0.63851 | 2.0329 | 0 | 0 | 0 | Fail RIM; Pass PCT | Residential | Thermostatic Shower Restriction Valve | N | Multi-Family | Existing | 1.2176 | 0.65242 | 1.8664 | 0.14427 | 0.31055 | 1.6017 | Residential | Heat Pump Water Heater | N | Multi-Family | Turnover | 0.63703 | 0.64785 | 0.9833 | 0 | 0 | 0 | Fail TRC; Fail PCT
[12 empty] | Residential | High Efficiency Induction Cooktop | N | Manufactured Home | Turnover | 1.298 | 0.63851 | 2.0329 | 0 | 0 | 0 | Fail RIM; Pass PCT | Residential | Thermostatic Shower Restriction Valve | N | Manufactured Home | Existing | 1.2079 | 0.65242 | 1.8515 | 0 | 0 | 0 | Residential | Heat Pump Water Heater | N | Manufactured Home | Turnover | 0.63195 | 0.64785 | 0.97546 | 0 | 0 | 0 | Fail TRC; Fail PCT
[12 empty] | Residential | High Efficiency Induction Cooktop | N | Single Family | New | 1.298 | 0.63851 | 2.0329 | 0 | 0 | 0 | Fail RIM; Pass PCT | Residential | Thermostatic Shower Restriction Valve | N | Single Family | New | 1.549 | 0.65242 | 2.3743 | 0.0025254 | 0.0054362 | 0.028038 | Residential | Heat Pump Water Heater | N | Single Family | New | 0.8104 | 0.64785 | 1.2509 | 0 | 0 | 0 | Fail TRC; Pass PCT
[12 empty] | Residential | High Efficiency Induction Cooktop | N | Multi-Family | New | 1.298 | 0.63851 | 2.0329 | 0 | 0 | 0 | Fail RIM; Pass PCT | Residential | Thermostatic Shower Restriction Valve | N | Multi-Family | New | 1.2176 | 0.65242 | 1.8664 | 0.0022816 | 0.0049113 | 0.025331 | Residential | Heat Pump Water Heater | N | Multi-Family | New | 0.63703 | 0.64785 | 0.9833 | 0 | 0 | 0 | Fail TRC; Fail PCT
[12 empty] | Residential | High Efficiency Induction Cooktop | N | Manufactured Home | New | 1.298 | 0.63851 | 2.0329 | 0 | 0 | 0 | Fail RIM; Pass PCT | Residential | Thermostatic Shower Restriction Valve | N | Manufactured Home | New | 1.2079 | 0.65242 | 1.8515 | 2.4167e-05 | 5.2022e-05 | 0.00026831 | Residential | Heat Pump Water Heater | N | Manufactured Home | New | 0.63195 | 0.64785 | 0.97546 | 0 | 0 | 0 | Fail TRC; Fail PCT
[12 empty] | Residential | Heat Pump Water Heater | N | Single Family | Turnover | 0.8104 | 0.64785 | 1.2509 | 0 | 0 | 0 | Fail RIM; Pass PCT | Residential | Ceiling Insulation(R2 to R38) | Y | Single Family | Existing | 2.7182 | 0.61638 | 4.41 | 11.9423 | 6.4793 | 31.7712 | Residential | Instantaneous Hot Water System | N | Single Family | Turnover | 0.094412 | 0.59183 | 0.15953 | 0 | 0 | 0 | Fail TRC; Fail PCT
[12 empty] | Residential | Heat Pump Water Heater | N | Multi-Family | Turnover | 0.63703 | 0.64785 | 0.9833 | 0 | 0 | 0 | Fail RIM; Fail PCT | Residential | Ceiling Insulation(R2 to R38) | Y | Multi-Family | Existing | 1.971 | 0.61638 | 3.1977 | 10.4698 | 7.1905 | 30.0142 | Residential | Instantaneous Hot Water System | N | Multi-Family | Turnover | 0.074214 | 0.59183 | 0.1254 | 0 | 0 | 0 | Fail TRC; Fail PCT
[12 empty] | Residential | Heat Pump Water Heater | N | Manufactured Home | Turnover | 0.63195 | 0.64785 | 0.97546 | 0 | 0 | 0 | Fail RIM; Fail PCT | Residential | Ceiling Insulation(R2 to R38) | Y | Manufactured Home | Existing | 1.9245 | 0.61638 | 3.1223 | 0.1216 | 0.10759 | 0.36556 | Residential | Instantaneous Hot Water System | N | Manufactured Home | Turnover | 0.073623 | 0.59183 | 0.1244 | 0 | 0 | 0 | Fail TRC; Fail PCT
[12 empty] | Residential | Heat Pump Water Heater | N | Single Family | New | 0.8104 | 0.64785 | 1.2509 | 0 | 0 | 0 | Fail RIM; Pass PCT | Residential | Ceiling Insulation(R2 to R38) | Y | Single Family | New | 2.7182 | 0.61638 | 4.41 | 0 | 0 | 0 | Residential | Instantaneous Hot Water System | N | Single Family | New | 0.094412 | 0.59183 | 0.15953 | 0 | 0 | 0 | Fail TRC; Fail PCT
[12 empty] | Residential | Heat Pump Water Heater | N | Multi-Family | New | 0.63703 | 0.64785 | 0.9833 | 0 | 0 | 0 | Fail RIM; Fail PCT | Residential | Ceiling Insulation(R2 to R38) | Y | Multi-Family | New | 1.971 | 0.61638 | 3.1977 | 0 | 0 | 0 | Residential | Instantaneous Hot Water System | N | Multi-Family | New | 0.074214 | 0.59183 | 0.1254 | 0 | 0 | 0 | Fail TRC; Fail PCT
[12 empty] | Residential | Heat Pump Water Heater | N | Manufactured Home | New | 0.63195 | 0.64785 | 0.97546 | 0 | 0 | 0 | Fail RIM; Fail PCT | Residential | Ceiling Insulation(R2 to R38) | Y | Manufactured Home | New | 1.9245 | 0.61638 | 3.1223 | 0 | 0 | 0 | Residential | Instantaneous Hot Water System | N | Manufactured Home | New | 0.073623 | 0.59183 | 0.1244 | 0 | 0 | 0 | Fail TRC; Fail PCT
[12 empty] | Residential | Instantaneous Hot Water System | N | Single Family | Turnover | 0.094412 | 0.59183 | 0.15953 | 0 | 0 | 0 | Fail RIM; Fail PCT | Residential | Duct Repair | Y | Single Family | Existing | 1.6657 | 0.62234 | 2.6765 | 5.1969 | 1.6852 | 10.3106 | Residential | Solar Water Heater | N | Single Family | Turnover | 0.19757 | 0.64683 | 0.30545 | 0 | 0 | 0 | Fail TRC; Fail PCT
[12 empty] | Residential | Instantaneous Hot Water System | N | Multi-Family | Turnover | 0.074214 | 0.59183 | 0.1254 | 0 | 0 | 0 | Fail RIM; Fail PCT | Residential | Duct Repair | Y | Multi-Family | Existing | 1.0832 | 0.62234 | 1.7405 | 17.7888 | 5.6924 | 35.2076 | Residential | Solar Water Heater | N | Multi-Family | Turnover | 0.15531 | 0.64683 | 0.2401 | 0 | 0 | 0 | Fail TRC; Fail PCT
[12 empty] | Residential | Instantaneous Hot Water System | N | Manufactured Home | Turnover | 0.073623 | 0.59183 | 0.1244 | 0 | 0 | 0 | Fail RIM; Fail PCT | Residential | Duct Repair | Y | Manufactured Home | Existing | 1.6294 | 0.62234 | 2.6182 | 0.28648 | 0.089986 | 0.56511 | Residential | Solar Water Heater | N | Manufactured Home | Turnover | 0.15407 | 0.64683 | 0.23819 | 0 | 0 | 0 | Fail TRC; Fail PCT
[12 empty] | Residential | Instantaneous Hot Water System | N | Single Family | New | 0.094412 | 0.59183 | 0.15953 | 0 | 0 | 0 | Fail RIM; Fail PCT | Residential | Programmable Thermostat | N | Single Family | New | 2.3238 | 0.7269 | 3.1969 | 0.10446 | 0 | 0.080495 | Residential | Solar Water Heater | N | Single Family | New | 0.19757 | 0.64683 | 0.30545 | 0 | 0 | 0 | Fail TRC; Fail PCT
[12 empty] | Residential | Instantaneous Hot Water System | N | Multi-Family | New | 0.074214 | 0.59183 | 0.1254 | 0 | 0 | 0 | Fail RIM; Fail PCT | Residential | Programmable Thermostat | N | Multi-Family | New | 1.5111 | 0.7269 | 2.0789 | 0.39495 | 0 | 0.2267 | Residential | Solar Water Heater | N | Multi-Family | New | 0.15531 | 0.64683 | 0.2401 | 0 | 0 | 0 | Fail TRC; Fail PCT
[12 empty] | Residential | Instantaneous Hot Water System | N | Manufactured Home | New | 0.073623 | 0.59183 | 0.1244 | 0 | 0 | 0 | Fail RIM; Fail PCT | Residential | Programmable Thermostat | N | Manufactured Home | New | 2.2732 | 0.7269 | 3.1273 | 0.0068382 | 0 | 0.003584 | Residential | Solar Water Heater | N | Manufactured Home | New | 0.15407 | 0.64683 | 0.23819 | 0 | 0 | 0 | Fail TRC; Fail PCT
[12 empty] | Residential | Solar Water Heater | N | Single Family | Turnover | 0.19757 | 0.64683 | 0.30545 | 0 | 0 | 0 | Fail RIM; Fail PCT | Residential | Smart Thermostat | N | Single Family | New | 1.351 | 0.7269 | 1.8585 | 0 | 0 | 0 | Residential | Energy Star Air Purifier | N | Single Family | Turnover | 999 | 0.63107 | 999 | 0 | 0 | 0 | Pass TRC; Pass PCT; Fail 2-year Threshold
[12 empty] | Residential | Solar Water Heater | N | Multi-Family | Turnover | 0.15531 | 0.64683 | 0.2401 | 0 | 0 | 0 | Fail RIM; Fail PCT | Residential | Smart Thermostat | N | Manufactured Home | New | 1.3215 | 0.7269 | 1.818 | 0 | 0 | 0 | Residential | Energy Star Air Purifier | N | Multi-Family | Turnover | 999 | 0.63107 | 999 | 0 | 0 | 0 | Pass TRC; Pass PCT; Fail 2-year Threshold
[12 empty] | Residential | Solar Water Heater | N | Manufactured Home | Turnover | 0.15407 | 0.64683 | 0.23819 | 0 | 0 | 0 | Fail RIM; Fail PCT | Commercial | Efficient Exhaust Hood | Y | Assembly | Turnover | 3.2843 | 0.71916 | 4.5669 | 0 | 0 | 0 | Residential | Energy Star Air Purifier | N | Manufactured Home | Turnover | 999 | 0.63107 | 999 | 0 | 0 | 0 | Pass TRC; Pass PCT; Fail 2-year Threshold
[12 empty] | Residential | Solar Water Heater | N | Single Family | New | 0.19757 | 0.64683 | 0.30545 | 0 | 0 | 0 | Fail RIM; Fail PCT | Commercial | Efficient Exhaust Hood | Y | College and University | Turnover | 3.2843 | 0.71916 | 4.5669 | 0.00020911 | 8.2075e-05 | 0.0009565 | Residential | Energy Star Air Purifier | N | Single Family | New | 999 | 0.63107 | 999 | 0 | 0 | 0 | Pass TRC; Pass PCT; Fail 2-year Threshold
[12 empty] | Residential | Solar Water Heater | N | Multi-Family | New | 0.15531 | 0.64683 | 0.2401 | 0 | 0 | 0 | Fail RIM; Fail PCT | Commercial | Efficient Exhaust Hood | Y | Grocery | Turnover | 3.2843 | 0.71916 | 4.5669 | 0 | 0 | 0 | Residential | Energy Star Air Purifier | N | Multi-Family | New | 999 | 0.63107 | 999 | 0 | 0 | 0 | Pass TRC; Pass PCT; Fail 2-year Threshold
[12 empty] | Residential | Solar Water Heater | N | Manufactured Home | New | 0.15407 | 0.64683 | 0.23819 | 0 | 0 | 0 | Fail RIM; Fail PCT | Commercial | Efficient Exhaust Hood | Y | Healthcare | Turnover | 3.2843 | 0.71916 | 4.5669 | 0.0021211 | 0.00083252 | 0.0097022 | Residential | Energy Star Air Purifier | N | Manufactured Home | New | 999 | 0.63107 | 999 | 0 | 0 | 0 | Pass TRC; Pass PCT; Fail 2-year Threshold
[12 empty] | Residential | Energy Star Air Purifier | N | Single Family | Turnover | 999 | 0.63107 | 999 | 0 | 0 | 0 | Fail RIM; Pass PCT | Commercial | Efficient Exhaust Hood | Y | Hospitals | Turnover | 3.2843 | 0.71916 | 4.5669 | 0.0050352 | 0.0019763 | 0.023032 | Residential | Energy Star Audio-Video Equipment | N | Single Family | Turnover | 0.16906 | 0.58479 | 0.2891 | 0 | 0 | 0 | Fail TRC; Fail PCT
[12 empty] | Residential | Energy Star Air Purifier | N | Multi-Family | Turnover | 999 | 0.63107 | 999 | 0 | 0 | 0 | Fail RIM; Pass PCT | Commercial | Efficient Exhaust Hood | Y | Institutional | Turnover | 3.2843 | 0.71916 | 4.5669 | 0 | 0 | 0 | Residential | Energy Star Audio-Video Equipment | N | Multi-Family | Turnover | 0.16906 | 0.58479 | 0.2891 | 0 | 0 | 0 | Fail TRC; Fail PCT
[12 empty] | Residential | Energy Star Air Purifier | N | Manufactured Home | Turnover | 999 | 0.63107 | 999 | 0 | 0 | 0 | Fail RIM; Pass PCT | Commercial | Efficient Exhaust Hood | Y | Lodging/Hospitality | Turnover | 3.2843 | 0.71916 | 4.5669 | 0.15418 | 0.060515 | 0.70524 | Residential | Energy Star Audio-Video Equipment | N | Manufactured Home | Turnover | 0.16906 | 0.58479 | 0.2891 | 0 | 0 | 0 | Fail TRC; Fail PCT
[12 empty] | Residential | Energy Star Air Purifier | N | Single Family | New | 999 | 0.63107 | 999 | 0 | 0 | 0 | Fail RIM; Pass PCT | Commercial | Efficient Exhaust Hood | Y | Miscellaneous | Turnover | 3.2843 | 0.71916 | 4.5669 | 0 | 0 | 0 | Residential | Energy Star Audio-Video Equipment | N | Single Family | New | 0.16906 | 0.58479 | 0.2891 | 0 | 0 | 0 | Fail TRC; Fail PCT
[12 empty] | Residential | Energy Star Air Purifier | N | Multi-Family | New | 999 | 0.63107 | 999 | 0 | 0 | 0 | Fail RIM; Pass PCT | Commercial | Efficient Exhaust Hood | Y | Offices | Turnover | 3.2843 | 0.71916 | 4.5669 | 0 | 0 | 0 | Residential | Energy Star Audio-Video Equipment | N | Multi-Family | New | 0.16906 | 0.58479 | 0.2891 | 0 | 0 | 0 | Fail TRC; Fail PCT
[12 empty] | Residential | Energy Star Air Purifier | N | Manufactured Home | New | 999 | 0.63107 | 999 | 0 | 0 | 0 | Fail RIM; Pass PCT | Commercial | Efficient Exhaust Hood | Y | Restaurants | Turnover | 3.2843 | 0.71916 | 4.5669 | 0.20084 | 0.078828 | 0.91866 | Residential | Energy Star Audio-Video Equipment | N | Manufactured Home | New | 0.16906 | 0.58479 | 0.2891 | 0 | 0 | 0 | Fail TRC; Fail PCT
[12 empty] | Residential | Energy Star Audio-Video Equipment | N | Single Family | Turnover | 0.16906 | 0.58479 | 0.2891 | 0 | 0 | 0 | Fail RIM; Fail PCT | Commercial | Efficient Exhaust Hood | Y | Retail | Turnover | 3.2843 | 0.71916 | 4.5669 | 0 | 0 | 0 | Residential | Energy Star Imaging Equipment | N | Single Family | Turnover | 999 | 0.53824 | 999 | 0 | 0 | 0 | Pass TRC; Pass PCT; Fail 2-year Threshold
[12 empty] | Residential | Energy Star Audio-Video Equipment | N | Multi-Family | Turnover | 0.16906 | 0.58479 | 0.2891 | 0 | 0 | 0 | Fail RIM; Fail PCT | Commercial | Efficient Exhaust Hood | Y | Schools K-12 | Turnover | 3.2843 | 0.71916 | 4.5669 | 0.0069904 | 0.0027437 | 0.031975 | Residential | Energy Star Imaging Equipment | N | Multi-Family | Turnover | 999 | 0.53824 | 999 | 0 | 0 | 0 | Pass TRC; Pass PCT; Fail 2-year Threshold
[12 empty] | Residential | Energy Star Audio-Video Equipment | N | Manufactured Home | Turnover | 0.16906 | 0.58479 | 0.2891 | 0 | 0 | 0 | Fail RIM; Fail PCT | Commercial | Efficient Exhaust Hood | Y | Warehouse | Turnover | 3.2843 | 0.71916 | 4.5669 | 0 | 0 | 0 | Residential | Energy Star Imaging Equipment | N | Manufactured Home | Turnover | 999 | 0.53824 | 999 | 0 | 0 | 0 | Pass TRC; Pass PCT; Fail 2-year Threshold
[12 empty] | Residential | Energy Star Audio-Video Equipment | N | Single Family | New | 0.16906 | 0.58479 | 0.2891 | 0 | 0 | 0 | Fail RIM; Fail PCT | Commercial | Efficient Exhaust Hood | Y | Assembly | New | 3.2843 | 0.71916 | 4.5669 | 0 | 0 | 0 | Residential | Energy Star Imaging Equipment | N | Single Family | New | 999 | 0.53824 | 999 | 0 | 0 | 0 | Pass TRC; Pass PCT; Fail 2-year Threshold
[12 empty] | Residential | Energy Star Audio-Video Equipment | N | Multi-Family | New | 0.16906 | 0.58479 | 0.2891 | 0 | 0 | 0 | Fail RIM; Fail PCT | Commercial | Efficient Exhaust Hood | Y | College and University | New | 3.2843 | 0.71916 | 4.5669 | 4.8133e-06 | 1.8892e-06 | 2.2017e-05 | Residential | Energy Star Imaging Equipment | N | Multi-Family | New | 999 | 0.53824 | 999 | 0 | 0 | 0 | Pass TRC; Pass PCT; Fail 2-year Threshold
[12 empty] | Residential | Energy Star Audio-Video Equipment | N | Manufactured Home | New | 0.16906 | 0.58479 | 0.2891 | 0 | 0 | 0 | Fail RIM; Fail PCT | Commercial | Efficient Exhaust Hood | Y | Grocery | New | 3.2843 | 0.71916 | 4.5669 | 0 | 0 | 0 | Residential | Energy Star Imaging Equipment | N | Manufactured Home | New | 999 | 0.53824 | 999 | 0 | 0 | 0 | Pass TRC; Pass PCT; Fail 2-year Threshold
[12 empty] | Residential | Energy Star Imaging Equipment | N | Single Family | Turnover | 999 | 0.53824 | 999 | 0 | 0 | 0 | Fail RIM; Pass PCT | Commercial | Efficient Exhaust Hood | Y | Healthcare | New | 3.2843 | 0.71916 | 4.5669 | 4.8823e-05 | 1.9163e-05 | 0.00022332 | Residential | Energy Star Personal Computer | N | Single Family | Turnover | 0.88316 | 0.55224 | 1.5992 | 0 | 0 | 0 | Fail TRC; Pass PCT
[12 empty] | Residential | Energy Star Imaging Equipment | N | Multi-Family | Turnover | 999 | 0.53824 | 999 | 0 | 0 | 0 | Fail RIM; Pass PCT | Commercial | Efficient Exhaust Hood | Y | Hospitals | New | 3.2843 | 0.71916 | 4.5669 | 0.0001159 | 4.549e-05 | 0.00053014 | Residential | Energy Star Personal Computer | N | Multi-Family | Turnover | 0.88316 | 0.55224 | 1.5992 | 0 | 0 | 0 | Fail TRC; Pass PCT
[12 empty] | Residential | Energy Star Imaging Equipment | N | Manufactured Home | Turnover | 999 | 0.53824 | 999 | 0 | 0 | 0 | Fail RIM; Pass PCT | Commercial | Efficient Exhaust Hood | Y | Institutional | New | 3.2843 | 0.71916 | 4.5669 | 0 | 0 | 0 | Residential | Energy Star Personal Computer | N | Manufactured Home | Turnover | 0.88316 | 0.55224 | 1.5992 | 0 | 0 | 0 | Fail TRC; Pass PCT
[12 empty] | Residential | Energy Star Imaging Equipment | N | Single Family | New | 999 | 0.53824 | 999 | 0 | 0 | 0 | Fail RIM; Pass PCT | Commercial | Efficient Exhaust Hood | Y | Lodging/Hospitality | New | 3.2843 | 0.71916 | 4.5669 | 0.0035489 | 0.0013929 | 0.016233 | Residential | Energy Star Personal Computer | N | Single Family | New | 0.88316 | 0.55224 | 1.5992 | 0 | 0 | 0 | Fail TRC; Pass PCT
[12 empty] | Residential | Energy Star Imaging Equipment | N | Multi-Family | New | 999 | 0.53824 | 999 | 0 | 0 | 0 | Fail RIM; Pass PCT | Commercial | Efficient Exhaust Hood | Y | Miscellaneous | New | 3.2843 | 0.71916 | 4.5669 | 0 | 0 | 0 | Residential | Energy Star Personal Computer | N | Multi-Family | New | 0.88316 | 0.55224 | 1.5992 | 0 | 0 | 0 | Fail TRC; Pass PCT
[12 empty] | Residential | Energy Star Imaging Equipment | N | Manufactured Home | New | 999 | 0.53824 | 999 | 0 | 0 | 0 | Fail RIM; Pass PCT | Commercial | Efficient Exhaust Hood | Y | Offices | New | 3.2843 | 0.71916 | 4.5669 | 0 | 0 | 0 | Residential | Energy Star Personal Computer | N | Manufactured Home | New | 0.88316 | 0.55224 | 1.5992 | 0 | 0 | 0 | Fail TRC; Pass PCT
[12 empty] | Residential | Energy Star Personal Computer | N | Single Family | Turnover | 0.88316 | 0.55224 | 1.5992 | 0 | 0 | 0 | Fail RIM; Pass PCT | Commercial | Efficient Exhaust Hood | Y | Restaurants | New | 3.2843 | 0.71916 | 4.5669 | 0.0046228 | 0.0018145 | 0.021146 | Residential | Energy Star TV | N | Single Family | Turnover | 0.13178 | 0.56434 | 0.23351 | 0 | 0 | 0 | Fail TRC; Fail PCT
[12 empty] | Residential | Energy Star Personal Computer | N | Multi-Family | Turnover | 0.88316 | 0.55224 | 1.5992 | 0 | 0 | 0 | Fail RIM; Pass PCT | Commercial | Efficient Exhaust Hood | Y | Retail | New | 3.2843 | 0.71916 | 4.5669 | 0 | 0 | 0 | Residential | Energy Star TV | N | Multi-Family | Turnover | 0.13178 | 0.56434 | 0.23351 | 0 | 0 | 0 | Fail TRC; Fail PCT
[12 empty] | Residential | Energy Star Personal Computer | N | Manufactured Home | Turnover | 0.88316 | 0.55224 | 1.5992 | 0 | 0 | 0 | Fail RIM; Pass PCT | Commercial | Efficient Exhaust Hood | Y | Schools K-12 | New | 3.2843 | 0.71916 | 4.5669 | 0.0001609 | 6.3154e-05 | 0.000736 | Residential | Energy Star TV | N | Manufactured Home | Turnover | 0.13178 | 0.56434 | 0.23351 | 0 | 0 | 0 | Fail TRC; Fail PCT
[12 empty] | Residential | Energy Star Personal Computer | N | Single Family | New | 0.88316 | 0.55224 | 1.5992 | 0 | 0 | 0 | Fail RIM; Pass PCT | Commercial | Efficient Exhaust Hood | Y | Warehouse | New | 3.2843 | 0.71916 | 4.5669 | 0 | 0 | 0 | Residential | Energy Star TV | N | Single Family | New | 0.13178 | 0.56434 | 0.23351 | 0 | 0 | 0 | Fail TRC; Fail PCT
[12 empty] | Residential | Energy Star Personal Computer | N | Multi-Family | New | 0.88316 | 0.55224 | 1.5992 | 0 | 0 | 0 | Fail RIM; Pass PCT | Commercial | Energy Star Hot Food Holding Cabinet | Y | Assembly | Turnover | 1.4527 | 0.70865 | 2.05 | 0 | 0 | 0 | Residential | Energy Star TV | N | Multi-Family | New | 0.13178 | 0.56434 | 0.23351 | 0 | 0 | 0 | Fail TRC; Fail PCT
[12 empty] | Residential | Energy Star Personal Computer | N | Manufactured Home | New | 0.88316 | 0.55224 | 1.5992 | 0 | 0 | 0 | Fail RIM; Pass PCT | Commercial | Energy Star Hot Food Holding Cabinet | Y | College and University | Turnover | 1.4527 | 0.70865 | 2.05 | 0.00051341 | 0.00024842 | 0.0027878 | Residential | Energy Star TV | N | Manufactured Home | New | 0.13178 | 0.56434 | 0.23351 | 0 | 0 | 0 | Fail TRC; Fail PCT
[12 empty] | Residential | Energy Star TV | N | Single Family | Turnover | 0.13178 | 0.56434 | 0.23351 | 0 | 0 | 0 | Fail RIM; Fail PCT | Commercial | Energy Star Hot Food Holding Cabinet | Y | Grocery | Turnover | 1.4527 | 0.70865 | 2.05 | 0 | 0 | 0 | Residential | 14 SEER ASHP from base electric resistance heating | Y | Single Family | Turnover | 7.7657 | 0.57559 | 13.4919 | 0 | 0 | 0 | Pass TRC; Pass PCT; Fail 2-year Threshold
[12 empty] | Residential | Energy Star TV | N | Multi-Family | Turnover | 0.13178 | 0.56434 | 0.23351 | 0 | 0 | 0 | Fail RIM; Fail PCT | Commercial | Energy Star Hot Food Holding Cabinet | Y | Healthcare | Turnover | 1.4527 | 0.70865 | 2.05 | 0.0051806 | 0.0025068 | 0.028131 | Residential | 14 SEER ASHP from base electric resistance heating | Y | Multi-Family | Turnover | 7.7657 | 0.57559 | 13.4919 | 0 | 0 | 0 | Pass TRC; Pass PCT; Fail 2-year Threshold
[12 empty] | Residential | Energy Star TV | N | Manufactured Home | Turnover | 0.13178 | 0.56434 | 0.23351 | 0 | 0 | 0 | Fail RIM; Fail PCT | Commercial | Energy Star Hot Food Holding Cabinet | Y | Hospitals | Turnover | 1.4527 | 0.70865 | 2.05 | 0.011382 | 0.0055074 | 0.061804 | Residential | 14 SEER ASHP from base electric resistance heating | Y | Manufactured Home | Turnover | 7.7657 | 0.57559 | 13.4919 | 0 | 0 | 0 | Pass TRC; Pass PCT; Fail 2-year Threshold
[12 empty] | Residential | Energy Star TV | N | Single Family | New | 0.13178 | 0.56434 | 0.23351 | 0 | 0 | 0 | Fail RIM; Fail PCT | Commercial | Energy Star Hot Food Holding Cabinet | Y | Institutional | Turnover | 1.4527 | 0.70865 | 2.05 | 0 | 0 | 0 | Residential | 14 SEER ASHP from base electric resistance heating | Y | Single Family | New | 7.7657 | 0.57559 | 13.4919 | 0 | 0 | 0 | Pass TRC; Pass PCT; Fail 2-year Threshold
[12 empty] | Residential | Energy Star TV | N | Multi-Family | New | 0.13178 | 0.56434 | 0.23351 | 0 | 0 | 0 | Fail RIM; Fail PCT | Commercial | Energy Star Hot Food Holding Cabinet | Y | Lodging/Hospitality | Turnover | 1.4527 | 0.70865 | 2.05 | 0.29083 | 0.14072 | 1.5792 | Residential | 14 SEER ASHP from base electric resistance heating | Y | Multi-Family | New | 7.7657 | 0.57559 | 13.4919 | 0 | 0 | 0 | Pass TRC; Pass PCT; Fail 2-year Threshold
[12 empty] | Residential | Energy Star TV | N | Manufactured Home | New | 0.13178 | 0.56434 | 0.23351 | 0 | 0 | 0 | Fail RIM; Fail PCT | Commercial | Energy Star Hot Food Holding Cabinet | Y | Miscellaneous | Turnover | 1.4527 | 0.70865 | 2.05 | 0 | 0 | 0 | Residential | 14 SEER ASHP from base electric resistance heating | Y | Manufactured Home | New | 7.7657 | 0.57559 | 13.4919 | 0 | 0 | 0 | Pass TRC; Pass PCT; Fail 2-year Threshold
[12 empty] | Residential | 14 SEER ASHP from base electric resistance heating | N | Single Family | Turnover | 7.7657 | 0.57559 | 13.4919 | 0 | 0 | 0 | Fail RIM; Pass PCT | Commercial | Energy Star Hot Food Holding Cabinet | Y | Offices | Turnover | 1.4527 | 0.70865 | 2.05 | 0 | 0 | 0 | Residential | 15 SEER Air Source Heat Pump | Y | Single Family | Turnover | 0.16023 | 0.61085 | 0.26231 | 0 | 0 | 0 | Fail TRC; Fail PCT
[12 empty] | Residential | 14 SEER ASHP from base electric resistance heating | N | Multi-Family | Turnover | 7.7657 | 0.57559 | 13.4919 | 0 | 0 | 0 | Fail RIM; Pass PCT | Commercial | Energy Star Hot Food Holding Cabinet | Y | Restaurants | Turnover | 1.4527 | 0.70865 | 2.05 | 0.37884 | 0.18331 | 2.0571 | Residential | 15 SEER Air Source Heat Pump | Y | Multi-Family | Turnover | 0.10851 | 0.61085 | 0.17764 | 0 | 0 | 0 | Fail TRC; Fail PCT
[12 empty] | Residential | 14 SEER ASHP from base electric resistance heating | N | Manufactured Home | Turnover | 7.7657 | 0.57559 | 13.4919 | 0 | 0 | 0 | Fail RIM; Pass PCT | Commercial | Energy Star Hot Food Holding Cabinet | Y | Retail | Turnover | 1.4527 | 0.70865 | 2.05 | 0 | 0 | 0 | Residential | 15 SEER Air Source Heat Pump | Y | Manufactured Home | Turnover | 0.16023 | 0.61085 | 0.26231 | 0 | 0 | 0 | Fail TRC; Fail PCT
[12 empty] | Residential | 14 SEER ASHP from base electric resistance heating | N | Single Family | New | 7.7657 | 0.57559 | 13.4919 | 0 | 0 | 0 | Fail RIM; Pass PCT | Commercial | Energy Star Hot Food Holding Cabinet | Y | Schools K-12 | Turnover | 1.4527 | 0.70865 | 2.05 | 0.017163 | 0.0083046 | 0.093194 | Residential | 15 SEER Air Source Heat Pump | Y | Single Family | New | 0.16023 | 0.61085 | 0.26231 | 0 | 0 | 0 | Fail TRC; Fail PCT
[12 empty] | Residential | 14 SEER ASHP from base electric resistance heating | N | Multi-Family | New | 7.7657 | 0.57559 | 13.4919 | 0 | 0 | 0 | Fail RIM; Pass PCT | Commercial | Energy Star Hot Food Holding Cabinet | Y | Warehouse | Turnover | 1.4527 | 0.70865 | 2.05 | 0 | 0 | 0 | Residential | 15 SEER Air Source Heat Pump | Y | Multi-Family | New | 0.10851 | 0.61085 | 0.17764 | 0 | 0 | 0 | Fail TRC; Fail PCT
[12 empty] | Residential | 14 SEER ASHP from base electric resistance heating | N | Manufactured Home | New | 7.7657 | 0.57559 | 13.4919 | 0 | 0 | 0 | Fail RIM; Pass PCT | Commercial | Energy Star Hot Food Holding Cabinet | Y | Assembly | New | 1.4527 | 0.70865 | 2.05 | 0 | 0 | 0 | Residential | 15 SEER Air Source Heat Pump | Y | Manufactured Home | New | 0.16023 | 0.61085 | 0.26231 | 0 | 0 | 0 | Fail TRC; Fail PCT
[12 empty] | Residential | 15 SEER Air Source Heat Pump | Y | Single Family | Turnover | 0.16023 | 0.61085 | 0.26231 | 0 | 0 | 0 | Fail RIM; Fail PCT | Commercial | Energy Star Hot Food Holding Cabinet | Y | College and University | New | 1.4527 | 0.70865 | 2.05 | 1.1818e-05 | 5.7182e-06 | 6.417e-05 | Residential | 15 SEER Central AC | N | Single Family | Turnover | 0.12704 | 0.70076 | 0.18129 | 0 | 0 | 0 | Fail TRC; Fail PCT
[12 empty] | Residential | 15 SEER Air Source Heat Pump | Y | Multi-Family | Turnover | 0.10851 | 0.61085 | 0.17764 | 0 | 0 | 0 | Fail RIM; Fail PCT | Commercial | Energy Star Hot Food Holding Cabinet | Y | Grocery | New | 1.4527 | 0.70865 | 2.05 | 0 | 0 | 0 | Residential | 15 SEER Central AC | N | Multi-Family | Turnover | 0.086771 | 0.70076 | 0.12382 | 0 | 0 | 0 | Fail TRC; Fail PCT
[12 empty] | Residential | 15 SEER Air Source Heat Pump | Y | Manufactured Home | Turnover | 0.16023 | 0.61085 | 0.26231 | 0 | 0 | 0 | Fail RIM; Fail PCT | Commercial | Energy Star Hot Food Holding Cabinet | Y | Healthcare | New | 1.4527 | 0.70865 | 2.05 | 0.00011925 | 5.77e-05 | 0.00064751 | Residential | 15 SEER Central AC | N | Manufactured Home | Turnover | 0.12704 | 0.70076 | 0.18129 | 0 | 0 | 0 | Fail TRC; Fail PCT
[12 empty] | Residential | 15 SEER Air Source Heat Pump | Y | Single Family | New | 0.16023 | 0.61085 | 0.26231 | 0 | 0 | 0 | Fail RIM; Fail PCT | Commercial | Energy Star Hot Food Holding Cabinet | Y | Hospitals | New | 1.4527 | 0.70865 | 2.05 | 0.00026199 | 0.00012677 | 0.0014226 | Residential | 15 SEER Central AC | N | Single Family | New | 0.12704 | 0.70076 | 0.18129 | 0 | 0 | 0 | Fail TRC; Fail PCT
[12 empty] | Residential | 15 SEER Air Source Heat Pump | Y | Multi-Family | New | 0.10851 | 0.61085 | 0.17764 | 0 | 0 | 0 | Fail RIM; Fail PCT | Commercial | Energy Star Hot Food Holding Cabinet | Y | Institutional | New | 1.4527 | 0.70865 | 2.05 | 0 | 0 | 0 | Residential | 15 SEER Central AC | N | Multi-Family | New | 0.086771 | 0.70076 | 0.12382 | 0 | 0 | 0 | Fail TRC; Fail PCT
[12 empty] | Residential | 15 SEER Air Source Heat Pump | Y | Manufactured Home | New | 0.16023 | 0.61085 | 0.26231 | 0 | 0 | 0 | Fail RIM; Fail PCT | Commercial | Energy Star Hot Food Holding Cabinet | Y | Lodging/Hospitality | New | 1.4527 | 0.70865 | 2.05 | 0.0066943 | 0.0032392 | 0.03635 | Residential | 15 SEER Central AC | N | Manufactured Home | New | 0.12704 | 0.70076 | 0.18129 | 0 | 0 | 0 | Fail TRC; Fail PCT
[12 empty] | Residential | 15 SEER Central AC | N | Single Family | Turnover | 0.12704 | 0.70076 | 0.18129 | 0 | 0 | 0 | Fail RIM; Fail PCT | Commercial | Energy Star Hot Food Holding Cabinet | Y | Miscellaneous | New | 1.4527 | 0.70865 | 2.05 | 0 | 0 | 0 | Residential | 16 SEER Air Source Heat Pump | Y | Single Family | Turnover | 0.22057 | 0.61085 | 0.36109 | 0 | 0 | 0 | Fail TRC; Fail PCT
[12 empty] | Residential | 15 SEER Central AC | N | Multi-Family | Turnover | 0.086771 | 0.70076 | 0.12382 | 0 | 0 | 0 | Fail RIM; Fail PCT | Commercial | Energy Star Hot Food Holding Cabinet | Y | Offices | New | 1.4527 | 0.70865 | 2.05 | 0 | 0 | 0 | Residential | 16 SEER Air Source Heat Pump | Y | Multi-Family | Turnover | 0.16153 | 0.61085 | 0.26443 | 0 | 0 | 0 | Fail TRC; Fail PCT
[12 empty] | Residential | 15 SEER Central AC | N | Manufactured Home | Turnover | 0.12704 | 0.70076 | 0.18129 | 0 | 0 | 0 | Fail RIM; Fail PCT | Commercial | Energy Star Hot Food Holding Cabinet | Y | Restaurants | New | 1.4527 | 0.70865 | 2.05 | 0.0087202 | 0.0042194 | 0.047351 | Residential | 16 SEER Air Source Heat Pump | Y | Manufactured Home | Turnover | 0.22057 | 0.61085 | 0.36109 | 0 | 0 | 0 | Fail TRC; Fail PCT
[12 empty] | Residential | 15 SEER Central AC | N | Single Family | New | 0.12704 | 0.70076 | 0.18129 | 0 | 0 | 0 | Fail RIM; Fail PCT | Commercial | Energy Star Hot Food Holding Cabinet | Y | Retail | New | 1.4527 | 0.70865 | 2.05 | 0 | 0 | 0 | Residential | 16 SEER Air Source Heat Pump | Y | Single Family | New | 0.22057 | 0.61085 | 0.36109 | 0 | 0 | 0 | Fail TRC; Fail PCT
[12 empty] | Residential | 15 SEER Central AC | N | Multi-Family | New | 0.086771 | 0.70076 | 0.12382 | 0 | 0 | 0 | Fail RIM; Fail PCT | Commercial | Energy Star Hot Food Holding Cabinet | Y | Schools K-12 | New | 1.4527 | 0.70865 | 2.05 | 0.00039505 | 0.00019115 | 0.0021451 | Residential | 16 SEER Air Source Heat Pump | Y | Multi-Family | New | 0.16153 | 0.61085 | 0.26443 | 0 | 0 | 0 | Fail TRC; Fail PCT
[12 empty] | Residential | 15 SEER Central AC | N | Manufactured Home | New | 0.12704 | 0.70076 | 0.18129 | 0 | 0 | 0 | Fail RIM; Fail PCT | Commercial | Energy Star Hot Food Holding Cabinet | Y | Warehouse | New | 1.4527 | 0.70865 | 2.05 | 0 | 0 | 0 | Residential | 16 SEER Air Source Heat Pump | Y | Manufactured Home | New | 0.22057 | 0.61085 | 0.36109 | 0 | 0 | 0 | Fail TRC; Fail PCT
[12 empty] | Residential | 16 SEER Air Source Heat Pump | Y | Single Family | Turnover | 0.22057 | 0.61085 | 0.36109 | 0 | 0 | 0 | Fail RIM; Fail PCT | Commercial | Heat Pump Water Heater | Y | Assembly | Turnover | 2.4829 | 0.67856 | 3.6591 | 0.0057495 | 0.0038241 | 0.034022 | Residential | 16 SEER Central AC | N | Single Family | Turnover | 0.19561 | 0.70076 | 0.27914 | 0 | 0 | 0 | Fail TRC; Fail PCT
[12 empty] | Residential | 16 SEER Air Source Heat Pump | Y | Multi-Family | Turnover | 0.16153 | 0.61085 | 0.26443 | 0 | 0 | 0 | Fail RIM; Fail PCT | Commercial | Heat Pump Water Heater | Y | Schools K-12 | Turnover | 1.0346 | 0.67856 | 1.5247 | 0.23488 | 0.15622 | 1.3899 | Residential | 16 SEER Central AC | N | Multi-Family | Turnover | 0.13567 | 0.70076 | 0.1936 | 0 | 0 | 0 | Fail TRC; Fail PCT
[12 empty] | Residential | 16 SEER Air Source Heat Pump | Y | Manufactured Home | Turnover | 0.22057 | 0.61085 | 0.36109 | 0 | 0 | 0 | Fail RIM; Fail PCT | Commercial | Heat Pump Water Heater | Y | Assembly | New | 2.4829 | 0.67856 | 3.6591 | 0.00013247 | 8.8108e-05 | 0.00078387 | Residential | 16 SEER Central AC | N | Manufactured Home | Turnover | 0.19561 | 0.70076 | 0.27914 | 0 | 0 | 0 | Fail TRC; Fail PCT
[12 empty] | Residential | 16 SEER Air Source Heat Pump | Y | Single Family | New | 0.22057 | 0.61085 | 0.36109 | 0 | 0 | 0 | Fail RIM; Fail PCT | Commercial | Heat Pump Water Heater | Y | Schools K-12 | New | 1.0346 | 0.67856 | 1.5247 | 0.0054064 | 0.0035959 | 0.031992 | Residential | 16 SEER Central AC | N | Single Family | New | 0.19561 | 0.70076 | 0.27914 | 0 | 0 | 0 | Fail TRC; Fail PCT
[12 empty] | Residential | 16 SEER Air Source Heat Pump | Y | Multi-Family | New | 0.16153 | 0.61085 | 0.26443 | 0 | 0 | 0 | Fail RIM; Fail PCT | Commercial | Solar Water Heater | Y | College and University | Turnover | 1.3098 | 0.6689 | 1.9581 | 0.0041399 | 0.00058122 | 0.055389 | Residential | 16 SEER Central AC | N | Multi-Family | New | 0.13567 | 0.70076 | 0.1936 | 0 | 0 | 0 | Fail TRC; Fail PCT
[12 empty] | Residential | 16 SEER Air Source Heat Pump | Y | Manufactured Home | New | 0.22057 | 0.61085 | 0.36109 | 0 | 0 | 0 | Fail RIM; Fail PCT | Commercial | Solar Water Heater | Y | Grocery | Turnover | 1.1389 | 0.6689 | 1.7027 | 0.018506 | 0.0025981 | 0.2476 | Residential | 16 SEER Central AC | N | Manufactured Home | New | 0.19561 | 0.70076 | 0.27914 | 0 | 0 | 0 | Fail TRC; Fail PCT
[12 empty] | Residential | 16 SEER Central AC | N | Single Family | Turnover | 0.19561 | 0.70076 | 0.27914 | 0 | 0 | 0 | Fail RIM; Fail PCT | Commercial | Solar Water Heater | Y | Hospitals | Turnover | 1.5312 | 0.6689 | 2.2892 | 0.0010582 | 0.00014857 | 0.014158 | Residential | 17 SEER Air Source Heat Pump | Y | Single Family | Turnover | 0.24355 | 0.61085 | 0.3987 | 0 | 0 | 0 | Fail TRC; Fail PCT
[12 empty] | Residential | 16 SEER Central AC | N | Multi-Family | Turnover | 0.13567 | 0.70076 | 0.1936 | 0 | 0 | 0 | Fail RIM; Fail PCT | Commercial | Solar Water Heater | Y | Institutional | Turnover | 1.8223 | 0.6689 | 2.7243 | 0.2482 | 0.034845 | 3.3207 | Residential | 17 SEER Air Source Heat Pump | Y | Multi-Family | Turnover | 0.18402 | 0.61085 | 0.30126 | 0 | 0 | 0 | Fail TRC; Fail PCT
[12 empty] | Residential | 16 SEER Central AC | N | Manufactured Home | Turnover | 0.19561 | 0.70076 | 0.27914 | 0 | 0 | 0 | Fail RIM; Fail PCT | Commercial | Solar Water Heater | Y | Lodging/Hospitality | Turnover | 1.8223 | 0.6689 | 2.7243 | 0.099599 | 0.013983 | 1.3326 | Residential | 17 SEER Air Source Heat Pump | Y | Manufactured Home | Turnover | 0.24355 | 0.61085 | 0.3987 | 0 | 0 | 0 | Fail TRC; Fail PCT
[12 empty] | Residential | 16 SEER Central AC | N | Single Family | New | 0.19561 | 0.70076 | 0.27914 | 0 | 0 | 0 | Fail RIM; Fail PCT | Commercial | Solar Water Heater | Y | Miscellaneous | Turnover | 1.7084 | 0.6689 | 2.554 | 0.00025851 | 3.6293e-05 | 0.0034587 | Residential | 17 SEER Air Source Heat Pump | Y | Single Family | New | 0.24355 | 0.61085 | 0.3987 | 0 | 0 | 0 | Fail TRC; Fail PCT
[12 empty] | Residential | 16 SEER Central AC | N | Multi-Family | New | 0.13567 | 0.70076 | 0.1936 | 0 | 0 | 0 | Fail RIM; Fail PCT | Commercial | Solar Water Heater | Y | Offices | Turnover | 1.5818 | 0.6689 | 2.3648 | 0.016217 | 0.0022767 | 0.21697 | Residential | 17 SEER Air Source Heat Pump | Y | Multi-Family | New | 0.18402 | 0.61085 | 0.30126 | 0 | 0 | 0 | Fail TRC; Fail PCT
[12 empty] | Residential | 16 SEER Central AC | N | Manufactured Home | New | 0.19561 | 0.70076 | 0.27914 | 0 | 0 | 0 | Fail RIM; Fail PCT | Commercial | Solar Water Heater | Y | Retail | Turnover | 1.1275 | 0.6689 | 1.6857 | 0.024758 | 0.0034759 | 0.33125 | Residential | 17 SEER Air Source Heat Pump | Y | Manufactured Home | New | 0.24355 | 0.61085 | 0.3987 | 0 | 0 | 0 | Fail TRC; Fail PCT
[12 empty] | Residential | 17 SEER Air Source Heat Pump | Y | Single Family | Turnover | 0.24355 | 0.61085 | 0.3987 | 0 | 0 | 0 | Fail RIM; Fail PCT | Commercial | Solar Water Heater | Y | Warehouse | Turnover | 1.1389 | 0.6689 | 1.7027 | 0.032454 | 0.0045564 | 0.43422 | Residential | 17 SEER Central AC | N | Single Family | Turnover | 0.15189 | 0.70076 | 0.21676 | 0 | 0 | 0 | Fail TRC; Fail PCT
[12 empty] | Residential | 17 SEER Air Source Heat Pump | Y | Multi-Family | Turnover | 0.18402 | 0.61085 | 0.30126 | 0 | 0 | 0 | Fail RIM; Fail PCT | Commercial | Solar Water Heater | Y | College and University | New | 1.3098 | 0.6689 | 1.9581 | 9.5291e-05 | 1.3378e-05 | 0.0012749 | Residential | 17 SEER Central AC | N | Multi-Family | Turnover | 0.12941 | 0.70076 | 0.18467 | 0 | 0 | 0 | Fail TRC; Fail PCT
[12 empty] | Residential | 17 SEER Air Source Heat Pump | Y | Manufactured Home | Turnover | 0.24355 | 0.61085 | 0.3987 | 0 | 0 | 0 | Fail RIM; Fail PCT | Commercial | Solar Water Heater | Y | Grocery | New | 1.1389 | 0.6689 | 1.7027 | 0.00042596 | 5.9803e-05 | 0.0056991 | Residential | 17 SEER Central AC | N | Manufactured Home | Turnover | 0.15189 | 0.70076 | 0.21676 | 0 | 0 | 0 | Fail TRC; Fail PCT
[12 empty] | Residential | 17 SEER Air Source Heat Pump | Y | Single Family | New | 0.24355 | 0.61085 | 0.3987 | 0 | 0 | 0 | Fail RIM; Fail PCT | Commercial | Solar Water Heater | Y | Hospitals | New | 1.5312 | 0.6689 | 2.2892 | 2.4358e-05 | 3.4197e-06 | 0.0003259 | Residential | 17 SEER Central AC | N | Single Family | New | 0.15189 | 0.70076 | 0.21676 | 0 | 0 | 0 | Fail TRC; Fail PCT
[12 empty] | Residential | 17 SEER Air Source Heat Pump | Y | Multi-Family | New | 0.18402 | 0.61085 | 0.30126 | 0 | 0 | 0 | Fail RIM; Fail PCT | Commercial | Solar Water Heater | Y | Institutional | New | 1.8223 | 0.6689 | 2.7243 | 0.005713 | 0.00080207 | 0.076436 | Residential | 17 SEER Central AC | N | Multi-Family | New | 0.12941 | 0.70076 | 0.18467 | 0 | 0 | 0 | Fail TRC; Fail PCT
[12 empty] | Residential | 17 SEER Air Source Heat Pump | Y | Manufactured Home | New | 0.24355 | 0.61085 | 0.3987 | 0 | 0 | 0 | Fail RIM; Fail PCT | Commercial | Solar Water Heater | Y | Lodging/Hospitality | New | 1.8223 | 0.6689 | 2.7243 | 0.0022926 | 0.00032186 | 0.030673 | Residential | 17 SEER Central AC | N | Manufactured Home | New | 0.15189 | 0.70076 | 0.21676 | 0 | 0 | 0 | Fail TRC; Fail PCT
[12 empty] | Residential | 17 SEER Central AC | N | Single Family | Turnover | 0.15189 | 0.70076 | 0.21676 | 0 | 0 | 0 | Fail RIM; Fail PCT | Commercial | Solar Water Heater | Y | Miscellaneous | New | 1.7084 | 0.6689 | 2.554 | 5.9503e-06 | 8.3539e-07 | 7.9611e-05 | Residential | 18 SEER Air Source Heat Pump | Y | Single Family | Turnover | 0.22905 | 0.61085 | 0.37497 | 0 | 0 | 0 | Fail TRC; Fail PCT
[12 empty] | Residential | 17 SEER Central AC | N | Multi-Family | Turnover | 0.12941 | 0.70076 | 0.18467 | 0 | 0 | 0 | Fail RIM; Fail PCT | Commercial | Solar Water Heater | Y | Offices | New | 1.5818 | 0.6689 | 2.3648 | 0.00037327 | 5.2405e-05 | 0.0049942 | Residential | 18 SEER Air Source Heat Pump | Y | Multi-Family | Turnover | 0.16341 | 0.61085 | 0.26751 | 0 | 0 | 0 | Fail TRC; Fail PCT
[12 empty] | Residential | 17 SEER Central AC | N | Manufactured Home | Turnover | 0.15189 | 0.70076 | 0.21676 | 0 | 0 | 0 | Fail RIM; Fail PCT | Commercial | Solar Water Heater | Y | Retail | New | 1.1275 | 0.6689 | 1.6857 | 0.00056988 | 8.0007e-05 | 0.0076246 | Residential | 18 SEER Air Source Heat Pump | Y | Manufactured Home | Turnover | 0.22905 | 0.61085 | 0.37497 | 0 | 0 | 0 | Fail TRC; Fail PCT
[12 empty] | Residential | 17 SEER Central AC | N | Single Family | New | 0.15189 | 0.70076 | 0.21676 | 0 | 0 | 0 | Fail RIM; Fail PCT | Commercial | Solar Water Heater | Y | Warehouse | New | 1.1389 | 0.6689 | 1.7027 | 0.00074703 | 0.00010488 | 0.0099947 | Residential | 18 SEER Air Source Heat Pump | Y | Single Family | New | 0.22905 | 0.61085 | 0.37497 | 0 | 0 | 0 | Fail TRC; Fail PCT
[12 empty] | Residential | 17 SEER Central AC | N | Multi-Family | New | 0.12941 | 0.70076 | 0.18467 | 0 | 0 | 0 | Fail RIM; Fail PCT | Commercial | High Efficiency HID Lighting | Y | Assembly | Turnover | 1.6046 | 0.63617 | 2.5223 | 0 | 0 | 0.03619 | Residential | 18 SEER Air Source Heat Pump | Y | Multi-Family | New | 0.16341 | 0.61085 | 0.26751 | 0 | 0 | 0 | Fail TRC; Fail PCT
[12 empty] | Residential | 17 SEER Central AC | N | Manufactured Home | New | 0.15189 | 0.70076 | 0.21676 | 0 | 0 | 0 | Fail RIM; Fail PCT | Commercial | High Efficiency HID Lighting | Y | College and University | Turnover | 1.6046 | 0.63617 | 2.5223 | 0 | 0 | 0.052924 | Residential | 18 SEER Air Source Heat Pump | Y | Manufactured Home | New | 0.22905 | 0.61085 | 0.37497 | 0 | 0 | 0 | Fail TRC; Fail PCT
[12 empty] | Residential | 18 SEER Air Source Heat Pump | Y | Single Family | Turnover | 0.22905 | 0.61085 | 0.37497 | 0 | 0 | 0 | Fail RIM; Fail PCT | Commercial | High Efficiency HID Lighting | Y | Grocery | Turnover | 1.6046 | 0.63617 | 2.5223 | 0 | 0 | 0.29132 | Residential | 18 SEER Central AC | Y | Single Family | Turnover | 0.15033 | 0.70076 | 0.21452 | 0 | 0 | 0 | Fail TRC; Fail PCT
[12 empty] | Residential | 18 SEER Air Source Heat Pump | Y | Multi-Family | Turnover | 0.16341 | 0.61085 | 0.26751 | 0 | 0 | 0 | Fail RIM; Fail PCT | Commercial | High Efficiency HID Lighting | Y | Healthcare | Turnover | 1.6046 | 0.63617 | 2.5223 | 0 | 0 | 0.084697 | Residential | 18 SEER Central AC | Y | Multi-Family | Turnover | 0.12489 | 0.70076 | 0.17821 | 0 | 0 | 0 | Fail TRC; Fail PCT
[12 empty] | Residential | 18 SEER Air Source Heat Pump | Y | Manufactured Home | Turnover | 0.22905 | 0.61085 | 0.37497 | 0 | 0 | 0 | Fail RIM; Fail PCT | Commercial | High Efficiency HID Lighting | Y | Hospitals | Turnover | 1.6046 | 0.63617 | 2.5223 | 0 | 0 | 0.056676 | Residential | 18 SEER Central AC | Y | Manufactured Home | Turnover | 0.15033 | 0.70076 | 0.21452 | 0 | 0 | 0 | Fail TRC; Fail PCT
[12 empty] | Residential | 18 SEER Air Source Heat Pump | Y | Single Family | New | 0.22905 | 0.61085 | 0.37497 | 0 | 0 | 0 | Fail RIM; Fail PCT | Commercial | High Efficiency HID Lighting | Y | Institutional | Turnover | 1.6046 | 0.63617 | 2.5223 | 0 | 0 | 0.79022 | Residential | 18 SEER Central AC | Y | Single Family | New | 0.15033 | 0.70076 | 0.21452 | 0 | 0 | 0 | Fail TRC; Fail PCT
[12 empty] | Residential | 18 SEER Air Source Heat Pump | Y | Multi-Family | New | 0.16341 | 0.61085 | 0.26751 | 0 | 0 | 0 | Fail RIM; Fail PCT | Commercial | High Efficiency HID Lighting | Y | Lodging/Hospitality | Turnover | 1.6046 | 0.63617 | 2.5223 | 0 | 0 | 0.60206 | Residential | 18 SEER Central AC | Y | Multi-Family | New | 0.12489 | 0.70076 | 0.17821 | 0 | 0 | 0 | Fail TRC; Fail PCT
[12 empty] | Residential | 18 SEER Air Source Heat Pump | Y | Manufactured Home | New | 0.22905 | 0.61085 | 0.37497 | 0 | 0 | 0 | Fail RIM; Fail PCT | Commercial | High Efficiency HID Lighting | Y | Miscellaneous | Turnover | 1.6046 | 0.63617 | 2.5223 | 0 | 0 | 0.27419 | Residential | 18 SEER Central AC | Y | Manufactured Home | New | 0.15033 | 0.70076 | 0.21452 | 0 | 0 | 0 | Fail TRC; Fail PCT
[12 empty] | Residential | 18 SEER Central AC | N | Single Family | Turnover | 0.15033 | 0.70076 | 0.21452 | 0 | 0 | 0 | Fail RIM; Fail PCT | Commercial | High Efficiency HID Lighting | Y | Offices | Turnover | 1.6046 | 0.63617 | 2.5223 | 0 | 0 | 0.75484 | Residential | 21 SEER Air Source Heat Pump | Y | Single Family | Turnover | 0.23394 | 0.61312 | 0.38156 | 0 | 0 | 0 | Fail TRC; Fail PCT
[12 empty] | Residential | 18 SEER Central AC | N | Multi-Family | Turnover | 0.12489 | 0.70076 | 0.17821 | 0 | 0 | 0 | Fail RIM; Fail PCT | Commercial | High Efficiency HID Lighting | Y | Restaurants | Turnover | 1.6046 | 0.63617 | 2.5223 | 0 | 0 | 0.16947 | Residential | 21 SEER Air Source Heat Pump | Y | Multi-Family | Turnover | 0.16137 | 0.61312 | 0.26319 | 0 | 0 | 0 | Fail TRC; Fail PCT
[12 empty] | Residential | 18 SEER Central AC | N | Manufactured Home | Turnover | 0.15033 | 0.70076 | 0.21452 | 0 | 0 | 0 | Fail RIM; Fail PCT | Commercial | High Efficiency HID Lighting | Y | Retail | Turnover | 1.6046 | 0.63617 | 2.5223 | 0 | 0 | 0.64927 | Residential | 21 SEER Air Source Heat Pump | Y | Manufactured Home | Turnover | 0.23394 | 0.61312 | 0.38156 | 0 | 0 | 0 | Fail TRC; Fail PCT
[12 empty] | Residential | 18 SEER Central AC | N | Single Family | New | 0.15033 | 0.70076 | 0.21452 | 0 | 0 | 0 | Fail RIM; Fail PCT | Commercial | High Efficiency HID Lighting | Y | Schools K-12 | Turnover | 1.6046 | 0.63617 | 2.5223 | 0 | 0 | 0.22937 | Residential | 21 SEER Air Source Heat Pump | Y | Single Family | New | 0.23394 | 0.61312 | 0.38156 | 0 | 0 | 0 | Fail TRC; Fail PCT
[12 empty] | Residential | 18 SEER Central AC | N | Multi-Family | New | 0.12489 | 0.70076 | 0.17821 | 0 | 0 | 0 | Fail RIM; Fail PCT | Commercial | High Efficiency HID Lighting | Y | Warehouse | Turnover | 1.6046 | 0.63617 | 2.5223 | 0 | 0 | 0.83277 | Residential | 21 SEER Air Source Heat Pump | Y | Multi-Family | New | 0.16137 | 0.61312 | 0.26319 | 0 | 0 | 0 | Fail TRC; Fail PCT
[12 empty] | Residential | 18 SEER Central AC | N | Manufactured Home | New | 0.15033 | 0.70076 | 0.21452 | 0 | 0 | 0 | Fail RIM; Fail PCT | Commercial | High Efficiency HID Lighting | Y | Assembly | New | 1.6046 | 0.63617 | 2.5223 | 0 | 0 | 0.0074951 | Residential | 21 SEER Air Source Heat Pump | Y | Manufactured Home | New | 0.23394 | 0.61312 | 0.38156 | 0 | 0 | 0 | Fail TRC; Fail PCT
[12 empty] | Residential | 21 SEER Air Source Heat Pump | Y | Single Family | Turnover | 0.23394 | 0.61312 | 0.38156 | 0 | 0 | 0 | Fail RIM; Fail PCT | Commercial | High Efficiency HID Lighting | Y | College and University | New | 1.6046 | 0.63617 | 2.5223 | 0 | 0 | 0.0012182 | Residential | 21 SEER ASHP from base electric resistance heating | Y | Single Family | Turnover | 0.78133 | 0.58627 | 1.3327 | 0 | 0 | 0 | Fail TRC; Pass PCT
[12 empty] | Residential | 21 SEER Air Source Heat Pump | Y | Multi-Family | Turnover | 0.16137 | 0.61312 | 0.26319 | 0 | 0 | 0 | Fail RIM; Fail PCT | Commercial | High Efficiency HID Lighting | Y | Grocery | New | 1.6046 | 0.63617 | 2.5223 | 0 | 0 | 0.060275 | Residential | 21 SEER ASHP from base electric resistance heating | Y | Multi-Family | Turnover | 0.55135 | 0.58627 | 0.94044 | 0 | 0 | 0 | Fail TRC; Fail PCT
[12 empty] | Residential | 21 SEER Air Source Heat Pump | Y | Manufactured Home | Turnover | 0.23394 | 0.61312 | 0.38156 | 0 | 0 | 0 | Fail RIM; Fail PCT | Commercial | High Efficiency HID Lighting | Y | Healthcare | New | 1.6046 | 0.63617 | 2.5223 | 0 | 0 | 0.0019496 | Residential | 21 SEER ASHP from base electric resistance heating | Y | Manufactured Home | Turnover | 0.78133 | 0.58627 | 1.3327 | 0 | 0 | 0 | Fail TRC; Pass PCT
[12 empty] | Residential | 21 SEER Air Source Heat Pump | Y | Single Family | New | 0.23394 | 0.61312 | 0.38156 | 0 | 0 | 0 | Fail RIM; Fail PCT | Commercial | High Efficiency HID Lighting | Y | Hospitals | New | 1.6046 | 0.63617 | 2.5223 | 0 | 0 | 0.010723 | Residential | 21 SEER ASHP from base electric resistance heating | Y | Single Family | New | 0.78133 | 0.58627 | 1.3327 | 0 | 0 | 0 | Fail TRC; Pass PCT
[12 empty] | Residential | 21 SEER Air Source Heat Pump | Y | Multi-Family | New | 0.16137 | 0.61312 | 0.26319 | 0 | 0 | 0 | Fail RIM; Fail PCT | Commercial | High Efficiency HID Lighting | Y | Institutional | New | 1.6046 | 0.63617 | 2.5223 | 0 | 0 | 0.018189 | Residential | 21 SEER ASHP from base electric resistance heating | Y | Multi-Family | New | 0.55135 | 0.58627 | 0.94044 | 0 | 0 | 0 | Fail TRC; Fail PCT
[12 empty] | Residential | 21 SEER Air Source Heat Pump | Y | Manufactured Home | New | 0.23394 | 0.61312 | 0.38156 | 0 | 0 | 0 | Fail RIM; Fail PCT | Commercial | High Efficiency HID Lighting | Y | Lodging/Hospitality | New | 1.6046 | 0.63617 | 2.5223 | 0 | 0 | 0.11391 | Residential | 21 SEER ASHP from base electric resistance heating | Y | Manufactured Home | New | 0.78133 | 0.58627 | 1.3327 | 0 | 0 | 0 | Fail TRC; Pass PCT
[12 empty] | Residential | 21 SEER ASHP from base electric resistance heating | Y | Single Family | Turnover | 0.78133 | 0.58627 | 1.3327 | 0 | 0 | 0 | Fail RIM; Pass PCT | Commercial | High Efficiency HID Lighting | Y | Miscellaneous | New | 1.6046 | 0.63617 | 2.5223 | 0 | 0 | 0.0063113 | Residential | 21 SEER Central AC | N | Single Family | Turnover | 0.16047 | 0.70076 | 0.22899 | 0 | 0 | 0 | Fail TRC; Fail PCT
[12 empty] | Residential | 21 SEER ASHP from base electric resistance heating | Y | Multi-Family | Turnover | 0.55135 | 0.58627 | 0.94044 | 0 | 0 | 0 | Fail RIM; Fail PCT | Commercial | High Efficiency HID Lighting | Y | Offices | New | 1.6046 | 0.63617 | 2.5223 | 0 | 0 | 0.14281 | Residential | 21 SEER Central AC | N | Multi-Family | Turnover | 0.12606 | 0.70076 | 0.17989 | 0 | 0 | 0 | Fail TRC; Fail PCT
[12 empty] | Residential | 21 SEER ASHP from base electric resistance heating | Y | Manufactured Home | Turnover | 0.78133 | 0.58627 | 1.3327 | 0 | 0 | 0 | Fail RIM; Pass PCT | Commercial | High Efficiency HID Lighting | Y | Restaurants | New | 1.6046 | 0.63617 | 2.5223 | 0 | 0 | 0.038044 | Residential | 21 SEER Central AC | N | Manufactured Home | Turnover | 0.16047 | 0.70076 | 0.22899 | 0 | 0 | 0 | Fail TRC; Fail PCT
[12 empty] | Residential | 21 SEER ASHP from base electric resistance heating | Y | Single Family | New | 0.78133 | 0.58627 | 1.3327 | 0 | 0 | 0 | Fail RIM; Pass PCT | Commercial | High Efficiency HID Lighting | Y | Retail | New | 1.6046 | 0.63617 | 2.5223 | 0 | 0 | 0.12284 | Residential | 21 SEER Central AC | N | Single Family | New | 0.16047 | 0.70076 | 0.22899 | 0 | 0 | 0 | Fail TRC; Fail PCT
[12 empty] | Residential | 21 SEER ASHP from base electric resistance heating | Y | Multi-Family | New | 0.55135 | 0.58627 | 0.94044 | 0 | 0 | 0 | Fail RIM; Fail PCT | Commercial | High Efficiency HID Lighting | Y | Schools K-12 | New | 1.6046 | 0.63617 | 2.5223 | 0 | 0 | 0.0052797 | Residential | 21 SEER Central AC | N | Multi-Family | New | 0.12606 | 0.70076 | 0.17989 | 0 | 0 | 0 | Fail TRC; Fail PCT
[12 empty] | Residential | 21 SEER ASHP from base electric resistance heating | Y | Manufactured Home | New | 0.78133 | 0.58627 | 1.3327 | 0 | 0 | 0 | Fail RIM; Pass PCT | Commercial | High Efficiency HID Lighting | Y | Warehouse | New | 1.6046 | 0.63617 | 2.5223 | 0 | 0 | 0.019169 | Residential | 21 SEER Central AC | N | Manufactured Home | New | 0.16047 | 0.70076 | 0.22899 | 0 | 0 | 0 | Fail TRC; Fail PCT
[12 empty] | Residential | 21 SEER Central AC | N | Single Family | Turnover | 0.16047 | 0.70076 | 0.22899 | 0 | 0 | 0 | Fail RIM; Fail PCT | Commercial | LED Exterior Lighting | Y | Assembly | Turnover | 1.7053 | 0.63617 | 2.6806 | 0 | 0 | 0 | Residential | Energy Star Room AC | N | Single Family | Turnover | 4.0424 | 0.63064 | 6.41 | 0 | 0 | 0 | Pass TRC; Pass PCT; Fail 2-year Threshold
[12 empty] | Residential | 21 SEER Central AC | N | Multi-Family | Turnover | 0.12606 | 0.70076 | 0.17989 | 0 | 0 | 0 | Fail RIM; Fail PCT | Commercial | LED Exterior Lighting | Y | College and University | Turnover | 1.7053 | 0.63617 | 2.6806 | 0 | 0 | 0.00079924 | Residential | Energy Star Room AC | N | Multi-Family | Turnover | 4.0424 | 0.63064 | 6.41 | 0 | 0 | 0 | Pass TRC; Pass PCT; Fail 2-year Threshold
[12 empty] | Residential | 21 SEER Central AC | N | Manufactured Home | Turnover | 0.16047 | 0.70076 | 0.22899 | 0 | 0 | 0 | Fail RIM; Fail PCT | Commercial | LED Exterior Lighting | Y | Grocery | Turnover | 1.7053 | 0.63617 | 2.6806 | 0 | 0 | 0.0035044 | Residential | Energy Star Room AC | N | Manufactured Home | Turnover | 4.0424 | 0.63064 | 6.41 | 0 | 0 | 0 | Pass TRC; Pass PCT; Fail 2-year Threshold
[12 empty] | Residential | 21 SEER Central AC | N | Single Family | New | 0.16047 | 0.70076 | 0.22899 | 0 | 0 | 0 | Fail RIM; Fail PCT | Commercial | LED Exterior Lighting | Y | Healthcare | Turnover | 1.7053 | 0.63617 | 2.6806 | 0 | 0 | 0.0011628 | Residential | Energy Star Room AC | N | Single Family | New | 4.0424 | 0.63064 | 6.41 | 0 | 0 | 0 | Pass TRC; Pass PCT; Fail 2-year Threshold
[12 empty] | Residential | 21 SEER Central AC | N | Multi-Family | New | 0.12606 | 0.70076 | 0.17989 | 0 | 0 | 0 | Fail RIM; Fail PCT | Commercial | LED Exterior Lighting | Y | Hospitals | Turnover | 1.7053 | 0.63617 | 2.6806 | 0 | 0 | 0.00046213 | Residential | Energy Star Room AC | N | Multi-Family | New | 4.0424 | 0.63064 | 6.41 | 0 | 0 | 0 | Pass TRC; Pass PCT; Fail 2-year Threshold
[12 empty] | Residential | 21 SEER Central AC | N | Manufactured Home | New | 0.16047 | 0.70076 | 0.22899 | 0 | 0 | 0 | Fail RIM; Fail PCT | Commercial | LED Exterior Lighting | Y | Institutional | Turnover | 1.7053 | 0.63617 | 2.6806 | 0 | 0 | 0 | Residential | Energy Star Room AC | N | Manufactured Home | New | 4.0424 | 0.63064 | 6.41 | 0 | 0 | 0 | Pass TRC; Pass PCT; Fail 2-year Threshold
[12 empty] | Residential | Energy Star Room AC | N | Single Family | Turnover | 4.0424 | 0.63064 | 6.41 | 0 | 0 | 0 | Fail RIM; Pass PCT | Commercial | LED Exterior Lighting | Y | Lodging/Hospitality | Turnover | 1.7053 | 0.63617 | 2.6806 | 0 | 0 | 0 | Residential | Ground Source Heat Pump | Y | Single Family | Turnover | 0.12281 | 0.5963 | 0.20596 | 0 | 0 | 0 | Fail TRC; Fail PCT
[12 empty] | Residential | Energy Star Room AC | N | Multi-Family | Turnover | 4.0424 | 0.63064 | 6.41 | 0 | 0 | 0 | Fail RIM; Pass PCT | Commercial | LED Exterior Lighting | Y | Miscellaneous | Turnover | 1.7053 | 0.63617 | 2.6806 | 0 | 0 | 0.0029089 | Residential | Ground Source Heat Pump | Y | Multi-Family | Turnover | 0.12991 | 0.5963 | 0.21786 | 0 | 0 | 0 | Fail TRC; Fail PCT
[12 empty] | Residential | Energy Star Room AC | N | Manufactured Home | Turnover | 4.0424 | 0.63064 | 6.41 | 0 | 0 | 0 | Fail RIM; Pass PCT | Commercial | LED Exterior Lighting | Y | Offices | Turnover | 1.7053 | 0.63617 | 2.6806 | 0 | 0 | 0.0092324 | Residential | Ground Source Heat Pump | Y | Manufactured Home | Turnover | 0.12281 | 0.5963 | 0.20596 | 0 | 0 | 0 | Fail TRC; Fail PCT
[12 empty] | Residential | Energy Star Room AC | N | Single Family | New | 4.0424 | 0.63064 | 6.41 | 0 | 0 | 0 | Fail RIM; Pass PCT | Commercial | LED Exterior Lighting | Y | Restaurants | Turnover | 1.7053 | 0.63617 | 2.6806 | 0 | 0 | 0.0016046 | Residential | Ground Source Heat Pump | Y | Single Family | New | 0.12281 | 0.5963 | 0.20596 | 0 | 0 | 0 | Fail TRC; Fail PCT
[12 empty] | Residential | Energy Star Room AC | N | Multi-Family | New | 4.0424 | 0.63064 | 6.41 | 0 | 0 | 0 | Fail RIM; Pass PCT | Commercial | LED Exterior Lighting | Y | Retail | Turnover | 1.7053 | 0.63617 | 2.6806 | 0 | 0 | 0 | Residential | Ground Source Heat Pump | Y | Multi-Family | New | 0.12991 | 0.5963 | 0.21786 | 0 | 0 | 0 | Fail TRC; Fail PCT
[12 empty] | Residential | Energy Star Room AC | N | Manufactured Home | New | 4.0424 | 0.63064 | 6.41 | 0 | 0 | 0 | Fail RIM; Pass PCT | Commercial | LED Exterior Lighting | Y | Schools K-12 | Turnover | 1.7053 | 0.63617 | 2.6806 | 0 | 0 | 0.0034068 | Residential | Ground Source Heat Pump | Y | Manufactured Home | New | 0.12281 | 0.5963 | 0.20596 | 0 | 0 | 0 | Fail TRC; Fail PCT
[12 empty] | Residential | Ground Source Heat Pump | Y | Single Family | Turnover | 0.12281 | 0.5963 | 0.20596 | 0 | 0 | 0 | Fail RIM; Fail PCT | Commercial | LED Exterior Lighting | Y | Warehouse | Turnover | 1.7053 | 0.63617 | 2.6806 | 0 | 0 | 0.011166 | Residential | Variable Refrigerant Flow (VRF) HVAC Systems | Y | Single Family | Turnover | 0.4445 | 0.62802 | 0.70777 | 0 | 0 | 0 | Fail TRC; Fail PCT
[12 empty] | Residential | Ground Source Heat Pump | Y | Multi-Family | Turnover | 0.12991 | 0.5963 | 0.21786 | 0 | 0 | 0 | Fail RIM; Fail PCT | Commercial | LED Exterior Lighting | Y | Assembly | New | 1.7053 | 0.63617 | 2.6806 | 0 | 0 | 0 | Residential | Variable Refrigerant Flow (VRF) HVAC Systems | Y | Multi-Family | Turnover | 0.38099 | 0.62802 | 0.60666 | 0 | 0 | 0 | Fail TRC; Fail PCT
[12 empty] | Residential | Ground Source Heat Pump | Y | Manufactured Home | Turnover | 0.12281 | 0.5963 | 0.20596 | 0 | 0 | 0 | Fail RIM; Fail PCT | Commercial | LED Exterior Lighting | Y | College and University | New | 1.7053 | 0.63617 | 2.6806 | 0 | 0 | 1.8397e-05 | Residential | Variable Refrigerant Flow (VRF) HVAC Systems | Y | Manufactured Home | Turnover | 0.4445 | 0.62802 | 0.70777 | 0 | 0 | 0 | Fail TRC; Fail PCT
[12 empty] | Residential | Ground Source Heat Pump | Y | Single Family | New | 0.12281 | 0.5963 | 0.20596 | 0 | 0 | 0 | Fail RIM; Fail PCT | Commercial | LED Exterior Lighting | Y | Grocery | New | 1.7053 | 0.63617 | 2.6806 | 0 | 0 | 8.7386e-05 | Residential | Variable Refrigerant Flow (VRF) HVAC Systems | Y | Single Family | New | 0.4445 | 0.62802 | 0.70777 | 0 | 0 | 0 | Fail TRC; Fail PCT
[12 empty] | Residential | Ground Source Heat Pump | Y | Multi-Family | New | 0.12991 | 0.5963 | 0.21786 | 0 | 0 | 0 | Fail RIM; Fail PCT | Commercial | LED Exterior Lighting | Y | Healthcare | New | 1.7053 | 0.63617 | 2.6806 | 0 | 0 | 2.6765e-05 | Residential | Variable Refrigerant Flow (VRF) HVAC Systems | Y | Multi-Family | New | 0.38099 | 0.62802 | 0.60666 | 0 | 0 | 0 | Fail TRC; Fail PCT
[12 empty] | Residential | Ground Source Heat Pump | Y | Manufactured Home | New | 0.12281 | 0.5963 | 0.20596 | 0 | 0 | 0 | Fail RIM; Fail PCT | Commercial | LED Exterior Lighting | Y | Hospitals | New | 1.7053 | 0.63617 | 2.6806 | 0 | 0 | 1.1524e-05 | Residential | Variable Refrigerant Flow (VRF) HVAC Systems | Y | Manufactured Home | New | 0.4445 | 0.62802 | 0.70777 | 0 | 0 | 0 | Fail TRC; Fail PCT
[12 empty] | Residential | Variable Refrigerant Flow (VRF) HVAC Systems | Y | Single Family | Turnover | 0.4445 | 0.62802 | 0.70777 | 0 | 0 | 0 | Fail RIM; Fail PCT | Commercial | LED Exterior Lighting | Y | Institutional | New | 1.7053 | 0.63617 | 2.6806 | 0 | 0 | 0 | Residential | CFL - 15W Flood (Exterior) | N | Single Family | Turnover | 5.6274 | 0.65741 | 8.56 | 0 | 0 | 0 | Pass TRC; Pass PCT; Fail 2-year Threshold
[12 empty] | Residential | Variable Refrigerant Flow (VRF) HVAC Systems | Y | Multi-Family | Turnover | 0.38099 | 0.62802 | 0.60666 | 0 | 0 | 0 | Fail RIM; Fail PCT | Commercial | LED Exterior Lighting | Y | Lodging/Hospitality | New | 1.7053 | 0.63617 | 2.6806 | 0 | 0 | 0 | Residential | CFL - 15W Flood (Exterior) | N | Multi-Family | Turnover | 5.6274 | 0.65741 | 8.56 | 0 | 0 | 0 | Pass TRC; Pass PCT; Fail 2-year Threshold
[12 empty] | Residential | Variable Refrigerant Flow (VRF) HVAC Systems | Y | Manufactured Home | Turnover | 0.4445 | 0.62802 | 0.70777 | 0 | 0 | 0 | Fail RIM; Fail PCT | Commercial | LED Exterior Lighting | Y | Miscellaneous | New | 1.7053 | 0.63617 | 2.6806 | 0 | 0 | 6.6958e-05 | Residential | CFL - 15W Flood (Exterior) | N | Manufactured Home | Turnover | 5.6274 | 0.65741 | 8.56 | 0 | 0 | 0 | Pass TRC; Pass PCT; Fail 2-year Threshold
[12 empty] | Residential | Variable Refrigerant Flow (VRF) HVAC Systems | Y | Single Family | New | 0.4445 | 0.62802 | 0.70777 | 0 | 0 | 0 | Fail RIM; Fail PCT | Commercial | LED Exterior Lighting | Y | Offices | New | 1.7053 | 0.63617 | 2.6806 | 0 | 0 | 0.00023022 | Residential | CFL - 15W Flood (Exterior) | N | Single Family | New | 5.6274 | 0.65741 | 8.56 | 0 | 0 | 0 | Pass TRC; Pass PCT; Fail 2-year Threshold
[12 empty] | Residential | Variable Refrigerant Flow (VRF) HVAC Systems | Y | Multi-Family | New | 0.38099 | 0.62802 | 0.60666 | 0 | 0 | 0 | Fail RIM; Fail PCT | Commercial | LED Exterior Lighting | Y | Restaurants | New | 1.7053 | 0.63617 | 2.6806 | 0 | 0 | 4.0012e-05 | Residential | CFL - 15W Flood (Exterior) | N | Multi-Family | New | 5.6274 | 0.65741 | 8.56 | 0 | 0 | 0 | Pass TRC; Pass PCT; Fail 2-year Threshold
[12 empty] | Residential | Variable Refrigerant Flow (VRF) HVAC Systems | Y | Manufactured Home | New | 0.4445 | 0.62802 | 0.70777 | 0 | 0 | 0 | Fail RIM; Fail PCT | Commercial | LED Exterior Lighting | Y | Retail | New | 1.7053 | 0.63617 | 2.6806 | 0 | 0 | 0 | Residential | CFL - 15W Flood (Exterior) | N | Manufactured Home | New | 5.6274 | 0.65741 | 8.56 | 0 | 0 | 0 | Pass TRC; Pass PCT; Fail 2-year Threshold
[12 empty] | Residential | CFL - 15W Flood (Exterior) | N | Single Family | Turnover | 5.6274 | 0.65741 | 8.56 | 0 | 0 | 0 | Fail RIM; Pass PCT | Commercial | LED Exterior Lighting | Y | Schools K-12 | New | 1.7053 | 0.63617 | 2.6806 | 0 | 0 | 7.8418e-05 | Residential | CFL - 15W Flood | N | Single Family | Turnover | 0.55842 | 0.65022 | 0.85882 | 0 | 0 | 0 | Fail TRC; Fail PCT
[12 empty] | Residential | CFL - 15W Flood (Exterior) | N | Multi-Family | Turnover | 5.6274 | 0.65741 | 8.56 | 0 | 0 | 0 | Fail RIM; Pass PCT | Commercial | LED Exterior Lighting | Y | Warehouse | New | 1.7053 | 0.63617 | 2.6806 | 0 | 0 | 0.00025703 | Residential | CFL - 15W Flood | N | Multi-Family | Turnover | 0.55842 | 0.65022 | 0.85882 | 0 | 0 | 0 | Fail TRC; Fail PCT
[12 empty] | Residential | CFL - 15W Flood (Exterior) | N | Manufactured Home | Turnover | 5.6274 | 0.65741 | 8.56 | 0 | 0 | 0 | Fail RIM; Pass PCT | Commercial | High Efficiency Chiller (Air Cooled, 50 tons) | Y | Assembly | Turnover | 1.6348 | 0.66777 | 2.4482 | 0.065922 | 0.003861 | 0.24499 | Residential | CFL - 15W Flood | N | Manufactured Home | Turnover | 0.55842 | 0.65022 | 0.85882 | 0 | 0 | 0 | Fail TRC; Fail PCT
[12 empty] | Residential | CFL - 15W Flood (Exterior) | N | Single Family | New | 5.6274 | 0.65741 | 8.56 | 0 | 0 | 0 | Fail RIM; Pass PCT | Commercial | High Efficiency Chiller (Air Cooled, 50 tons) | Y | College and University | Turnover | 1.8137 | 0.66777 | 2.7161 | 0.026987 | 0.0015806 | 0.10029 | Residential | CFL - 15W Flood | N | Single Family | New | 0.55842 | 0.65022 | 0.85882 | 0 | 0 | 0 | Fail TRC; Fail PCT
[12 empty] | Residential | CFL - 15W Flood (Exterior) | N | Multi-Family | New | 5.6274 | 0.65741 | 8.56 | 0 | 0 | 0 | Fail RIM; Pass PCT | Commercial | High Efficiency Chiller (Air Cooled, 50 tons) | Y | Healthcare | Turnover | 3.5574 | 0.66777 | 5.3272 | 0 | 0 | 0 | Residential | CFL - 15W Flood | N | Multi-Family | New | 0.55842 | 0.65022 | 0.85882 | 0 | 0 | 0 | Fail TRC; Fail PCT
[12 empty] | Residential | CFL - 15W Flood (Exterior) | N | Manufactured Home | New | 5.6274 | 0.65741 | 8.56 | 0 | 0 | 0 | Fail RIM; Pass PCT | Commercial | High Efficiency Chiller (Air Cooled, 50 tons) | Y | Hospitals | Turnover | 3.3698 | 0.66777 | 5.0463 | 0.13471 | 0.0078896 | 0.50061 | Residential | CFL - 15W Flood | N | Manufactured Home | New | 0.55842 | 0.65022 | 0.85882 | 0 | 0 | 0 | Fail TRC; Fail PCT
[12 empty] | Residential | CFL - 15W Flood | N | Single Family | Turnover | 0.55842 | 0.65022 | 0.85882 | 0 | 0 | 0 | Fail RIM; Fail PCT | Commercial | High Efficiency Chiller (Air Cooled, 50 tons) | Y | Lodging/Hospitality | Turnover | 2.7006 | 0.66777 | 4.0441 | 0.15444 | 0.0090455 | 0.57395 | Residential | CFL-23W | N | Single Family | Turnover | 4.006 | 0.65022 | 6.161 | 0 | 0 | 0 | Pass TRC; Pass PCT; Fail 2-year Threshold
[12 empty] | Residential | CFL - 15W Flood | N | Multi-Family | Turnover | 0.55842 | 0.65022 | 0.85882 | 0 | 0 | 0 | Fail RIM; Fail PCT | Commercial | High Efficiency Chiller (Air Cooled, 50 tons) | Y | Offices | Turnover | 1.84 | 0.66777 | 2.7554 | 0.24551 | 0.014379 | 0.91238 | Residential | CFL-23W | N | Multi-Family | Turnover | 4.006 | 0.65022 | 6.161 | 0 | 0 | 0 | Pass TRC; Pass PCT; Fail 2-year Threshold
[12 empty] | Residential | CFL - 15W Flood | N | Manufactured Home | Turnover | 0.55842 | 0.65022 | 0.85882 | 0 | 0 | 0 | Fail RIM; Fail PCT | Commercial | High Efficiency Chiller (Air Cooled, 50 tons) | Y | Restaurants | Turnover | 2.6493 | 0.66777 | 3.9673 | 0.011262 | 0.00065962 | 0.041854 | Residential | CFL-23W | N | Manufactured Home | Turnover | 4.006 | 0.65022 | 6.161 | 0 | 0 | 0 | Pass TRC; Pass PCT; Fail 2-year Threshold
[12 empty] | Residential | CFL - 15W Flood | N | Single Family | New | 0.55842 | 0.65022 | 0.85882 | 0 | 0 | 0 | Fail RIM; Fail PCT | Commercial | High Efficiency Chiller (Air Cooled, 50 tons) | Y | Retail | Turnover | 2.0764 | 0.66777 | 3.1094 | 0 | 0 | 0 | Residential | CFL-23W | N | Single Family | New | 4.006 | 0.65022 | 6.161 | 0 | 0 | 0 | Pass TRC; Pass PCT; Fail 2-year Threshold
[12 empty] | Residential | CFL - 15W Flood | N | Multi-Family | New | 0.55842 | 0.65022 | 0.85882 | 0 | 0 | 0 | Fail RIM; Fail PCT | Commercial | High Efficiency Chiller (Air Cooled, 50 tons) | Y | Schools K-12 | Turnover | 1.805 | 0.66777 | 2.703 | 0.36502 | 0.021379 | 1.3565 | Residential | CFL-23W | N | Multi-Family | New | 4.006 | 0.65022 | 6.161 | 0 | 0 | 0 | Pass TRC; Pass PCT; Fail 2-year Threshold
[12 empty] | Residential | CFL - 15W Flood | N | Manufactured Home | New | 0.55842 | 0.65022 | 0.85882 | 0 | 0 | 0 | Fail RIM; Fail PCT | Commercial | High Efficiency Chiller (Air Cooled, 50 tons) | Y | Assembly | New | 1.6348 | 0.66777 | 2.4482 | 0.0012486 | 7.3129e-05 | 0.0046402 | Residential | CFL-23W | N | Manufactured Home | New | 4.006 | 0.65022 | 6.161 | 0 | 0 | 0 | Pass TRC; Pass PCT; Fail 2-year Threshold
[12 empty] | Residential | CFL-13W | N | Single Family | Turnover | 1.8426 | 0.65022 | 2.8338 | 0 | 0 | 0 | Fail RIM; Pass PCT | Commercial | High Efficiency Chiller (Air Cooled, 50 tons) | Y | College and University | New | 1.8137 | 0.66777 | 2.7161 | 0.00061799 | 3.6195e-05 | 0.0022967 | Residential | LED - 14W | N | Single Family | Turnover | 4.9869 | 0.6423 | 7.7642 | 0 | 0 | 0 | Pass TRC; Pass PCT; Fail 2-year Threshold
[12 empty] | Residential | CFL-13W | N | Multi-Family | Turnover | 1.8426 | 0.65022 | 2.8338 | 0 | 0 | 0 | Fail RIM; Pass PCT | Commercial | High Efficiency Chiller (Air Cooled, 50 tons) | Y | Healthcare | New | 3.5574 | 0.66777 | 5.3272 | 0 | 0 | 0 | Residential | LED - 14W | N | Multi-Family | Turnover | 4.9869 | 0.6423 | 7.7642 | 0 | 0 | 0 | Pass TRC; Pass PCT; Fail 2-year Threshold
[12 empty] | Residential | CFL-13W | N | Manufactured Home | Turnover | 1.8426 | 0.65022 | 2.8338 | 0 | 0 | 0 | Fail RIM; Pass PCT | Commercial | High Efficiency Chiller (Air Cooled, 50 tons) | Y | Hospitals | New | 3.3698 | 0.66777 | 5.0463 | 0.0031007 | 0.0001816 | 0.011523 | Residential | LED - 14W | N | Manufactured Home | Turnover | 4.9869 | 0.6423 | 7.7642 | 0 | 0 | 0 | Pass TRC; Pass PCT; Fail 2-year Threshold
[12 empty] | Residential | CFL-13W | N | Single Family | New | 1.8426 | 0.65022 | 2.8338 | 0 | 0 | 0 | Fail RIM; Pass PCT | Commercial | High Efficiency Chiller (Air Cooled, 50 tons) | Y | Lodging/Hospitality | New | 2.7006 | 0.66777 | 4.0441 | 0.0032594 | 0.0001909 | 0.012113 | Residential | LED - 14W | N | Single Family | New | 4.9869 | 0.6423 | 7.7642 | 0 | 0 | 0 | Pass TRC; Pass PCT; Fail 2-year Threshold
[12 empty] | Residential | CFL-13W | N | Multi-Family | New | 1.8426 | 0.65022 | 2.8338 | 0 | 0 | 0 | Fail RIM; Pass PCT | Commercial | High Efficiency Chiller (Air Cooled, 50 tons) | Y | Offices | New | 1.84 | 0.66777 | 2.7554 | 0.0048024 | 0.00028127 | 0.017847 | Residential | LED - 14W | N | Multi-Family | New | 4.9869 | 0.6423 | 7.7642 | 0 | 0 | 0 | Pass TRC; Pass PCT; Fail 2-year Threshold
[12 empty] | Residential | CFL-13W | N | Manufactured Home | New | 1.8426 | 0.65022 | 2.8338 | 0 | 0 | 0 | Fail RIM; Pass PCT | Commercial | High Efficiency Chiller (Air Cooled, 50 tons) | Y | Restaurants | New | 2.6493 | 0.66777 | 3.9673 | 0.00024085 | 1.4106e-05 | 0.00089506 | Residential | LED - 14W | N | Manufactured Home | New | 4.9869 | 0.6423 | 7.7642 | 0 | 0 | 0 | Pass TRC; Pass PCT; Fail 2-year Threshold
[12 empty] | Residential | CFL-23W | N | Single Family | Turnover | 4.006 | 0.65022 | 6.161 | 0 | 0 | 0 | Fail RIM; Pass PCT | Commercial | High Efficiency Chiller (Air Cooled, 50 tons) | Y | Retail | New | 2.0764 | 0.66777 | 3.1094 | 0 | 0 | 0 | Residential | LED - 9W Flood (Exterior) | N | Single Family | Turnover | 9.3944 | 0.64367 | 14.5951 | 0 | 0 | 0 | Pass TRC; Pass PCT; Fail 2-year Threshold
[12 empty] | Residential | CFL-23W | N | Multi-Family | Turnover | 4.006 | 0.65022 | 6.161 | 0 | 0 | 0 | Fail RIM; Pass PCT | Commercial | High Efficiency Chiller (Air Cooled, 50 tons) | Y | Schools K-12 | New | 1.805 | 0.66777 | 2.703 | 0.0080482 | 0.00047138 | 0.02991 | Residential | LED - 9W Flood (Exterior) | N | Multi-Family | Turnover | 9.3944 | 0.64367 | 14.5951 | 0 | 0 | 0 | Pass TRC; Pass PCT; Fail 2-year Threshold
[12 empty] | Residential | CFL-23W | N | Manufactured Home | Turnover | 4.006 | 0.65022 | 6.161 | 0 | 0 | 0 | Fail RIM; Pass PCT | Commercial | High Efficiency Chiller (Water cooled-centrifugal, 200 tons) | Y | Assembly | Turnover | 1.5927 | 0.73314 | 2.1724 | 0.044147 | 0.00011036 | 0.1186 | Residential | LED - 9W Flood (Exterior) | N | Manufactured Home | Turnover | 9.3944 | 0.64367 | 14.5951 | 0 | 0 | 0 | Pass TRC; Pass PCT; Fail 2-year Threshold
[12 empty] | Residential | CFL-23W | N | Single Family | New | 4.006 | 0.65022 | 6.161 | 0 | 0 | 0 | Fail RIM; Pass PCT | Commercial | High Efficiency Chiller (Water cooled-centrifugal, 200 tons) | Y | College and University | Turnover | 1.767 | 0.73314 | 2.4101 | 0.018131 | 4.5322e-05 | 0.048708 | Residential | LED - 9W Flood (Exterior) | N | Single Family | New | 9.3944 | 0.64367 | 14.5951 | 0 | 0 | 0 | Pass TRC; Pass PCT; Fail 2-year Threshold
[12 empty] | Residential | CFL-23W | N | Multi-Family | New | 4.006 | 0.65022 | 6.161 | 0 | 0 | 0 | Fail RIM; Pass PCT | Commercial | High Efficiency Chiller (Water cooled-centrifugal, 200 tons) | Y | Healthcare | Turnover | 3.4657 | 0.73314 | 4.7272 | 0 | 0 | 0 | Residential | LED - 9W Flood (Exterior) | N | Multi-Family | New | 9.3944 | 0.64367 | 14.5951 | 0 | 0 | 0 | Pass TRC; Pass PCT; Fail 2-year Threshold
[12 empty] | Residential | CFL-23W | N | Manufactured Home | New | 4.006 | 0.65022 | 6.161 | 0 | 0 | 0 | Fail RIM; Pass PCT | Commercial | High Efficiency Chiller (Water cooled-centrifugal, 200 tons) | Y | Hospitals | Turnover | 3.2829 | 0.73314 | 4.4779 | 0.090211 | 0.00022551 | 0.24236 | Residential | LED - 9W Flood (Exterior) | N | Manufactured Home | New | 9.3944 | 0.64367 | 14.5951 | 0 | 0 | 0 | Pass TRC; Pass PCT; Fail 2-year Threshold
[12 empty] | Residential | LED - 14W | N | Single Family | Turnover | 4.9869 | 0.6423 | 7.7642 | 0 | 0 | 0 | Fail RIM; Pass PCT | Commercial | High Efficiency Chiller (Water cooled-centrifugal, 200 tons) | Y | Lodging/Hospitality | Turnover | 2.6309 | 0.73314 | 3.5886 | 0.10376 | 0.00025937 | 0.27875 | Residential | LED - 9W | N | Single Family | Turnover | 4.3947 | 0.6423 | 6.8422 | 0 | 0 | 0 | Pass TRC; Pass PCT; Fail 2-year Threshold
[12 empty] | Residential | LED - 14W | N | Multi-Family | Turnover | 4.9869 | 0.6423 | 7.7642 | 0 | 0 | 0 | Fail RIM; Pass PCT | Commercial | High Efficiency Chiller (Water cooled-centrifugal, 200 tons) | Y | Offices | Turnover | 1.7925 | 0.73314 | 2.445 | 0.16441 | 0.00041099 | 0.4417 | Residential | LED - 9W | N | Multi-Family | Turnover | 4.3947 | 0.6423 | 6.8422 | 0 | 0 | 0 | Pass TRC; Pass PCT; Fail 2-year Threshold
[12 empty] | Residential | LED - 14W | N | Manufactured Home | Turnover | 4.9869 | 0.6423 | 7.7642 | 0 | 0 | 0 | Fail RIM; Pass PCT | Commercial | High Efficiency Chiller (Water cooled-centrifugal, 200 tons) | Y | Restaurants | Turnover | 2.581 | 0.73314 | 3.5205 | 0.0075663 | 1.8914e-05 | 0.020327 | Residential | LED - 9W | N | Manufactured Home | Turnover | 4.3947 | 0.6423 | 6.8422 | 0 | 0 | 0 | Pass TRC; Pass PCT; Fail 2-year Threshold
[12 empty] | Residential | LED - 14W | N | Single Family | New | 4.9869 | 0.6423 | 7.7642 | 0 | 0 | 0 | Fail RIM; Pass PCT | Commercial | High Efficiency Chiller (Water cooled-centrifugal, 200 tons) | Y | Retail | Turnover | 2.0229 | 0.73314 | 2.7592 | 0 | 0 | 0 | Residential | LED - 9W | N | Single Family | New | 4.3947 | 0.6423 | 6.8422 | 0 | 0 | 0 | Pass TRC; Pass PCT; Fail 2-year Threshold
[12 empty] | Residential | LED - 14W | N | Multi-Family | New | 4.9869 | 0.6423 | 7.7642 | 0 | 0 | 0 | Fail RIM; Pass PCT | Commercial | High Efficiency Chiller (Water cooled-centrifugal, 200 tons) | Y | Schools K-12 | Turnover | 1.7584 | 0.73314 | 2.3985 | 0.24523 | 0.00061303 | 0.65883 | Residential | LED - 9W | N | Multi-Family | New | 4.3947 | 0.6423 | 6.8422 | 0 | 0 | 0 | Pass TRC; Pass PCT; Fail 2-year Threshold
[12 empty] | Residential | LED - 14W | N | Manufactured Home | New | 4.9869 | 0.6423 | 7.7642 | 0 | 0 | 0 | Fail RIM; Pass PCT | Commercial | High Efficiency Chiller (Water cooled-centrifugal, 200 tons) | Y | Assembly | New | 1.5927 | 0.73314 | 2.1724 | 3.8809e-05 | 9.7014e-08 | 0.00010426 | Residential | LED - 9W | N | Manufactured Home | New | 4.3947 | 0.6423 | 6.8422 | 0 | 0 | 0 | Pass TRC; Pass PCT; Fail 2-year Threshold
[12 empty] | Residential | LED - 9W Flood (Exterior) | N | Single Family | Turnover | 9.3944 | 0.64367 | 14.5951 | 0 | 0 | 0 | Fail RIM; Pass PCT | Commercial | High Efficiency Chiller (Water cooled-centrifugal, 200 tons) | Y | College and University | New | 1.767 | 0.73314 | 2.4101 | 0.00039155 | 9.7879e-07 | 0.0010519 | Residential | Linear LED | N | Single Family | Turnover | 5.8492 | 0.73522 | 7.9558 | 0 | 0 | 0 | Pass TRC; Pass PCT; Fail 2-year Threshold
[12 empty] | Residential | LED - 9W Flood (Exterior) | N | Multi-Family | Turnover | 9.3944 | 0.64367 | 14.5951 | 0 | 0 | 0 | Fail RIM; Pass PCT | Commercial | High Efficiency Chiller (Water cooled-centrifugal, 200 tons) | Y | Healthcare | New | 3.4657 | 0.73314 | 4.7272 | 0 | 0 | 0 | Residential | Linear LED | N | Multi-Family | Turnover | 5.8492 | 0.73522 | 7.9558 | 0 | 0 | 0 | Pass TRC; Pass PCT; Fail 2-year Threshold
[12 empty] | Residential | LED - 9W Flood (Exterior) | N | Manufactured Home | Turnover | 9.3944 | 0.64367 | 14.5951 | 0 | 0 | 0 | Fail RIM; Pass PCT | Commercial | High Efficiency Chiller (Water cooled-centrifugal, 200 tons) | Y | Hospitals | New | 3.2829 | 0.73314 | 4.4779 | 0.0020765 | 5.1907e-06 | 0.0055785 | Residential | Linear LED | N | Manufactured Home | Turnover | 5.8492 | 0.73522 | 7.9558 | 0 | 0 | 0 | Pass TRC; Pass PCT; Fail 2-year Threshold
[12 empty] | Residential | LED - 9W Flood (Exterior) | N | Single Family | New | 9.3944 | 0.64367 | 14.5951 | 0 | 0 | 0 | Fail RIM; Pass PCT | Commercial | High Efficiency Chiller (Water cooled-centrifugal, 200 tons) | Y | Lodging/Hospitality | New | 2.6309 | 0.73314 | 3.5886 | 0 | 0 | 0 | Residential | Linear LED | N | Single Family | New | 5.8492 | 0.73522 | 7.9558 | 0 | 0 | 0 | Pass TRC; Pass PCT; Fail 2-year Threshold
[12 empty] | Residential | LED - 9W Flood (Exterior) | N | Multi-Family | New | 9.3944 | 0.64367 | 14.5951 | 0 | 0 | 0 | Fail RIM; Pass PCT | Commercial | High Efficiency Chiller (Water cooled-centrifugal, 200 tons) | Y | Offices | New | 1.7925 | 0.73314 | 2.445 | 0.00048663 | 1.2165e-06 | 0.0013074 | Residential | Linear LED | N | Multi-Family | New | 5.8492 | 0.73522 | 7.9558 | 0 | 0 | 0 | Pass TRC; Pass PCT; Fail 2-year Threshold
[12 empty] | Residential | LED - 9W Flood (Exterior) | N | Manufactured Home | New | 9.3944 | 0.64367 | 14.5951 | 0 | 0 | 0 | Fail RIM; Pass PCT | Commercial | High Efficiency Chiller (Water cooled-centrifugal, 200 tons) | Y | Restaurants | New | 2.581 | 0.73314 | 3.5205 | 2.5546e-05 | 6.3859e-08 | 6.863e-05 | Residential | Linear LED | N | Manufactured Home | New | 5.8492 | 0.73522 | 7.9558 | 0 | 0 | 0 | Pass TRC; Pass PCT; Fail 2-year Threshold
[12 empty] | Residential | LED - 9W Flood | N | Single Family | Turnover | 1.9594 | 0.6423 | 3.0507 | 0 | 0 | 0 | Fail RIM; Pass PCT | Commercial | High Efficiency Chiller (Water cooled-centrifugal, 200 tons) | Y | Retail | New | 2.0229 | 0.73314 | 2.7592 | 0 | 0 | 0 | Residential | Low Wattage T8 Fixture | N | Single Family | Turnover | 12.2396 | 0.73464 | 16.6607 | 0 | 0 | 0 | Pass TRC; Pass PCT; Fail 2-year Threshold
[12 empty] | Residential | LED - 9W Flood | N | Multi-Family | Turnover | 1.9594 | 0.6423 | 3.0507 | 0 | 0 | 0 | Fail RIM; Pass PCT | Commercial | High Efficiency Chiller (Water cooled-centrifugal, 200 tons) | Y | Schools K-12 | New | 1.7584 | 0.73314 | 2.3985 | 0.0027849 | 6.9617e-06 | 0.0074818 | Residential | Low Wattage T8 Fixture | N | Multi-Family | Turnover | 12.2396 | 0.73464 | 16.6607 | 0 | 0 | 0 | Pass TRC; Pass PCT; Fail 2-year Threshold
[12 empty] | Residential | LED - 9W Flood | N | Manufactured Home | Turnover | 1.9594 | 0.6423 | 3.0507 | 0 | 0 | 0 | Fail RIM; Pass PCT | Commercial | High Efficiency Chiller (Water cooled-positive displacement, 100 tons) | Y | College and University | Turnover | 1.0279 | 0.73314 | 1.402 | 0.010498 | 2.6243e-05 | 0.028204 | Residential | Low Wattage T8 Fixture | N | Manufactured Home | Turnover | 12.2396 | 0.73464 | 16.6607 | 0 | 0 | 0 | Pass TRC; Pass PCT; Fail 2-year Threshold
[12 empty] | Residential | LED - 9W Flood | N | Single Family | New | 1.9594 | 0.6423 | 3.0507 | 0 | 0 | 0 | Fail RIM; Pass PCT | Commercial | High Efficiency Chiller (Water cooled-positive displacement, 100 tons) | Y | Healthcare | Turnover | 2.0161 | 0.73314 | 2.7499 | 0 | 0 | 0 | Residential | Low Wattage T8 Fixture | N | Single Family | New | 12.2396 | 0.73464 | 16.6607 | 0 | 0 | 0 | Pass TRC; Pass PCT; Fail 2-year Threshold
[12 empty] | Residential | LED - 9W Flood | N | Multi-Family | New | 1.9594 | 0.6423 | 3.0507 | 0 | 0 | 0 | Fail RIM; Pass PCT | Commercial | High Efficiency Chiller (Water cooled-positive displacement, 100 tons) | Y | Hospitals | Turnover | 1.9098 | 0.73314 | 2.6049 | 0.049777 | 0.00012443 | 0.13373 | Residential | Low Wattage T8 Fixture | N | Multi-Family | New | 12.2396 | 0.73464 | 16.6607 | 0 | 0 | 0 | Pass TRC; Pass PCT; Fail 2-year Threshold
[12 empty] | Residential | LED - 9W Flood | N | Manufactured Home | New | 1.9594 | 0.6423 | 3.0507 | 0 | 0 | 0 | Fail RIM; Pass PCT | Commercial | High Efficiency Chiller (Water cooled-positive displacement, 100 tons) | Y | Lodging/Hospitality | Turnover | 1.5305 | 0.73314 | 2.0876 | 0.061553 | 0.00015387 | 0.16536 | Residential | Low Wattage T8 Fixture | N | Manufactured Home | New | 12.2396 | 0.73464 | 16.6607 | 0 | 0 | 0 | Pass TRC; Pass PCT; Fail 2-year Threshold
[12 empty] | Residential | LED - 9W | N | Single Family | Turnover | 4.3947 | 0.6423 | 6.8422 | 0 | 0 | 0 | Fail RIM; Pass PCT | Commercial | High Efficiency Chiller (Water cooled-positive displacement, 100 tons) | Y | Offices | Turnover | 1.0428 | 0.73314 | 1.4224 | 0.095318 | 0.00023827 | 0.25608 | Residential | Energy Star Bathroom Ventilating Fan | N | Single Family | Turnover | 0.2859 | 0.67919 | 0.42093 | 0 | 0 | 0 | Fail TRC; Fail PCT
[12 empty] | Residential | LED - 9W | N | Multi-Family | Turnover | 4.3947 | 0.6423 | 6.8422 | 0 | 0 | 0 | Fail RIM; Pass PCT | Commercial | High Efficiency Chiller (Water cooled-positive displacement, 100 tons) | Y | Restaurants | Turnover | 1.5014 | 0.73314 | 2.048 | 0.0045957 | 1.1488e-05 | 0.012347 | Residential | Energy Star Bathroom Ventilating Fan | N | Multi-Family | Turnover | 0.2859 | 0.67919 | 0.42093 | 0 | 0 | 0 | Fail TRC; Fail PCT
[12 empty] | Residential | LED - 9W | N | Manufactured Home | Turnover | 4.3947 | 0.6423 | 6.8422 | 0 | 0 | 0 | Fail RIM; Pass PCT | Commercial | High Efficiency Chiller (Water cooled-positive displacement, 100 tons) | Y | Retail | Turnover | 1.1768 | 0.73314 | 1.6051 | 0 | 0 | 0 | Residential | Energy Star Bathroom Ventilating Fan | N | Manufactured Home | Turnover | 0.2859 | 0.67919 | 0.42093 | 0 | 0 | 0 | Fail TRC; Fail PCT
[12 empty] | Residential | LED - 9W | N | Single Family | New | 4.3947 | 0.6423 | 6.8422 | 0 | 0 | 0 | Fail RIM; Pass PCT | Commercial | High Efficiency Chiller (Water cooled-positive displacement, 100 tons) | Y | Schools K-12 | Turnover | 1.0229 | 0.73314 | 1.3953 | 0.142 | 0.00035496 | 0.38148 | Residential | Energy Star Bathroom Ventilating Fan | N | Single Family | New | 0.2859 | 0.67919 | 0.42093 | 0 | 0 | 0 | Fail TRC; Fail PCT
[12 empty] | Residential | LED - 9W | N | Multi-Family | New | 4.3947 | 0.6423 | 6.8422 | 0 | 0 | 0 | Fail RIM; Pass PCT | Commercial | High Efficiency Chiller (Water cooled-positive displacement, 100 tons) | Y | College and University | New | 1.0279 | 0.73314 | 1.402 | 0.00022511 | 5.6272e-07 | 0.00060476 | Residential | Energy Star Bathroom Ventilating Fan | N | Multi-Family | New | 0.2859 | 0.67919 | 0.42093 | 0 | 0 | 0 | Fail TRC; Fail PCT
[12 empty] | Residential | LED - 9W | N | Manufactured Home | New | 4.3947 | 0.6423 | 6.8422 | 0 | 0 | 0 | Fail RIM; Pass PCT | Commercial | High Efficiency Chiller (Water cooled-positive displacement, 100 tons) | Y | Healthcare | New | 2.0161 | 0.73314 | 2.7499 | 0 | 0 | 0 | Residential | Energy Star Bathroom Ventilating Fan | N | Manufactured Home | New | 0.2859 | 0.67919 | 0.42093 | 0 | 0 | 0 | Fail TRC; Fail PCT
[12 empty] | Residential | LED Specialty Lamps-5W Chandelier | N | Single Family | Turnover | 2.0821 | 0.6423 | 3.2416 | 0 | 0 | 0 | Fail RIM; Pass PCT | Commercial | High Efficiency Chiller (Water cooled-positive displacement, 100 tons) | Y | Hospitals | New | 1.9098 | 0.73314 | 2.6049 | 0.00081609 | 2.04e-06 | 0.0021924 | Residential | Energy Star Ceiling Fan | N | Single Family | Turnover | 0.44901 | 0.6806 | 0.65973 | 0 | 0 | 0 | Fail TRC; Fail PCT
[12 empty] | Residential | LED Specialty Lamps-5W Chandelier | N | Multi-Family | Turnover | 2.0821 | 0.6423 | 3.2416 | 0 | 0 | 0 | Fail RIM; Pass PCT | Commercial | High Efficiency Chiller (Water cooled-positive displacement, 100 tons) | Y | Lodging/Hospitality | New | 1.5305 | 0.73314 | 2.0876 | 0 | 0 | 0 | Residential | Energy Star Ceiling Fan | N | Multi-Family | Turnover | 0.44901 | 0.6806 | 0.65973 | 0 | 0 | 0 | Fail TRC; Fail PCT
[12 empty] | Residential | LED Specialty Lamps-5W Chandelier | N | Manufactured Home | Turnover | 2.0821 | 0.6423 | 3.2416 | 0 | 0 | 0 | Fail RIM; Pass PCT | Commercial | High Efficiency Chiller (Water cooled-positive displacement, 100 tons) | Y | Offices | New | 1.0428 | 0.73314 | 1.4224 | 0.00029512 | 7.3773e-07 | 0.00079285 | Residential | Energy Star Ceiling Fan | N | Manufactured Home | Turnover | 0.44901 | 0.6806 | 0.65973 | 0 | 0 | 0 | Fail TRC; Fail PCT
[12 empty] | Residential | LED Specialty Lamps-5W Chandelier | N | Single Family | New | 2.0821 | 0.6423 | 3.2416 | 0 | 0 | 0 | Fail RIM; Pass PCT | Commercial | High Efficiency Chiller (Water cooled-positive displacement, 100 tons) | Y | Restaurants | New | 1.5014 | 0.73314 | 2.048 | 1.5517e-05 | 3.8788e-08 | 4.1686e-05 | Residential | Energy Star Ceiling Fan | N | Single Family | New | 0.46513 | 0.70504 | 0.65973 | 0 | 0 | 0 | Fail TRC; Fail PCT
[12 empty] | Residential | LED Specialty Lamps-5W Chandelier | N | Multi-Family | New | 2.0821 | 0.6423 | 3.2416 | 0 | 0 | 0 | Fail RIM; Pass PCT | Commercial | High Efficiency Chiller (Water cooled-positive displacement, 100 tons) | Y | Retail | New | 1.1768 | 0.73314 | 1.6051 | 0 | 0 | 0 | Residential | Energy Star Ceiling Fan | N | Multi-Family | New | 0.46513 | 0.70504 | 0.65973 | 0 | 0 | 0 | Fail TRC; Fail PCT
[12 empty] | Residential | LED Specialty Lamps-5W Chandelier | N | Manufactured Home | New | 2.0821 | 0.6423 | 3.2416 | 0 | 0 | 0 | Fail RIM; Pass PCT | Commercial | High Efficiency Chiller (Water cooled-positive displacement, 100 tons) | Y | Schools K-12 | New | 1.0229 | 0.73314 | 1.3953 | 0.0016011 | 4.0023e-06 | 0.0043013 | Residential | Energy Star Ceiling Fan | N | Manufactured Home | New | 0.46513 | 0.70504 | 0.65973 | 0 | 0 | 0 | Fail TRC; Fail PCT
[12 empty] | Residential | Linear LED | N | Single Family | Turnover | 5.8492 | 0.73522 | 7.9558 | 0 | 0 | 0 | Fail RIM; Pass PCT | Commercial | High Efficiency PTAC | Y | Grocery | Turnover | 2.5447 | 0.6853 | 3.7133 | 0 | 0 | 0 | Residential | Energy Star Dehumidifier | N | Single Family | Turnover | 6.6904 | 0.6314 | 10.5961 | 0 | 0 | 0 | Pass TRC; Pass PCT; Fail 2-year Threshold
[12 empty] | Residential | Linear LED | N | Multi-Family | Turnover | 5.8492 | 0.73522 | 7.9558 | 0 | 0 | 0 | Fail RIM; Pass PCT | Commercial | High Efficiency PTAC | Y | Institutional | Turnover | 2.4883 | 0.6853 | 3.6311 | 0 | 0 | 0 | Residential | Energy Star Dehumidifier | N | Multi-Family | Turnover | 6.6904 | 0.6314 | 10.5961 | 0 | 0 | 0 | Pass TRC; Pass PCT; Fail 2-year Threshold
[12 empty] | Residential | Linear LED | N | Manufactured Home | Turnover | 5.8492 | 0.73522 | 7.9558 | 0 | 0 | 0 | Fail RIM; Pass PCT | Commercial | High Efficiency PTAC | Y | Miscellaneous | Turnover | 2.7119 | 0.72553 | 3.7379 | 0.0080071 | 0 | 0.020458 | Residential | Energy Star Dehumidifier | N | Manufactured Home | Turnover | 6.6904 | 0.6314 | 10.5961 | 0 | 0 | 0 | Pass TRC; Pass PCT; Fail 2-year Threshold
[12 empty] | Residential | Linear LED | N | Single Family | New | 5.8492 | 0.73522 | 7.9558 | 0 | 0 | 0 | Fail RIM; Pass PCT | Commercial | High Efficiency PTAC | Y | Warehouse | Turnover | 1.1173 | 0.6853 | 1.6304 | 0 | 0 | 0 | Residential | Energy Star Dehumidifier | N | Single Family | New | 6.6904 | 0.6314 | 10.5961 | 0 | 0 | 0 | Pass TRC; Pass PCT; Fail 2-year Threshold
[12 empty] | Residential | Linear LED | N | Multi-Family | New | 5.8492 | 0.73522 | 7.9558 | 0 | 0 | 0 | Fail RIM; Pass PCT | Commercial | High Efficiency PTAC | Y | Grocery | New | 2.5447 | 0.6853 | 3.7133 | 0 | 0 | 0 | Residential | Energy Star Dehumidifier | N | Multi-Family | New | 6.6904 | 0.6314 | 10.5961 | 0 | 0 | 0 | Pass TRC; Pass PCT; Fail 2-year Threshold
[12 empty] | Residential | Linear LED | N | Manufactured Home | New | 5.8492 | 0.73522 | 7.9558 | 0 | 0 | 0 | Fail RIM; Pass PCT | Commercial | High Efficiency PTAC | Y | Institutional | New | 2.4883 | 0.6853 | 3.6311 | 0 | 0 | 0 | Residential | Energy Star Dehumidifier | N | Manufactured Home | New | 6.6904 | 0.6314 | 10.5961 | 0 | 0 | 0 | Pass TRC; Pass PCT; Fail 2-year Threshold
[12 empty] | Residential | Low Wattage T8 Fixture | N | Single Family | Turnover | 12.2396 | 0.73464 | 16.6607 | 0 | 0 | 0 | Fail RIM; Pass PCT | Commercial | High Efficiency PTAC | Y | Miscellaneous | New | 2.7119 | 0.72553 | 3.7379 | 0.00018431 | 0 | 0.00047089 | Residential | Heat Pump Pool Heater | N | Single Family | Turnover | 7.5882 | 0.63316 | 11.9848 | 0 | 0 | 0 | Pass TRC; Pass PCT; Fail 2-year Threshold
[12 empty] | Residential | Low Wattage T8 Fixture | N | Multi-Family | Turnover | 12.2396 | 0.73464 | 16.6607 | 0 | 0 | 0 | Fail RIM; Pass PCT | Commercial | High Efficiency PTAC | Y | Warehouse | New | 1.1173 | 0.6853 | 1.6304 | 0 | 0 | 0 | Residential | Heat Pump Pool Heater | N | Multi-Family | Turnover | 7.5882 | 0.63316 | 11.9848 | 0 | 0 | 0 | Pass TRC; Pass PCT; Fail 2-year Threshold
[12 empty] | Residential | Low Wattage T8 Fixture | N | Manufactured Home | Turnover | 12.2396 | 0.73464 | 16.6607 | 0 | 0 | 0 | Fail RIM; Pass PCT | Commercial | High Efficiency PTHP | Y | Grocery | Turnover | 2.6444 | 0.6853 | 3.8588 | 0 | 4.9628e-06 | 0.027252 | Residential | Heat Pump Pool Heater | N | Manufactured Home | Turnover | 7.5882 | 0.63316 | 11.9848 | 0 | 0 | 0 | Pass TRC; Pass PCT; Fail 2-year Threshold
[12 empty] | Residential | Low Wattage T8 Fixture | N | Single Family | New | 12.2396 | 0.73464 | 16.6607 | 0 | 0 | 0 | Fail RIM; Pass PCT | Commercial | High Efficiency PTHP | Y | Institutional | Turnover | 2.5389 | 0.6853 | 3.7048 | 0.033159 | 5.8444e-06 | 0.098763 | Residential | Heat Pump Pool Heater | N | Single Family | New | 7.5882 | 0.63316 | 11.9848 | 0 | 0 | 0 | Pass TRC; Pass PCT; Fail 2-year Threshold
[12 empty] | Residential | Low Wattage T8 Fixture | N | Multi-Family | New | 12.2396 | 0.73464 | 16.6607 | 0 | 0 | 0 | Fail RIM; Pass PCT | Commercial | High Efficiency PTHP | Y | Miscellaneous | Turnover | 2.6049 | 0.6853 | 3.8011 | 0 | 0 | 0 | Residential | Heat Pump Pool Heater | N | Multi-Family | New | 7.5882 | 0.63316 | 11.9848 | 0 | 0 | 0 | Pass TRC; Pass PCT; Fail 2-year Threshold
[12 empty] | Residential | Low Wattage T8 Fixture | N | Manufactured Home | New | 12.2396 | 0.73464 | 16.6607 | 0 | 0 | 0 | Fail RIM; Pass PCT | Commercial | High Efficiency PTHP | Y | Warehouse | Turnover | 1.1493 | 0.6853 | 1.677 | 0 | 6.782e-06 | 0.037242 | Residential | Heat Pump Pool Heater | N | Manufactured Home | New | 7.5882 | 0.63316 | 11.9848 | 0 | 0 | 0 | Pass TRC; Pass PCT; Fail 2-year Threshold
[12 empty] | Residential | Energy Star Bathroom Ventilating Fan | N | Single Family | Turnover | 0.2859 | 0.67919 | 0.42093 | 0 | 0 | 0 | Fail RIM; Fail PCT | Commercial | High Efficiency PTHP | Y | Grocery | New | 2.6444 | 0.6853 | 3.8588 | 0 | 1.1423e-07 | 0.00062728 | Residential | Solar Powered Pool Pumps | N | Single Family | Turnover | 0.53327 | 0.63983 | 0.83346 | 0 | 0 | 0 | Fail TRC; Fail PCT
[12 empty] | Residential | Energy Star Bathroom Ventilating Fan | N | Multi-Family | Turnover | 0.2859 | 0.67919 | 0.42093 | 0 | 0 | 0 | Fail RIM; Fail PCT | Commercial | High Efficiency PTHP | Y | Institutional | New | 2.5389 | 0.6853 | 3.7048 | 0.00076326 | 1.3453e-07 | 0.0022733 | Residential | Solar Powered Pool Pumps | N | Multi-Family | Turnover | 0.53327 | 0.63983 | 0.83346 | 0 | 0 | 0 | Fail TRC; Fail PCT
[12 empty] | Residential | Energy Star Bathroom Ventilating Fan | N | Manufactured Home | Turnover | 0.2859 | 0.67919 | 0.42093 | 0 | 0 | 0 | Fail RIM; Fail PCT | Commercial | High Efficiency PTHP | Y | Miscellaneous | New | 2.6049 | 0.6853 | 3.8011 | 0 | 0 | 0 | Residential | Solar Powered Pool Pumps | N | Manufactured Home | Turnover | 0.53327 | 0.63983 | 0.83346 | 0 | 0 | 0 | Fail TRC; Fail PCT
[12 empty] | Residential | Energy Star Bathroom Ventilating Fan | N | Single Family | New | 0.2859 | 0.67919 | 0.42093 | 0 | 0 | 0 | Fail RIM; Fail PCT | Commercial | High Efficiency PTHP | Y | Warehouse | New | 1.1493 | 0.6853 | 1.677 | 0 | 1.5611e-07 | 0.00085723 | Residential | Solar Powered Pool Pumps | N | Single Family | New | 0.53327 | 0.63983 | 0.83346 | 0 | 0 | 0 | Fail TRC; Fail PCT
[12 empty] | Residential | Energy Star Bathroom Ventilating Fan | N | Multi-Family | New | 0.2859 | 0.67919 | 0.42093 | 0 | 0 | 0 | Fail RIM; Fail PCT | Commercial | Variable Refrigerant Flow (VRF) HVAC Systems | Y | Healthcare | Turnover | 1.2866 | 0.64902 | 1.9824 | 0.017629 | 0.0035021 | 0.06932 | Residential | Solar Powered Pool Pumps | N | Multi-Family | New | 0.53327 | 0.63983 | 0.83346 | 0 | 0 | 0 | Fail TRC; Fail PCT
[12 empty] | Residential | Energy Star Bathroom Ventilating Fan | N | Manufactured Home | New | 0.2859 | 0.67919 | 0.42093 | 0 | 0 | 0 | Fail RIM; Fail PCT | Commercial | Variable Refrigerant Flow (VRF) HVAC Systems | Y | Hospitals | Turnover | 1.227 | 0.64902 | 1.8905 | 0.0018154 | 0.0021483 | 0.012951 | Residential | Solar Powered Pool Pumps | N | Manufactured Home | New | 0.53327 | 0.63983 | 0.83346 | 0 | 0 | 0 | Fail TRC; Fail PCT
[12 empty] | Residential | Energy Star Ceiling Fan | N | Single Family | Turnover | 0.44901 | 0.6806 | 0.65973 | 0 | 0 | 0 | Fail RIM; Fail PCT | Commercial | Variable Refrigerant Flow (VRF) HVAC Systems | Y | Lodging/Hospitality | Turnover | 1.015 | 0.68039 | 1.4918 | 0 | 0.091542 | 0.58728 | Residential | Removal of 2nd Refrigerator-Freezer | N | Single Family | Existing | 5.6278 | 0.55066 | 10.2202 | 0 | 0 | 0 | Pass TRC; Pass PCT; Fail 2-year Threshold
[12 empty] | Residential | Energy Star Ceiling Fan | N | Multi-Family | Turnover | 0.44901 | 0.6806 | 0.65973 | 0 | 0 | 0 | Fail RIM; Fail PCT | Commercial | Variable Refrigerant Flow (VRF) HVAC Systems | Y | Restaurants | Turnover | 1.0279 | 0.64902 | 1.5838 | 0.00507 | 0.049715 | 0.1783 | Residential | Removal of 2nd Refrigerator-Freezer | N | Multi-Family | Existing | 5.6278 | 0.55066 | 10.2202 | 0 | 0 | 0 | Pass TRC; Pass PCT; Fail 2-year Threshold
[12 empty] | Residential | Energy Star Ceiling Fan | N | Manufactured Home | Turnover | 0.44901 | 0.6806 | 0.65973 | 0 | 0 | 0 | Fail RIM; Fail PCT | Commercial | Variable Refrigerant Flow (VRF) HVAC Systems | Y | Healthcare | New | 1.2866 | 0.64902 | 1.9824 | 0.00043495 | 8.6088e-05 | 0.0017093 | Residential | Removal of 2nd Refrigerator-Freezer | N | Manufactured Home | Existing | 5.6278 | 0.55066 | 10.2202 | 0 | 0 | 0 | Pass TRC; Pass PCT; Fail 2-year Threshold
[12 empty] | Residential | Energy Star Ceiling Fan | N | Single Family | New | 0.46513 | 0.70504 | 0.65973 | 0 | 0 | 0 | Fail RIM; Fail PCT | Commercial | Variable Refrigerant Flow (VRF) HVAC Systems | Y | Hospitals | New | 1.227 | 0.64902 | 1.8905 | 4.1787e-05 | 4.9449e-05 | 0.00029811 | Residential | Removal of 2nd Refrigerator-Freezer | N | Single Family | New | 5.6278 | 0.55066 | 10.2202 | 0 | 0 | 0 | Pass TRC; Pass PCT; Fail 2-year Threshold
[12 empty] | Residential | Energy Star Ceiling Fan | N | Multi-Family | New | 0.46513 | 0.70504 | 0.65973 | 0 | 0 | 0 | Fail RIM; Fail PCT | Commercial | Variable Refrigerant Flow (VRF) HVAC Systems | Y | Lodging/Hospitality | New | 1.015 | 0.68039 | 1.4918 | 0 | 0.0022009 | 0.01412 | Residential | Removal of 2nd Refrigerator-Freezer | N | Multi-Family | New | 5.6278 | 0.55066 | 10.2202 | 0 | 0 | 0 | Pass TRC; Pass PCT; Fail 2-year Threshold
[12 empty] | Residential | Energy Star Ceiling Fan | N | Manufactured Home | New | 0.46513 | 0.70504 | 0.65973 | 0 | 0 | 0 | Fail RIM; Fail PCT | Commercial | Variable Refrigerant Flow (VRF) HVAC Systems | Y | Restaurants | New | 1.0279 | 0.64902 | 1.5838 | 0.0001167 | 0.0011443 | 0.0041042 | Residential | Removal of 2nd Refrigerator-Freezer | N | Manufactured Home | New | 5.6278 | 0.55066 | 10.2202 | 0 | 0 | 0 | Pass TRC; Pass PCT; Fail 2-year Threshold
[12 empty] | Residential | Energy Star Dehumidifier | N | Single Family | Turnover | 6.6904 | 0.6314 | 10.5961 | 0 | 0 | 0 | Fail RIM; Pass PCT | Commercial | High Bay Fluorescent (T5) | Y | Schools K-12 | Turnover | 3.5994 | 0.67224 | 5.3544 | 0 | 0 | 0 | Residential | Drain Water Heat Recovery | N | Single Family | Existing | 0.23408 | 0.64378 | 0.3636 | 0 | 0 | 0 | Fail TRC; Fail PCT
[12 empty] | Residential | Energy Star Dehumidifier | N | Multi-Family | Turnover | 6.6904 | 0.6314 | 10.5961 | 0 | 0 | 0 | Fail RIM; Pass PCT | Commercial | High Bay Fluorescent (T5) | Y | Schools K-12 | New | 3.5994 | 0.67224 | 5.3544 | 0 | 0 | 0 | Residential | Drain Water Heat Recovery | N | Multi-Family | Existing | 0.2005 | 0.64378 | 0.31144 | 0 | 0 | 0 | Fail TRC; Fail PCT
[12 empty] | Residential | Energy Star Dehumidifier | N | Manufactured Home | Turnover | 6.6904 | 0.6314 | 10.5961 | 0 | 0 | 0 | Fail RIM; Pass PCT | Commercial | High Bay LED | Y | Assembly | Turnover | 2.9495 | 0.67224 | 4.3876 | 0.34206 | 0.3356 | 1.8497 | Residential | Drain Water Heat Recovery | N | Manufactured Home | Existing | 0.29687 | 0.64378 | 0.46114 | 0 | 0 | 0 | Fail TRC; Fail PCT
[12 empty] | Residential | Energy Star Dehumidifier | N | Single Family | New | 6.6904 | 0.6314 | 10.5961 | 0 | 0 | 0 | Fail RIM; Pass PCT | Commercial | High Bay LED | Y | Institutional | Turnover | 3.3834 | 0.67224 | 5.033 | 0 | 0 | 0 | Residential | Drain Water Heat Recovery | N | Single Family | New | 0.27058 | 0.64378 | 0.4203 | 0 | 0 | 0 | Fail TRC; Fail PCT
[12 empty] | Residential | Energy Star Dehumidifier | N | Multi-Family | New | 6.6904 | 0.6314 | 10.5961 | 0 | 0 | 0 | Fail RIM; Pass PCT | Commercial | High Bay LED | Y | Offices | Turnover | 3.3362 | 0.67224 | 4.9628 | 0 | 0 | 0 | Residential | Drain Water Heat Recovery | N | Multi-Family | New | 0.23176 | 0.64378 | 0.36001 | 0 | 0 | 0 | Fail TRC; Fail PCT
[12 empty] | Residential | Energy Star Dehumidifier | N | Manufactured Home | New | 6.6904 | 0.6314 | 10.5961 | 0 | 0 | 0 | Fail RIM; Pass PCT | Commercial | High Bay LED | Y | Restaurants | Turnover | 3.4428 | 0.67224 | 5.1215 | 0 | 0 | 0 | Residential | Drain Water Heat Recovery | N | Manufactured Home | New | 0.34316 | 0.64378 | 0.53304 | 0 | 0 | 0 | Fail TRC; Fail PCT
[12 empty] | Residential | Heat Pump Pool Heater | N | Single Family | Turnover | 7.5882 | 0.63316 | 11.9848 | 0 | 0 | 0 | Fail RIM; Pass PCT | Commercial | High Bay LED | Y | Schools K-12 | Turnover | 2.4398 | 0.67224 | 3.6294 | 0 | 0 | 0 | Residential | Faucet Aerator | N | Single Family | Existing | 10.7825 | 0.65242 | 16.527 | 0 | 0 | 0 | Pass TRC; Pass PCT; Fail 2-year Threshold
[12 empty] | Residential | Heat Pump Pool Heater | N | Multi-Family | Turnover | 7.5882 | 0.63316 | 11.9848 | 0 | 0 | 0 | Fail RIM; Pass PCT | Commercial | High Bay LED | Y | Assembly | New | 2.9495 | 0.67224 | 4.3876 | 0 | 0 | 0 | Residential | Faucet Aerator | N | Multi-Family | Existing | 8.4758 | 0.65242 | 12.9913 | 0 | 0 | 0 | Pass TRC; Pass PCT; Fail 2-year Threshold
[12 empty] | Residential | Heat Pump Pool Heater | N | Manufactured Home | Turnover | 7.5882 | 0.63316 | 11.9848 | 0 | 0 | 0 | Fail RIM; Pass PCT | Commercial | High Bay LED | Y | Institutional | New | 3.3834 | 0.67224 | 5.033 | 0 | 0 | 0 | Residential | Faucet Aerator | N | Manufactured Home | Existing | 8.4082 | 0.65242 | 12.8878 | 0 | 0 | 0 | Pass TRC; Pass PCT; Fail 2-year Threshold
[12 empty] | Residential | Heat Pump Pool Heater | N | Single Family | New | 7.5882 | 0.63316 | 11.9848 | 0 | 0 | 0 | Fail RIM; Pass PCT | Commercial | High Bay LED | Y | Offices | New | 3.3362 | 0.67224 | 4.9628 | 0 | 0 | 0 | Residential | Faucet Aerator | N | Single Family | New | 4.4927 | 0.65242 | 6.8863 | 0 | 0 | 0 | Pass TRC; Pass PCT; Fail 2-year Threshold
[12 empty] | Residential | Heat Pump Pool Heater | N | Multi-Family | New | 7.5882 | 0.63316 | 11.9848 | 0 | 0 | 0 | Fail RIM; Pass PCT | Commercial | High Bay LED | Y | Restaurants | New | 3.4428 | 0.67224 | 5.1215 | 0 | 0 | 0 | Residential | Faucet Aerator | N | Multi-Family | New | 3.5316 | 0.65242 | 5.4131 | 0 | 0 | 0 | Pass TRC; Pass PCT; Fail 2-year Threshold
[12 empty] | Residential | Heat Pump Pool Heater | N | Manufactured Home | New | 7.5882 | 0.63316 | 11.9848 | 0 | 0 | 0 | Fail RIM; Pass PCT | Commercial | High Bay LED | Y | Schools K-12 | New | 2.4398 | 0.67224 | 3.6294 | 0 | 0 | 0 | Residential | Faucet Aerator | N | Manufactured Home | New | 3.5034 | 0.65242 | 5.3699 | 0 | 0 | 0 | Pass TRC; Pass PCT; Fail 2-year Threshold
[12 empty] | Residential | Solar Pool Heater | N | Single Family | Turnover | 2.1305 | 0.63316 | 3.3649 | 0 | 0 | 0 | Fail RIM; Pass PCT | Commercial | Premium T8 - Fixture Replacement | Y | College and University | Turnover | 1.0989 | 0.67502 | 1.628 | 0.014592 | 0.013535 | 0.13925 | Residential | Heat Trap | N | Single Family | Existing | 0.61703 | 0.65242 | 0.94576 | 0 | 0 | 0 | Fail TRC; Fail PCT
[12 empty] | Residential | Solar Pool Heater | N | Multi-Family | Turnover | 2.1305 | 0.63316 | 3.3649 | 0 | 0 | 0 | Fail RIM; Pass PCT | Commercial | Premium T8 - Fixture Replacement | Y | Grocery | Turnover | 1.4821 | 0.71845 | 2.063 | 0.18089 | 9.9097e-06 | 0.74173 | Residential | Heat Trap | N | Multi-Family | Existing | 0.48503 | 0.65242 | 0.74343 | 0 | 0 | 0 | Fail TRC; Fail PCT
[12 empty] | Residential | Solar Pool Heater | N | Manufactured Home | Turnover | 2.1305 | 0.63316 | 3.3649 | 0 | 0 | 0 | Fail RIM; Pass PCT | Commercial | Premium T8 - Fixture Replacement | Y | Healthcare | Turnover | 1.2568 | 0.67178 | 1.8708 | 0.05415 | 0.012388 | 0.22339 | Residential | Heat Trap | N | Manufactured Home | Existing | 0.48116 | 0.65242 | 0.7375 | 0 | 0 | 0 | Fail TRC; Fail PCT
[12 empty] | Residential | Solar Pool Heater | N | Single Family | New | 2.1305 | 0.63316 | 3.3649 | 0 | 0 | 0 | Fail RIM; Pass PCT | Commercial | Premium T8 - Fixture Replacement | Y | Hospitals | Turnover | 1.6958 | 0.67502 | 2.5121 | 0.018313 | 0.016986 | 0.17476 | Residential | Heat Trap | N | Single Family | New | 0.61703 | 0.65242 | 0.94576 | 0 | 0 | 0 | Fail TRC; Fail PCT
[12 empty] | Residential | Solar Pool Heater | N | Multi-Family | New | 2.1305 | 0.63316 | 3.3649 | 0 | 0 | 0 | Fail RIM; Pass PCT | Commercial | Premium T8 - Fixture Replacement | Y | Lodging/Hospitality | Turnover | 1.0036 | 0.71845 | 1.3969 | 0.44972 | 2.4638e-05 | 1.8441 | Residential | Heat Trap | N | Multi-Family | New | 0.48503 | 0.65242 | 0.74343 | 0 | 0 | 0 | Fail TRC; Fail PCT
[12 empty] | Residential | Solar Pool Heater | N | Manufactured Home | New | 2.1305 | 0.63316 | 3.3649 | 0 | 0 | 0 | Fail RIM; Pass PCT | Commercial | Premium T8 - Fixture Replacement | Y | Miscellaneous | Turnover | 1.1018 | 0.67178 | 1.6401 | 0.17206 | 0.039362 | 0.70983 | Residential | Heat Trap | N | Manufactured Home | New | 0.48116 | 0.65242 | 0.7375 | 0 | 0 | 0 | Fail TRC; Fail PCT
[12 empty] | Residential | Solar Powered Pool Pumps | N | Single Family | Turnover | 0.53327 | 0.63983 | 0.83346 | 0 | 0 | 0 | Fail RIM; Fail PCT | Commercial | Premium T8 - Fixture Replacement | Y | Retail | Turnover | 1.3324 | 0.71845 | 1.8546 | 0.45589 | 2.4975e-05 | 1.8694 | Residential | Hot Water Pipe Insulation | N | Single Family | Existing | 5.5402 | 0.64427 | 8.5992 | 0 | 0 | 0 | Pass TRC; Pass PCT; Fail 2-year Threshold
[12 empty] | Residential | Solar Powered Pool Pumps | N | Multi-Family | Turnover | 0.53327 | 0.63983 | 0.83346 | 0 | 0 | 0 | Fail RIM; Fail PCT | Commercial | Premium T8 - Fixture Replacement | Y | College and University | New | 1.0989 | 0.67502 | 1.628 | 0 | 0 | 0 | Residential | Hot Water Pipe Insulation | N | Multi-Family | Existing | 4.747 | 0.64427 | 7.3679 | 0 | 0 | 0 | Pass TRC; Pass PCT; Fail 2-year Threshold
[12 empty] | Residential | Solar Powered Pool Pumps | N | Manufactured Home | Turnover | 0.53327 | 0.63983 | 0.83346 | 0 | 0 | 0 | Fail RIM; Fail PCT | Commercial | Premium T8 - Fixture Replacement | Y | Grocery | New | 1.4821 | 0.71845 | 2.063 | 0 | 0 | 0 | Residential | Hot Water Pipe Insulation | N | Manufactured Home | Existing | 7.0244 | 0.64427 | 10.9028 | 0 | 0 | 0 | Pass TRC; Pass PCT; Fail 2-year Threshold
[12 empty] | Residential | Solar Powered Pool Pumps | N | Single Family | New | 0.53327 | 0.63983 | 0.83346 | 0 | 0 | 0 | Fail RIM; Fail PCT | Commercial | Premium T8 - Fixture Replacement | Y | Healthcare | New | 1.2568 | 0.67178 | 1.8708 | 0 | 0 | 0 | Residential | Hot Water Pipe Insulation | N | Single Family | New | 5.5402 | 0.64427 | 8.5992 | 0 | 0 | 0 | Pass TRC; Pass PCT; Fail 2-year Threshold
[12 empty] | Residential | Solar Powered Pool Pumps | N | Multi-Family | New | 0.53327 | 0.63983 | 0.83346 | 0 | 0 | 0 | Fail RIM; Fail PCT | Commercial | Premium T8 - Fixture Replacement | Y | Hospitals | New | 1.6958 | 0.67502 | 2.5121 | 0 | 0 | 0 | Residential | Hot Water Pipe Insulation | N | Multi-Family | New | 4.747 | 0.64427 | 7.3679 | 0 | 0 | 0 | Pass TRC; Pass PCT; Fail 2-year Threshold
[12 empty] | Residential | Solar Powered Pool Pumps | N | Manufactured Home | New | 0.53327 | 0.63983 | 0.83346 | 0 | 0 | 0 | Fail RIM; Fail PCT | Commercial | Premium T8 - Fixture Replacement | Y | Lodging/Hospitality | New | 1.0036 | 0.71845 | 1.3969 | 0 | 0 | 0 | Residential | Hot Water Pipe Insulation | N | Manufactured Home | New | 7.0244 | 0.64427 | 10.9028 | 0 | 0 | 0 | Pass TRC; Pass PCT; Fail 2-year Threshold
[12 empty] | Residential | Two Speed Pool Pump | N | Single Family | Turnover | 1.6077 | 0.63983 | 2.5127 | 0 | 0 | 0 | Fail RIM; Pass PCT | Commercial | Premium T8 - Fixture Replacement | Y | Miscellaneous | New | 1.1018 | 0.67178 | 1.6401 | 0 | 0 | 0 | Residential | Low Flow Showerhead | N | Single Family | Existing | 19.5859 | 0.65724 | 29.8002 | 0 | 0 | 0 | Pass TRC; Pass PCT; Fail 2-year Threshold
[12 empty] | Residential | Two Speed Pool Pump | N | Multi-Family | Turnover | 1.6077 | 0.63983 | 2.5127 | 0 | 0 | 0 | Fail RIM; Pass PCT | Commercial | Premium T8 - Fixture Replacement | Y | Retail | New | 1.3324 | 0.71845 | 1.8546 | 0 | 0 | 0 | Residential | Low Flow Showerhead | N | Multi-Family | Existing | 15.3958 | 0.65724 | 23.4249 | 0 | 0 | 0 | Pass TRC; Pass PCT; Fail 2-year Threshold
[12 empty] | Residential | Two Speed Pool Pump | N | Manufactured Home | Turnover | 1.6077 | 0.63983 | 2.5127 | 0 | 0 | 0 | Fail RIM; Pass PCT | Commercial | Efficient Battery Charger | Y | Assembly | Turnover | 1.3369 | 0.74999 | 1.7826 | 0.11645 | 0 | 0.21253 | Residential | Low Flow Showerhead | N | Manufactured Home | Existing | 15.2731 | 0.65724 | 23.2382 | 0 | 0 | 0 | Pass TRC; Pass PCT; Fail 2-year Threshold
[12 empty] | Residential | Two Speed Pool Pump | N | Single Family | New | 1.6077 | 0.63983 | 2.5127 | 0 | 0 | 0 | Fail RIM; Pass PCT | Commercial | Efficient Battery Charger | Y | College and University | Turnover | 1.3369 | 0.74999 | 1.7826 | 0 | 0 | 0 | Residential | Low Flow Showerhead | N | Single Family | New | 19.5859 | 0.65724 | 29.8002 | 0 | 0 | 0 | Pass TRC; Pass PCT; Fail 2-year Threshold
[12 empty] | Residential | Two Speed Pool Pump | N | Multi-Family | New | 1.6077 | 0.63983 | 2.5127 | 0 | 0 | 0 | Fail RIM; Pass PCT | Commercial | Efficient Battery Charger | Y | Grocery | Turnover | 1.3369 | 0.74999 | 1.7826 | 0.3161 | 0 | 0.57687 | Residential | Low Flow Showerhead | N | Multi-Family | New | 15.3958 | 0.65724 | 23.4249 | 0 | 0 | 0 | Pass TRC; Pass PCT; Fail 2-year Threshold
[12 empty] | Residential | Two Speed Pool Pump | N | Manufactured Home | New | 1.6077 | 0.63983 | 2.5127 | 0 | 0 | 0 | Fail RIM; Pass PCT | Commercial | Efficient Battery Charger | Y | Healthcare | Turnover | 1.3369 | 0.74999 | 1.7826 | 0.15853 | 0 | 0.28932 | Residential | Low Flow Showerhead | N | Manufactured Home | New | 15.2731 | 0.65724 | 23.2382 | 0 | 0 | 0 | Pass TRC; Pass PCT; Fail 2-year Threshold
[12 empty] | Residential | Variable Speed Pool Pump | N | Single Family | Turnover | 1.6079 | 0.63983 | 2.513 | 0 | 0 | 0 | Fail RIM; Pass PCT | Commercial | Efficient Battery Charger | Y | Hospitals | Turnover | 1.3369 | 0.74999 | 1.7826 | 0.14425 | 0 | 0.26326 | Residential | Water Heater Blanket | N | Single Family | Existing | 4.0868 | 0.66737 | 6.1237 | 0 | 0 | 0 | Pass TRC; Pass PCT; Fail 2-year Threshold
[12 empty] | Residential | Variable Speed Pool Pump | N | Multi-Family | Turnover | 1.6079 | 0.63983 | 2.513 | 0 | 0 | 0 | Fail RIM; Pass PCT | Commercial | Efficient Battery Charger | Y | Institutional | Turnover | 1.3369 | 0.74999 | 1.7826 | 1.5827 | 0 | 2.8884 | Residential | Water Heater Blanket | N | Multi-Family | Existing | 4.0868 | 0.66737 | 6.1237 | 0 | 0 | 0 | Pass TRC; Pass PCT; Fail 2-year Threshold
[12 empty] | Residential | Variable Speed Pool Pump | N | Manufactured Home | Turnover | 1.6079 | 0.63983 | 2.513 | 0 | 0 | 0 | Fail RIM; Pass PCT | Commercial | Efficient Battery Charger | Y | Lodging/Hospitality | Turnover | 1.3369 | 0.74999 | 1.7826 | 2.0577 | 0 | 3.7553 | Residential | Water Heater Blanket | N | Manufactured Home | Existing | 4.0868 | 0.66737 | 6.1237 | 0 | 0 | 0 | Pass TRC; Pass PCT; Fail 2-year Threshold
[12 empty] | Residential | Variable Speed Pool Pump | N | Single Family | New | 1.6079 | 0.63983 | 2.513 | 0 | 0 | 0 | Fail RIM; Pass PCT | Commercial | Efficient Battery Charger | Y | Miscellaneous | Turnover | 1.3369 | 0.74999 | 1.7826 | 0 | 0 | 0 | Residential | Water Heater Blanket | N | Single Family | New | 3.9095 | 0.66737 | 5.858 | 0 | 0 | 0 | Pass TRC; Pass PCT; Fail 2-year Threshold
[12 empty] | Residential | Variable Speed Pool Pump | N | Multi-Family | New | 1.6079 | 0.63983 | 2.513 | 0 | 0 | 0 | Fail RIM; Pass PCT | Commercial | Efficient Battery Charger | Y | Offices | Turnover | 1.3369 | 0.74999 | 1.7826 | 2.0321 | 0 | 3.7085 | Residential | Water Heater Blanket | N | Multi-Family | New | 3.9095 | 0.66737 | 5.858 | 0 | 0 | 0 | Pass TRC; Pass PCT; Fail 2-year Threshold
[12 empty] | Residential | Variable Speed Pool Pump | N | Manufactured Home | New | 1.6079 | 0.63983 | 2.513 | 0 | 0 | 0 | Fail RIM; Pass PCT | Commercial | Efficient Battery Charger | Y | Restaurants | Turnover | 1.3369 | 0.74999 | 1.7826 | 0 | 0 | 0 | Residential | Water Heater Blanket | N | Manufactured Home | New | 3.9095 | 0.66737 | 5.858 | 0 | 0 | 0 | Pass TRC; Pass PCT; Fail 2-year Threshold
[12 empty] | Residential | Removal of 2nd Refrigerator-Freezer | N | Single Family | Existing | 5.6278 | 0.55066 | 10.2202 | 0 | 0 | 0 | Fail RIM; Pass PCT | Commercial | Efficient Battery Charger | Y | Retail | Turnover | 1.3369 | 0.74999 | 1.7826 | 0.66588 | 0 | 1.2152 | Residential | Water Heater Thermostat Setback | N | Single Family | Existing | 4.8582 | 0.55061 | 8.8234 | 0 | 0 | 0 | Pass TRC; Pass PCT; Fail 2-year Threshold
[12 empty] | Residential | Removal of 2nd Refrigerator-Freezer | N | Multi-Family | Existing | 5.6278 | 0.55066 | 10.2202 | 0 | 0 | 0 | Fail RIM; Pass PCT | Commercial | Efficient Battery Charger | Y | Schools K-12 | Turnover | 1.3369 | 0.74999 | 1.7826 | 0 | 0 | 0 | Residential | Water Heater Thermostat Setback | N | Multi-Family | Existing | 4.8582 | 0.55061 | 8.8234 | 0 | 0 | 0 | Pass TRC; Pass PCT; Fail 2-year Threshold
[12 empty] | Residential | Removal of 2nd Refrigerator-Freezer | N | Manufactured Home | Existing | 5.6278 | 0.55066 | 10.2202 | 0 | 0 | 0 | Fail RIM; Pass PCT | Commercial | Efficient Battery Charger | Y | Warehouse | Turnover | 1.3369 | 0.74999 | 1.7826 | 1.0781 | 0 | 1.9675 | Residential | Water Heater Thermostat Setback | N | Manufactured Home | Existing | 4.8582 | 0.55061 | 8.8234 | 0 | 0 | 0 | Pass TRC; Pass PCT; Fail 2-year Threshold
[12 empty] | Residential | Removal of 2nd Refrigerator-Freezer | N | Single Family | New | 5.6278 | 0.55066 | 10.2202 | 0 | 0 | 0 | Fail RIM; Pass PCT | Commercial | Efficient Battery Charger | Y | Assembly | New | 1.3369 | 0.74999 | 1.7826 | 0.0025579 | 0 | 0.0046682 | Residential | Water Heater Thermostat Setback | N | Single Family | New | 4.8582 | 0.55061 | 8.8234 | 0 | 0 | 0 | Pass TRC; Pass PCT; Fail 2-year Threshold
[12 empty] | Residential | Removal of 2nd Refrigerator-Freezer | N | Multi-Family | New | 5.6278 | 0.55066 | 10.2202 | 0 | 0 | 0 | Fail RIM; Pass PCT | Commercial | Efficient Battery Charger | Y | College and University | New | 1.3369 | 0.74999 | 1.7826 | 0 | 0 | 0 | Residential | Water Heater Thermostat Setback | N | Multi-Family | New | 4.8582 | 0.55061 | 8.8234 | 0 | 0 | 0 | Pass TRC; Pass PCT; Fail 2-year Threshold
[12 empty] | Residential | Removal of 2nd Refrigerator-Freezer | N | Manufactured Home | New | 5.6278 | 0.55066 | 10.2202 | 0 | 0 | 0 | Fail RIM; Pass PCT | Commercial | Efficient Battery Charger | Y | Grocery | New | 1.3369 | 0.74999 | 1.7826 | 0.0072758 | 0 | 0.013278 | Residential | Water Heater Thermostat Setback | N | Manufactured Home | New | 4.8582 | 0.55061 | 8.8234 | 0 | 0 | 0 | Pass TRC; Pass PCT; Fail 2-year Threshold
[12 empty] | Residential | Drain Water Heat Recovery | N | Single Family | Existing | 0.23408 | 0.64378 | 0.3636 | 0 | 0 | 0 | Fail RIM; Fail PCT | Commercial | Efficient Battery Charger | Y | Healthcare | New | 1.3369 | 0.74999 | 1.7826 | 0.0034211 | 0 | 0.0062434 | Residential | Water Heater Timeclock | N | Single Family | Existing | 1.1867 | 2.7196 | 0.43635 | 0 | 0 | 0 | Pass TRC; Fail PCT
[12 empty] | Residential | Drain Water Heat Recovery | N | Multi-Family | Existing | 0.2005 | 0.64378 | 0.31144 | 0 | 0 | 0 | Fail RIM; Fail PCT | Commercial | Efficient Battery Charger | Y | Hospitals | New | 1.3369 | 0.74999 | 1.7826 | 0.0031654 | 0 | 0.0057768 | Residential | Water Heater Timeclock | N | Multi-Family | Existing | 1.0165 | 2.7196 | 0.37375 | 0 | 0 | 0 | Pass TRC; Fail PCT
[12 empty] | Residential | Drain Water Heat Recovery | N | Manufactured Home | Existing | 0.29687 | 0.64378 | 0.46114 | 0 | 0 | 0 | Fail RIM; Fail PCT | Commercial | Efficient Battery Charger | Y | Institutional | New | 1.3369 | 0.74999 | 1.7826 | 0.03473 | 0 | 0.063382 | Residential | Water Heater Timeclock | N | Manufactured Home | Existing | 1.505 | 2.7196 | 0.5534 | 0 | 0 | 0 | Pass TRC; Fail PCT
[12 empty] | Residential | Drain Water Heat Recovery | N | Single Family | New | 0.27058 | 0.64378 | 0.4203 | 0 | 0 | 0 | Fail RIM; Fail PCT | Commercial | Efficient Battery Charger | Y | Lodging/Hospitality | New | 1.3369 | 0.74999 | 1.7826 | 0.044404 | 0 | 0.081038 | Residential | Water Heater Timeclock | N | Single Family | New | 1.1867 | 2.7196 | 0.43635 | 0 | 0 | 0 | Pass TRC; Fail PCT
[12 empty] | Residential | Drain Water Heat Recovery | N | Multi-Family | New | 0.23176 | 0.64378 | 0.36001 | 0 | 0 | 0 | Fail RIM; Fail PCT | Commercial | Efficient Battery Charger | Y | Miscellaneous | New | 1.3369 | 0.74999 | 1.7826 | 0 | 0 | 0 | Residential | Water Heater Timeclock | N | Multi-Family | New | 1.0165 | 2.7196 | 0.37375 | 0 | 0 | 0 | Pass TRC; Fail PCT
[12 empty] | Residential | Drain Water Heat Recovery | N | Manufactured Home | New | 0.34316 | 0.64378 | 0.53304 | 0 | 0 | 0 | Fail RIM; Fail PCT | Commercial | Efficient Battery Charger | Y | Offices | New | 1.3369 | 0.74999 | 1.7826 | 0.044591 | 0 | 0.081378 | Residential | Water Heater Timeclock | N | Manufactured Home | New | 1.505 | 2.7196 | 0.5534 | 0 | 0 | 0 | Pass TRC; Fail PCT
[12 empty] | Residential | Faucet Aerator | N | Single Family | Existing | 10.7825 | 0.65242 | 16.527 | 0 | 0 | 0 | Fail RIM; Pass PCT | Commercial | Efficient Battery Charger | Y | Restaurants | New | 1.3369 | 0.74999 | 1.7826 | 0 | 0 | 0 | Residential | Smart Power Strip | N | Single Family | Existing | 1.4439 | 0.55282 | 2.6119 | 0 | 0 | 0 | Pass TRC; Pass PCT; Fail 2-year Threshold
[12 empty] | Residential | Faucet Aerator | N | Multi-Family | Existing | 8.4758 | 0.65242 | 12.9913 | 0 | 0 | 0 | Fail RIM; Pass PCT | Commercial | Efficient Battery Charger | Y | Retail | New | 1.3369 | 0.74999 | 1.7826 | 0.01437 | 0 | 0.026224 | Residential | Smart Power Strip | N | Multi-Family | Existing | 1.4439 | 0.55282 | 2.6119 | 0 | 0 | 0 | Pass TRC; Pass PCT; Fail 2-year Threshold
[12 empty] | Residential | Faucet Aerator | N | Manufactured Home | Existing | 8.4082 | 0.65242 | 12.8878 | 0 | 0 | 0 | Fail RIM; Pass PCT | Commercial | Efficient Battery Charger | Y | Schools K-12 | New | 1.3369 | 0.74999 | 1.7826 | 0 | 0 | 0 | Residential | Smart Power Strip | N | Manufactured Home | Existing | 1.4439 | 0.55282 | 2.6119 | 0 | 0 | 0 | Pass TRC; Pass PCT; Fail 2-year Threshold
[12 empty] | Residential | Faucet Aerator | N | Single Family | New | 4.4927 | 0.65242 | 6.8863 | 0 | 0 | 0 | Fail RIM; Pass PCT | Commercial | Efficient Battery Charger | Y | Warehouse | New | 1.3369 | 0.74999 | 1.7826 | 0.023265 | 0 | 0.042459 | Residential | Smart Power Strip | N | Single Family | New | 1.4439 | 0.55282 | 2.6119 | 0 | 0 | 0 | Pass TRC; Pass PCT; Fail 2-year Threshold
[12 empty] | Residential | Faucet Aerator | N | Multi-Family | New | 3.5316 | 0.65242 | 5.4131 | 0 | 0 | 0 | Fail RIM; Pass PCT | Commercial | Solar Pool Heater | Y | Assembly | Turnover | 2.4269 | 0.74887 | 3.2407 | 0 | 3.6001e-05 | 0.00098552 | Residential | Smart Power Strip | N | Multi-Family | New | 1.4439 | 0.55282 | 2.6119 | 0 | 0 | 0 | Pass TRC; Pass PCT; Fail 2-year Threshold
[12 empty] | Residential | Faucet Aerator | N | Manufactured Home | New | 3.5034 | 0.65242 | 5.3699 | 0 | 0 | 0 | Fail RIM; Pass PCT | Commercial | Solar Pool Heater | Y | College and University | Turnover | 2.4269 | 0.74887 | 3.2407 | 0 | 0 | 0 | Residential | Smart Power Strip | N | Manufactured Home | New | 1.4439 | 0.55282 | 2.6119 | 0 | 0 | 0 | Pass TRC; Pass PCT; Fail 2-year Threshold
[12 empty] | Residential | Heat Trap | N | Single Family | Existing | 0.61703 | 0.65242 | 0.94576 | 0 | 0 | 0 | Fail RIM; Fail PCT | Commercial | Solar Pool Heater | Y | Grocery | Turnover | 2.4269 | 0.74887 | 3.2407 | 0 | 0 | 0 | Residential | Air Sealing-Infiltration Control | N | Single Family | Existing | 0.59968 | 0.62843 | 0.95425 | 0 | 0 | 0 | Fail TRC; Fail PCT
[12 empty] | Residential | Heat Trap | N | Multi-Family | Existing | 0.48503 | 0.65242 | 0.74343 | 0 | 0 | 0 | Fail RIM; Fail PCT | Commercial | Solar Pool Heater | Y | Healthcare | Turnover | 2.4269 | 0.74887 | 3.2407 | 0 | 0 | 0 | Residential | Air Sealing-Infiltration Control | N | Multi-Family | Existing | 0.65727 | 0.62843 | 1.0459 | 0 | 0 | 0 | Fail TRC; Pass PCT
[12 empty] | Residential | Heat Trap | N | Manufactured Home | Existing | 0.48116 | 0.65242 | 0.7375 | 0 | 0 | 0 | Fail RIM; Fail PCT | Commercial | Solar Pool Heater | Y | Hospitals | Turnover | 2.4269 | 0.74887 | 3.2407 | 0 | 0 | 0 | Residential | Air Sealing-Infiltration Control | N | Manufactured Home | Existing | 0.93722 | 0.62843 | 1.4914 | 0 | 0 | 0 | Fail TRC; Pass PCT
[12 empty] | Residential | Heat Trap | N | Single Family | New | 0.61703 | 0.65242 | 0.94576 | 0 | 0 | 0 | Fail RIM; Fail PCT | Commercial | Solar Pool Heater | Y | Institutional | Turnover | 2.4269 | 0.74887 | 3.2407 | 0 | 0 | 0 | Residential | Air Sealing-Infiltration Control | N | Single Family | New | 0 | 0 | 0 | 0 | 0 | 0 | Fail TRC; Fail PCT
[12 empty] | Residential | Heat Trap | N | Multi-Family | New | 0.48503 | 0.65242 | 0.74343 | 0 | 0 | 0 | Fail RIM; Fail PCT | Commercial | Solar Pool Heater | Y | Lodging/Hospitality | Turnover | 2.4269 | 0.74887 | 3.2407 | 0 | 0.0077423 | 0.21195 | Residential | Air Sealing-Infiltration Control | N | Multi-Family | New | 0 | 0 | 0 | 0 | 0 | 0 | Fail TRC; Fail PCT
[12 empty] | Residential | Heat Trap | N | Manufactured Home | New | 0.48116 | 0.65242 | 0.7375 | 0 | 0 | 0 | Fail RIM; Fail PCT | Commercial | Solar Pool Heater | Y | Miscellaneous | Turnover | 2.4269 | 0.74887 | 3.2407 | 0 | 0 | 0 | Residential | Air Sealing-Infiltration Control | N | Manufactured Home | New | 0 | 0 | 0 | 0 | 0 | 0 | Fail TRC; Fail PCT
[12 empty] | Residential | Hot Water Pipe Insulation | N | Single Family | Existing | 5.5402 | 0.64427 | 8.5992 | 0 | 0 | 0 | Fail RIM; Pass PCT | Commercial | Solar Pool Heater | Y | Offices | Turnover | 2.4269 | 0.74887 | 3.2407 | 0 | 0 | 0 | Residential | Ceiling Insulation(R12 to R38) | Y | Single Family | Existing | 0.88182 | 0.63733 | 1.3836 | 0 | 0 | 0 | Fail TRC; Pass PCT
[12 empty] | Residential | Hot Water Pipe Insulation | N | Multi-Family | Existing | 4.747 | 0.64427 | 7.3679 | 0 | 0 | 0 | Fail RIM; Pass PCT | Commercial | Solar Pool Heater | Y | Restaurants | Turnover | 2.4269 | 0.74887 | 3.2407 | 0 | 0 | 0 | Residential | Ceiling Insulation(R12 to R38) | Y | Multi-Family | Existing | 0.65739 | 0.63733 | 1.0315 | 0 | 0 | 0 | Fail TRC; Pass PCT
[12 empty] | Residential | Hot Water Pipe Insulation | N | Manufactured Home | Existing | 7.0244 | 0.64427 | 10.9028 | 0 | 0 | 0 | Fail RIM; Pass PCT | Commercial | Solar Pool Heater | Y | Retail | Turnover | 2.4269 | 0.74887 | 3.2407 | 0 | 0 | 0 | Residential | Ceiling Insulation(R12 to R38) | Y | Manufactured Home | Existing | 0.61741 | 0.63733 | 0.96875 | 0 | 0 | 0 | Fail TRC; Fail PCT
[12 empty] | Residential | Hot Water Pipe Insulation | N | Single Family | New | 5.5402 | 0.64427 | 8.5992 | 0 | 0 | 0 | Fail RIM; Pass PCT | Commercial | Solar Pool Heater | Y | Schools K-12 | Turnover | 2.4269 | 0.74887 | 3.2407 | 0 | 0 | 0 | Residential | Ceiling Insulation(R12 to R38) | Y | Single Family | New | 0.88182 | 0.63733 | 1.3836 | 0 | 0 | 0 | Fail TRC; Pass PCT
[12 empty] | Residential | Hot Water Pipe Insulation | N | Multi-Family | New | 4.747 | 0.64427 | 7.3679 | 0 | 0 | 0 | Fail RIM; Pass PCT | Commercial | Solar Pool Heater | Y | Warehouse | Turnover | 2.4269 | 0.74887 | 3.2407 | 0 | 0 | 0 | Residential | Ceiling Insulation(R12 to R38) | Y | Multi-Family | New | 0.65739 | 0.63733 | 1.0315 | 0 | 0 | 0 | Fail TRC; Pass PCT
[12 empty] | Residential | Hot Water Pipe Insulation | N | Manufactured Home | New | 7.0244 | 0.64427 | 10.9028 | 0 | 0 | 0 | Fail RIM; Pass PCT | Commercial | Solar Pool Heater | Y | Assembly | New | 2.4269 | 0.74887 | 3.2407 | 0 | 8.2946e-07 | 2.2707e-05 | Residential | Ceiling Insulation(R12 to R38) | Y | Manufactured Home | New | 0.61741 | 0.63733 | 0.96875 | 0 | 0 | 0 | Fail TRC; Fail PCT
[12 empty] | Residential | Low Flow Showerhead | N | Single Family | Existing | 19.5859 | 0.65724 | 29.8002 | 0 | 0 | 0 | Fail RIM; Pass PCT | Commercial | Solar Pool Heater | Y | College and University | New | 2.4269 | 0.74887 | 3.2407 | 0 | 0 | 0 | Residential | Ceiling Insulation(R19 to R38) | Y | Single Family | Existing | 0.52071 | 0.63819 | 0.81592 | 0 | 0 | 0 | Fail TRC; Fail PCT
[12 empty] | Residential | Low Flow Showerhead | N | Multi-Family | Existing | 15.3958 | 0.65724 | 23.4249 | 0 | 0 | 0 | Fail RIM; Pass PCT | Commercial | Solar Pool Heater | Y | Grocery | New | 2.4269 | 0.74887 | 3.2407 | 0 | 0 | 0 | Residential | Ceiling Insulation(R19 to R38) | Y | Multi-Family | Existing | 0.38997 | 0.63819 | 0.61106 | 0 | 0 | 0 | Fail TRC; Fail PCT
[12 empty] | Residential | Low Flow Showerhead | N | Manufactured Home | Existing | 15.2731 | 0.65724 | 23.2382 | 0 | 0 | 0 | Fail RIM; Pass PCT | Commercial | Solar Pool Heater | Y | Healthcare | New | 2.4269 | 0.74887 | 3.2407 | 0 | 0 | 0 | Residential | Ceiling Insulation(R19 to R38) | Y | Manufactured Home | Existing | 0.35488 | 0.63819 | 0.55608 | 0 | 0 | 0 | Fail TRC; Fail PCT
[12 empty] | Residential | Low Flow Showerhead | N | Single Family | New | 19.5859 | 0.65724 | 29.8002 | 0 | 0 | 0 | Fail RIM; Pass PCT | Commercial | Solar Pool Heater | Y | Hospitals | New | 2.4269 | 0.74887 | 3.2407 | 0 | 0 | 0 | Residential | Ceiling Insulation(R19 to R38) | Y | Single Family | New | 0.52071 | 0.63819 | 0.81592 | 0 | 0 | 0 | Fail TRC; Fail PCT
[12 empty] | Residential | Low Flow Showerhead | N | Multi-Family | New | 15.3958 | 0.65724 | 23.4249 | 0 | 0 | 0 | Fail RIM; Pass PCT | Commercial | Solar Pool Heater | Y | Institutional | New | 2.4269 | 0.74887 | 3.2407 | 0 | 0 | 0 | Residential | Ceiling Insulation(R19 to R38) | Y | Multi-Family | New | 0.38997 | 0.63819 | 0.61106 | 0 | 0 | 0 | Fail TRC; Fail PCT
[12 empty] | Residential | Low Flow Showerhead | N | Manufactured Home | New | 15.2731 | 0.65724 | 23.2382 | 0 | 0 | 0 | Fail RIM; Pass PCT | Commercial | Solar Pool Heater | Y | Lodging/Hospitality | New | 2.4269 | 0.74887 | 3.2407 | 0 | 0.00017821 | 0.0048786 | Residential | Ceiling Insulation(R19 to R38) | Y | Manufactured Home | New | 0.35488 | 0.63819 | 0.55608 | 0 | 0 | 0 | Fail TRC; Fail PCT
[12 empty] | Residential | Thermostatic Shower Restriction Valve | N | Single Family | Existing | 1.549 | 0.65242 | 2.3743 | 0 | 0 | 0 | Fail RIM; Pass PCT | Commercial | Solar Pool Heater | Y | Miscellaneous | New | 2.4269 | 0.74887 | 3.2407 | 0 | 0 | 0 | Residential | Ceiling Insulation(R30 to R38) | Y | Single Family | Existing | 0.2024 | 0.63377 | 0.31936 | 0 | 0 | 0 | Fail TRC; Fail PCT
[12 empty] | Residential | Thermostatic Shower Restriction Valve | N | Multi-Family | Existing | 1.2176 | 0.65242 | 1.8664 | 0 | 0 | 0 | Fail RIM; Pass PCT | Commercial | Solar Pool Heater | Y | Offices | New | 2.4269 | 0.74887 | 3.2407 | 0 | 0 | 0 | Residential | Ceiling Insulation(R30 to R38) | Y | Multi-Family | Existing | 0.14858 | 0.63377 | 0.23444 | 0 | 0 | 0 | Fail TRC; Fail PCT
[12 empty] | Residential | Thermostatic Shower Restriction Valve | N | Manufactured Home | Existing | 1.2079 | 0.65242 | 1.8515 | 0 | 0 | 0 | Fail RIM; Pass PCT | Commercial | Solar Pool Heater | Y | Restaurants | New | 2.4269 | 0.74887 | 3.2407 | 0 | 0 | 0 | Residential | Ceiling Insulation(R30 to R38) | Y | Manufactured Home | Existing | 0.13465 | 0.63377 | 0.21245 | 0 | 0 | 0 | Fail TRC; Fail PCT
[12 empty] | Residential | Thermostatic Shower Restriction Valve | N | Single Family | New | 1.549 | 0.65242 | 2.3743 | 0 | 0 | 0 | Fail RIM; Pass PCT | Commercial | Solar Pool Heater | Y | Retail | New | 2.4269 | 0.74887 | 3.2407 | 0 | 0 | 0 | Residential | Ceiling Insulation(R30 to R38) | Y | Single Family | New | 0.2024 | 0.63377 | 0.31936 | 0 | 0 | 0 | Fail TRC; Fail PCT
[12 empty] | Residential | Thermostatic Shower Restriction Valve | N | Multi-Family | New | 1.2176 | 0.65242 | 1.8664 | 0 | 0 | 0 | Fail RIM; Pass PCT | Commercial | Solar Pool Heater | Y | Schools K-12 | New | 2.4269 | 0.74887 | 3.2407 | 0 | 0 | 0 | Residential | Ceiling Insulation(R30 to R38) | Y | Multi-Family | New | 0.14858 | 0.63377 | 0.23444 | 0 | 0 | 0 | Fail TRC; Fail PCT
[12 empty] | Residential | Thermostatic Shower Restriction Valve | N | Manufactured Home | New | 1.2079 | 0.65242 | 1.8515 | 0 | 0 | 0 | Fail RIM; Pass PCT | Commercial | Solar Pool Heater | Y | Warehouse | New | 2.4269 | 0.74887 | 3.2407 | 0 | 0 | 0 | Residential | Ceiling Insulation(R30 to R38) | Y | Manufactured Home | New | 0.13465 | 0.63377 | 0.21245 | 0 | 0 | 0 | Fail TRC; Fail PCT
[12 empty] | Residential | Water Heater Blanket | N | Single Family | Existing | 4.0868 | 0.66737 | 6.1237 | 0 | 0 | 0 | Fail RIM; Pass PCT | Commercial | Variable Speed Pool Pump | Y | Assembly | Turnover | 1.6033 | 0.64073 | 2.5024 | 0.00071166 | 0.00011046 | 0.003024 | Residential | Central AC Tune Up | N | Single Family | Existing | 0.12168 | 0.54367 | 0.22381 | 0 | 0 | 0 | Fail TRC; Fail PCT
[12 empty] | Residential | Water Heater Blanket | N | Multi-Family | Existing | 4.0868 | 0.66737 | 6.1237 | 0 | 0 | 0 | Fail RIM; Pass PCT | Commercial | Variable Speed Pool Pump | Y | College and University | Turnover | 1.6033 | 0.64073 | 2.5024 | 0 | 0 | 0 | Residential | Central AC Tune Up | N | Multi-Family | Existing | 0.058939 | 0.54367 | 0.10841 | 0 | 0 | 0 | Fail TRC; Fail PCT
[12 empty] | Residential | Water Heater Blanket | N | Manufactured Home | Existing | 4.0868 | 0.66737 | 6.1237 | 0 | 0 | 0 | Fail RIM; Pass PCT | Commercial | Variable Speed Pool Pump | Y | Grocery | Turnover | 1.6033 | 0.64073 | 2.5024 | 0 | 0 | 0 | Residential | Central AC Tune Up | N | Manufactured Home | Existing | 0.080956 | 0.54367 | 0.1489 | 0 | 0 | 0 | Fail TRC; Fail PCT
[12 empty] | Residential | Water Heater Blanket | N | Single Family | New | 3.9095 | 0.66737 | 5.858 | 0 | 0 | 0 | Fail RIM; Pass PCT | Commercial | Variable Speed Pool Pump | Y | Healthcare | Turnover | 1.6033 | 0.64073 | 2.5024 | 0 | 0 | 0 | Residential | Central AC Tune Up | N | Single Family | New | 0 | 0 | 0 | 0 | 0 | 0 | Fail TRC; Fail PCT
[12 empty] | Residential | Water Heater Blanket | N | Multi-Family | New | 3.9095 | 0.66737 | 5.858 | 0 | 0 | 0 | Fail RIM; Pass PCT | Commercial | Variable Speed Pool Pump | Y | Hospitals | Turnover | 1.6033 | 0.64073 | 2.5024 | 0 | 0 | 0 | Residential | Central AC Tune Up | N | Multi-Family | New | 0 | 0 | 0 | 0 | 0 | 0 | Fail TRC; Fail PCT
[12 empty] | Residential | Water Heater Blanket | N | Manufactured Home | New | 3.9095 | 0.66737 | 5.858 | 0 | 0 | 0 | Fail RIM; Pass PCT | Commercial | Variable Speed Pool Pump | Y | Institutional | Turnover | 1.6033 | 0.64073 | 2.5024 | 0 | 0 | 0 | Residential | Central AC Tune Up | N | Manufactured Home | New | 0 | 0 | 0 | 0 | 0 | 0 | Fail TRC; Fail PCT
[12 empty] | Residential | Water Heater Thermostat Setback | N | Single Family | Existing | 4.8582 | 0.55061 | 8.8234 | 0 | 0 | 0 | Fail RIM; Pass PCT | Commercial | Variable Speed Pool Pump | Y | Lodging/Hospitality | Turnover | 1.6033 | 0.64073 | 2.5024 | 0.38029 | 0.05903 | 1.6159 | Residential | Duct Insulation | Y | Single Family | Existing | 0.067861 | 0.65819 | 0.1031 | 0 | 0 | 0 | Fail TRC; Fail PCT
[12 empty] | Residential | Water Heater Thermostat Setback | N | Multi-Family | Existing | 4.8582 | 0.55061 | 8.8234 | 0 | 0 | 0 | Fail RIM; Pass PCT | Commercial | Variable Speed Pool Pump | Y | Miscellaneous | Turnover | 1.6033 | 0.64073 | 2.5024 | 0 | 0 | 0 | Residential | Duct Insulation | Y | Multi-Family | Existing | 0.05217 | 0.64635 | 0.080715 | 0 | 0 | 0 | Fail TRC; Fail PCT
[12 empty] | Residential | Water Heater Thermostat Setback | N | Manufactured Home | Existing | 4.8582 | 0.55061 | 8.8234 | 0 | 0 | 0 | Fail RIM; Pass PCT | Commercial | Variable Speed Pool Pump | Y | Offices | Turnover | 1.6033 | 0.64073 | 2.5024 | 0 | 0 | 0 | Residential | Duct Insulation | Y | Manufactured Home | Existing | 0.074044 | 0.64334 | 0.11509 | 0 | 0 | 0 | Fail TRC; Fail PCT
[12 empty] | Residential | Water Heater Thermostat Setback | N | Single Family | New | 4.8582 | 0.55061 | 8.8234 | 0 | 0 | 0 | Fail RIM; Pass PCT | Commercial | Variable Speed Pool Pump | Y | Restaurants | Turnover | 1.6033 | 0.64073 | 2.5024 | 0 | 0 | 0 | Residential | Duct Insulation | Y | Single Family | New | 0 | 0 | 0 | 0 | 0 | 0 | Fail TRC; Fail PCT
[12 empty] | Residential | Water Heater Thermostat Setback | N | Multi-Family | New | 4.8582 | 0.55061 | 8.8234 | 0 | 0 | 0 | Fail RIM; Pass PCT | Commercial | Variable Speed Pool Pump | Y | Retail | Turnover | 1.6033 | 0.64073 | 2.5024 | 0 | 0 | 0 | Residential | Duct Insulation | Y | Multi-Family | New | 0 | 0 | 0 | 0 | 0 | 0 | Fail TRC; Fail PCT
[12 empty] | Residential | Water Heater Thermostat Setback | N | Manufactured Home | New | 4.8582 | 0.55061 | 8.8234 | 0 | 0 | 0 | Fail RIM; Pass PCT | Commercial | Variable Speed Pool Pump | Y | Schools K-12 | Turnover | 1.6033 | 0.64073 | 2.5024 | 0 | 0 | 0 | Residential | Duct Insulation | Y | Manufactured Home | New | 0 | 0 | 0 | 0 | 0 | 0 | Fail TRC; Fail PCT
[12 empty] | Residential | Water Heater Timeclock | N | Single Family | Existing | 1.1867 | 2.7196 | 0.43635 | 0 | 0 | 0 | Pass RIM; Fail PCT | Commercial | Variable Speed Pool Pump | Y | Assembly | New | 1.6033 | 0.64073 | 2.5024 | 1.6397e-05 | 2.5451e-06 | 6.9673e-05 | Residential | Duct Repair | Y | Single Family | New | 0 | 0 | 0 | 0 | 0 | 0 | Fail TRC; Fail PCT
[12 empty] | Residential | Water Heater Timeclock | N | Multi-Family | Existing | 1.0165 | 2.7196 | 0.37375 | 0 | 0 | 0 | Pass RIM; Fail PCT | Commercial | Variable Speed Pool Pump | Y | College and University | New | 1.6033 | 0.64073 | 2.5024 | 0 | 0 | 0 | Residential | Duct Repair | Y | Multi-Family | New | 0 | 0 | 0 | 0 | 0 | 0 | Fail TRC; Fail PCT
[12 empty] | Residential | Water Heater Timeclock | N | Manufactured Home | Existing | 1.505 | 2.7196 | 0.5534 | 0 | 0 | 0 | Pass RIM; Fail PCT | Commercial | Variable Speed Pool Pump | Y | Grocery | New | 1.6033 | 0.64073 | 2.5024 | 0 | 0 | 0 | Residential | Duct Repair | Y | Manufactured Home | New | 0 | 0 | 0 | 0 | 0 | 0 | Fail TRC; Fail PCT
[12 empty] | Residential | Water Heater Timeclock | N | Single Family | New | 1.1867 | 2.7196 | 0.43635 | 0 | 0 | 0 | Pass RIM; Fail PCT | Commercial | Variable Speed Pool Pump | Y | Healthcare | New | 1.6033 | 0.64073 | 2.5024 | 0 | 0 | 0 | Residential | Energy Star Certified Roof Products | N | Single Family | Existing | 999 | 0.67418 | 999 | 0 | 0 | 0 | Pass TRC; Pass PCT; Fail 2-year Threshold
[12 empty] | Residential | Water Heater Timeclock | N | Multi-Family | New | 1.0165 | 2.7196 | 0.37375 | 0 | 0 | 0 | Pass RIM; Fail PCT | Commercial | Variable Speed Pool Pump | Y | Hospitals | New | 1.6033 | 0.64073 | 2.5024 | 0 | 0 | 0 | Residential | Energy Star Certified Roof Products | N | Multi-Family | Existing | 999 | 0.65127 | 999 | 0 | 0 | 0 | Pass TRC; Pass PCT; Fail 2-year Threshold
[12 empty] | Residential | Water Heater Timeclock | N | Manufactured Home | New | 1.505 | 2.7196 | 0.5534 | 0 | 0 | 0 | Pass RIM; Fail PCT | Commercial | Variable Speed Pool Pump | Y | Institutional | New | 1.6033 | 0.64073 | 2.5024 | 0 | 0 | 0 | Residential | Energy Star Certified Roof Products | N | Manufactured Home | Existing | 999 | 0.64545 | 999 | 0 | 0 | 0 | Pass TRC; Pass PCT; Fail 2-year Threshold
[12 empty] | Residential | Smart Power Strip | N | Single Family | Existing | 1.4439 | 0.55282 | 2.6119 | 0 | 0 | 0 | Fail RIM; Pass PCT | Commercial | Variable Speed Pool Pump | Y | Lodging/Hospitality | New | 1.6033 | 0.64073 | 2.5024 | 0.0087536 | 0.0013587 | 0.037196 | Residential | Energy Star Certified Roof Products | N | Single Family | New | 999 | 0.67418 | 999 | 0 | 0 | 0 | Pass TRC; Pass PCT; Fail 2-year Threshold
[12 empty] | Residential | Smart Power Strip | N | Multi-Family | Existing | 1.4439 | 0.55282 | 2.6119 | 0 | 0 | 0 | Fail RIM; Pass PCT | Commercial | Variable Speed Pool Pump | Y | Miscellaneous | New | 1.6033 | 0.64073 | 2.5024 | 0 | 0 | 0 | Residential | Energy Star Certified Roof Products | N | Multi-Family | New | 999 | 0.65127 | 999 | 0 | 0 | 0 | Pass TRC; Pass PCT; Fail 2-year Threshold
[12 empty] | Residential | Smart Power Strip | N | Manufactured Home | Existing | 1.4439 | 0.55282 | 2.6119 | 0 | 0 | 0 | Fail RIM; Pass PCT | Commercial | Variable Speed Pool Pump | Y | Offices | New | 1.6033 | 0.64073 | 2.5024 | 0 | 0 | 0 | Residential | Energy Star Certified Roof Products | N | Manufactured Home | New | 999 | 0.64545 | 999 | 0 | 0 | 0 | Pass TRC; Pass PCT; Fail 2-year Threshold
[12 empty] | Residential | Smart Power Strip | N | Single Family | New | 1.4439 | 0.55282 | 2.6119 | 0 | 0 | 0 | Fail RIM; Pass PCT | Commercial | Variable Speed Pool Pump | Y | Restaurants | New | 1.6033 | 0.64073 | 2.5024 | 0 | 0 | 0 | Residential | Energy Star Door | N | Single Family | Existing | 0.387 | 0.58311 | 0.66368 | 0 | 0 | 0 | Fail TRC; Fail PCT
[12 empty] | Residential | Smart Power Strip | N | Multi-Family | New | 1.4439 | 0.55282 | 2.6119 | 0 | 0 | 0 | Fail RIM; Pass PCT | Commercial | Variable Speed Pool Pump | Y | Retail | New | 1.6033 | 0.64073 | 2.5024 | 0 | 0 | 0 | Residential | Energy Star Door | N | Multi-Family | Existing | 0.387 | 0.58311 | 0.66368 | 0 | 0 | 0 | Fail TRC; Fail PCT
[12 empty] | Residential | Smart Power Strip | N | Manufactured Home | New | 1.4439 | 0.55282 | 2.6119 | 0 | 0 | 0 | Fail RIM; Pass PCT | Commercial | Variable Speed Pool Pump | Y | Schools K-12 | New | 1.6033 | 0.64073 | 2.5024 | 0 | 0 | 0 | Residential | Energy Star Door | N | Manufactured Home | Existing | 0.387 | 0.58311 | 0.66368 | 0 | 0 | 0 | Fail TRC; Fail PCT
[12 empty] | Residential | Air Sealing-Infiltration Control | N | Single Family | Existing | 0.59968 | 0.62843 | 0.95425 | 0 | 0 | 0 | Fail RIM; Fail PCT | Commercial | Energy Star Uninterruptable Power Supply | Y | Assembly | Turnover | 1.8891 | 0.65403 | 2.8884 | 0 | 0 | 0 | Residential | Energy Star Door | N | Single Family | New | 0.27464 | 0.58311 | 0.471 | 0 | 0 | 0 | Fail TRC; Fail PCT
[12 empty] | Residential | Air Sealing-Infiltration Control | N | Multi-Family | Existing | 0.65727 | 0.62843 | 1.0459 | 0 | 0 | 0 | Fail RIM; Pass PCT | Commercial | Energy Star Uninterruptable Power Supply | Y | College and University | Turnover | 1.8891 | 0.65403 | 2.8884 | 0.0014032 | 0.0014032 | 0.012292 | Residential | Energy Star Door | N | Multi-Family | New | 0.27464 | 0.58311 | 0.471 | 0 | 0 | 0 | Fail TRC; Fail PCT
[12 empty] | Residential | Air Sealing-Infiltration Control | N | Manufactured Home | Existing | 0.93722 | 0.62843 | 1.4914 | 0 | 0 | 0 | Fail RIM; Pass PCT | Commercial | Energy Star Uninterruptable Power Supply | Y | Grocery | Turnover | 1.8891 | 0.65403 | 2.8884 | 0 | 0 | 0 | Residential | Energy Star Door | N | Manufactured Home | New | 0.27464 | 0.58311 | 0.471 | 0 | 0 | 0 | Fail TRC; Fail PCT
[12 empty] | Residential | Air Sealing-Infiltration Control | N | Single Family | New | 0 | 0 | 0 | 0 | 0 | 0 | Fail RIM; Fail PCT | Commercial | Energy Star Uninterruptable Power Supply | Y | Healthcare | Turnover | 1.8891 | 0.65403 | 2.8884 | 0.00084408 | 0.00084408 | 0.0073941 | Residential | Energy Star Windows | Y | Single Family | Existing | 0.58698 | 0.58761 | 0.99893 | 0 | 0 | 0 | Fail TRC; Fail PCT
[12 empty] | Residential | Air Sealing-Infiltration Control | N | Multi-Family | New | 0 | 0 | 0 | 0 | 0 | 0 | Fail RIM; Fail PCT | Commercial | Energy Star Uninterruptable Power Supply | Y | Hospitals | Turnover | 1.8891 | 0.65403 | 2.8884 | 0.00070292 | 0.00070292 | 0.0061575 | Residential | Energy Star Windows | Y | Multi-Family | Existing | 0.58698 | 0.58761 | 0.99893 | 0 | 0 | 0 | Fail TRC; Fail PCT
[12 empty] | Residential | Air Sealing-Infiltration Control | N | Manufactured Home | New | 0 | 0 | 0 | 0 | 0 | 0 | Fail RIM; Fail PCT | Commercial | Energy Star Uninterruptable Power Supply | Y | Institutional | Turnover | 1.8891 | 0.65403 | 2.8884 | 0.005443 | 0.005443 | 0.047681 | Residential | Energy Star Windows | Y | Manufactured Home | Existing | 0.58698 | 0.58761 | 0.99893 | 0 | 0 | 0 | Fail TRC; Fail PCT
[12 empty] | Residential | Ceiling Insulation(R12 to R38) | Y | Single Family | Existing | 0.88182 | 0.63733 | 1.3836 | 0 | 0 | 0 | Fail RIM; Pass PCT | Commercial | Energy Star Uninterruptable Power Supply | Y | Lodging/Hospitality | Turnover | 1.8891 | 0.65403 | 2.8884 | 0.038031 | 0.038031 | 0.33315 | Residential | Energy Star Windows | Y | Single Family | New | 0.20498 | 0.52888 | 0.38758 | 0 | 0 | 0 | Fail TRC; Fail PCT
[12 empty] | Residential | Ceiling Insulation(R12 to R38) | Y | Multi-Family | Existing | 0.65739 | 0.63733 | 1.0315 | 0 | 0 | 0 | Fail RIM; Pass PCT | Commercial | Energy Star Uninterruptable Power Supply | Y | Miscellaneous | Turnover | 1.8891 | 0.65403 | 2.8884 | 0.00023501 | 0.00023501 | 0.0020587 | Residential | Energy Star Windows | Y | Multi-Family | New | 0.20498 | 0.52888 | 0.38758 | 0 | 0 | 0 | Fail TRC; Fail PCT
[12 empty] | Residential | Ceiling Insulation(R12 to R38) | Y | Manufactured Home | Existing | 0.61741 | 0.63733 | 0.96875 | 0 | 0 | 0 | Fail RIM; Fail PCT | Commercial | Energy Star Uninterruptable Power Supply | Y | Offices | Turnover | 1.8891 | 0.65403 | 2.8884 | 0.0099723 | 0.0099723 | 0.087357 | Residential | Energy Star Windows | Y | Manufactured Home | New | 0.20498 | 0.52888 | 0.38758 | 0 | 0 | 0 | Fail TRC; Fail PCT
[12 empty] | Residential | Ceiling Insulation(R12 to R38) | Y | Single Family | New | 0.88182 | 0.63733 | 1.3836 | 0 | 0 | 0 | Fail RIM; Pass PCT | Commercial | Energy Star Uninterruptable Power Supply | Y | Restaurants | Turnover | 1.8891 | 0.65403 | 2.8884 | 0 | 0 | 0 | Residential | Floor Insulation | N | Single Family | Existing | 0.024713 | 0.53925 | 0.045828 | 0 | 0 | 0 | Fail TRC; Fail PCT
[12 empty] | Residential | Ceiling Insulation(R12 to R38) | Y | Multi-Family | New | 0.65739 | 0.63733 | 1.0315 | 0 | 0 | 0 | Fail RIM; Pass PCT | Commercial | Energy Star Uninterruptable Power Supply | Y | Retail | Turnover | 1.8891 | 0.65403 | 2.8884 | 0 | 0 | 0 | Residential | Floor Insulation | N | Multi-Family | Existing | 0.012227 | 0.53925 | 0.022674 | 0 | 0 | 0 | Fail TRC; Fail PCT
[12 empty] | Residential | Ceiling Insulation(R12 to R38) | Y | Manufactured Home | New | 0.61741 | 0.63733 | 0.96875 | 0 | 0 | 0 | Fail RIM; Fail PCT | Commercial | Energy Star Uninterruptable Power Supply | Y | Schools K-12 | Turnover | 1.8891 | 0.65403 | 2.8884 | 0.0028872 | 0.0028872 | 0.025292 | Residential | Floor Insulation | N | Manufactured Home | Existing | 0.022794 | 0.53925 | 0.042269 | 0 | 0 | 0 | Fail TRC; Fail PCT
[12 empty] | Residential | Ceiling Insulation(R19 to R38) | Y | Single Family | Existing | 0.52071 | 0.63819 | 0.81592 | 0 | 0 | 0 | Fail RIM; Fail PCT | Commercial | Energy Star Uninterruptable Power Supply | Y | Warehouse | Turnover | 1.8891 | 0.65403 | 2.8884 | 0 | 0 | 0 | Residential | Floor Insulation | N | Single Family | New | 0 | 0 | 0 | 0 | 0 | 0 | Fail TRC; Fail PCT
[12 empty] | Residential | Ceiling Insulation(R19 to R38) | Y | Multi-Family | Existing | 0.38997 | 0.63819 | 0.61106 | 0 | 0 | 0 | Fail RIM; Fail PCT | Commercial | Energy Star Uninterruptable Power Supply | Y | Assembly | New | 1.8891 | 0.65403 | 2.8884 | 0 | 0 | 0 | Residential | Floor Insulation | N | Multi-Family | New | 0 | 0 | 0 | 0 | 0 | 0 | Fail TRC; Fail PCT
[12 empty] | Residential | Ceiling Insulation(R19 to R38) | Y | Manufactured Home | Existing | 0.35488 | 0.63819 | 0.55608 | 0 | 0 | 0 | Fail RIM; Fail PCT | Commercial | Energy Star Uninterruptable Power Supply | Y | College and University | New | 1.8891 | 0.65403 | 2.8884 | 3.23e-05 | 3.23e-05 | 0.00028295 | Residential | Floor Insulation | N | Manufactured Home | New | 0 | 0 | 0 | 0 | 0 | 0 | Fail TRC; Fail PCT
[12 empty] | Residential | Ceiling Insulation(R19 to R38) | Y | Single Family | New | 0.52071 | 0.63819 | 0.81592 | 0 | 0 | 0 | Fail RIM; Fail PCT | Commercial | Energy Star Uninterruptable Power Supply | Y | Grocery | New | 1.8891 | 0.65403 | 2.8884 | 0 | 0 | 0 | Residential | Green Roof | N | Single Family | Existing | 0.034651 | 0.67418 | 0.051398 | 0 | 0 | 0 | Fail TRC; Fail PCT
[12 empty] | Residential | Ceiling Insulation(R19 to R38) | Y | Multi-Family | New | 0.38997 | 0.63819 | 0.61106 | 0 | 0 | 0 | Fail RIM; Fail PCT | Commercial | Energy Star Uninterruptable Power Supply | Y | Healthcare | New | 1.8891 | 0.65403 | 2.8884 | 1.9429e-05 | 1.9429e-05 | 0.0001702 | Residential | Green Roof | N | Multi-Family | Existing | 0.025377 | 0.65127 | 0.038966 | 0 | 0 | 0 | Fail TRC; Fail PCT
[12 empty] | Residential | Ceiling Insulation(R19 to R38) | Y | Manufactured Home | New | 0.35488 | 0.63819 | 0.55608 | 0 | 0 | 0 | Fail RIM; Fail PCT | Commercial | Energy Star Uninterruptable Power Supply | Y | Hospitals | New | 1.8891 | 0.65403 | 2.8884 | 1.618e-05 | 1.618e-05 | 0.00014173 | Residential | Green Roof | N | Manufactured Home | Existing | 0.036215 | 0.64545 | 0.056108 | 0 | 0 | 0 | Fail TRC; Fail PCT
[12 empty] | Residential | Ceiling Insulation(R2 to R38) | Y | Single Family | Existing | 2.7182 | 0.61638 | 4.41 | 0 | 0 | 0 | Fail RIM; Pass PCT | Commercial | Energy Star Uninterruptable Power Supply | Y | Institutional | New | 1.8891 | 0.65403 | 2.8884 | 0.00012529 | 0.00012529 | 0.0010975 | Residential | Green Roof | N | Single Family | New | 0.034651 | 0.67418 | 0.051398 | 0 | 0 | 0 | Fail TRC; Fail PCT
[12 empty] | Residential | Ceiling Insulation(R2 to R38) | Y | Multi-Family | Existing | 1.971 | 0.61638 | 3.1977 | 0 | 0 | 0 | Fail RIM; Pass PCT | Commercial | Energy Star Uninterruptable Power Supply | Y | Lodging/Hospitality | New | 1.8891 | 0.65403 | 2.8884 | 0.00087539 | 0.00087539 | 0.0076684 | Residential | Green Roof | N | Multi-Family | New | 0.025377 | 0.65127 | 0.038966 | 0 | 0 | 0 | Fail TRC; Fail PCT
[12 empty] | Residential | Ceiling Insulation(R2 to R38) | Y | Manufactured Home | Existing | 1.9245 | 0.61638 | 3.1223 | 0 | 0 | 0 | Fail RIM; Pass PCT | Commercial | Energy Star Uninterruptable Power Supply | Y | Miscellaneous | New | 1.8891 | 0.65403 | 2.8884 | 5.4093e-06 | 5.4093e-06 | 4.7386e-05 | Residential | Green Roof | N | Manufactured Home | New | 0.036215 | 0.64545 | 0.056108 | 0 | 0 | 0 | Fail TRC; Fail PCT
[12 empty] | Residential | Ceiling Insulation(R2 to R38) | Y | Single Family | New | 2.7182 | 0.61638 | 4.41 | 0 | 0 | 0 | Fail RIM; Pass PCT | Commercial | Energy Star Uninterruptable Power Supply | Y | Offices | New | 1.8891 | 0.65403 | 2.8884 | 0.00022954 | 0.00022954 | 0.0020108 | Residential | Heat Pump Tune Up | N | Single Family | Existing | 0.21144 | 0.53498 | 0.39524 | 0 | 0 | 0 | Fail TRC; Fail PCT
[12 empty] | Residential | Ceiling Insulation(R2 to R38) | Y | Multi-Family | New | 1.971 | 0.61638 | 3.1977 | 0 | 0 | 0 | Fail RIM; Pass PCT | Commercial | Energy Star Uninterruptable Power Supply | Y | Restaurants | New | 1.8891 | 0.65403 | 2.8884 | 0 | 0 | 0 | Residential | Heat Pump Tune Up | N | Multi-Family | Existing | 0.1375 | 0.53498 | 0.25701 | 0 | 0 | 0 | Fail TRC; Fail PCT
[12 empty] | Residential | Ceiling Insulation(R2 to R38) | Y | Manufactured Home | New | 1.9245 | 0.61638 | 3.1223 | 0 | 0 | 0 | Fail RIM; Pass PCT | Commercial | Energy Star Uninterruptable Power Supply | Y | Retail | New | 1.8891 | 0.65403 | 2.8884 | 0 | 0 | 0 | Residential | Heat Pump Tune Up | N | Manufactured Home | Existing | 0.20684 | 0.53498 | 0.38663 | 0 | 0 | 0 | Fail TRC; Fail PCT
[12 empty] | Residential | Ceiling Insulation(R30 to R38) | Y | Single Family | Existing | 0.2024 | 0.63377 | 0.31936 | 0 | 0 | 0 | Fail RIM; Fail PCT | Commercial | Energy Star Uninterruptable Power Supply | Y | Schools K-12 | New | 1.8891 | 0.65403 | 2.8884 | 6.6457e-05 | 6.6457e-05 | 0.00058216 | Residential | Heat Pump Tune Up | N | Single Family | New | 0 | 0 | 0 | 0 | 0 | 0 | Fail TRC; Fail PCT
[12 empty] | Residential | Ceiling Insulation(R30 to R38) | Y | Multi-Family | Existing | 0.14858 | 0.63377 | 0.23444 | 0 | 0 | 0 | Fail RIM; Fail PCT | Commercial | Energy Star Uninterruptable Power Supply | Y | Warehouse | New | 1.8891 | 0.65403 | 2.8884 | 0 | 0 | 0 | Residential | Heat Pump Tune Up | N | Multi-Family | New | 0 | 0 | 0 | 0 | 0 | 0 | Fail TRC; Fail PCT
[12 empty] | Residential | Ceiling Insulation(R30 to R38) | Y | Manufactured Home | Existing | 0.13465 | 0.63377 | 0.21245 | 0 | 0 | 0 | Fail RIM; Fail PCT | Commercial | Refrigerated Display Case LED Lighting | Y | Assembly | Turnover | 1.4491 | 0.70605 | 2.0523 | 0 | 0 | 0 | Residential | Heat Pump Tune Up | N | Manufactured Home | New | 0 | 0 | 0 | 0 | 0 | 0 | Fail TRC; Fail PCT
[12 empty] | Residential | Ceiling Insulation(R30 to R38) | Y | Single Family | New | 0.2024 | 0.63377 | 0.31936 | 0 | 0 | 0 | Fail RIM; Fail PCT | Commercial | Refrigerated Display Case LED Lighting | Y | College and University | Turnover | 1.3824 | 0.67426 | 2.0502 | 0 | 0 | 0 | Residential | Home Energy Management System | N | Single Family | Existing | 0.8786 | 0.65418 | 1.3431 | 0 | 0 | 0 | Fail TRC; Pass PCT
[12 empty] | Residential | Ceiling Insulation(R30 to R38) | Y | Multi-Family | New | 0.14858 | 0.63377 | 0.23444 | 0 | 0 | 0 | Fail RIM; Fail PCT | Commercial | Refrigerated Display Case LED Lighting | Y | Grocery | Turnover | 1.4491 | 0.70605 | 2.0523 | 0.072722 | 0.039613 | 0.48777 | Residential | Home Energy Management System | N | Multi-Family | Existing | 0.63305 | 0.65418 | 0.9677 | 0 | 0 | 0 | Fail TRC; Fail PCT
[12 empty] | Residential | Ceiling Insulation(R30 to R38) | Y | Manufactured Home | New | 0.13465 | 0.63377 | 0.21245 | 0 | 0 | 0 | Fail RIM; Fail PCT | Commercial | Refrigerated Display Case LED Lighting | Y | Healthcare | Turnover | 1.3824 | 0.67426 | 2.0502 | 0 | 0 | 0 | Residential | Home Energy Management System | N | Manufactured Home | Existing | 0.97586 | 0.65418 | 1.4917 | 0 | 0 | 0 | Fail TRC; Pass PCT
[12 empty] | Residential | Central AC Tune Up | N | Single Family | Existing | 0.12168 | 0.54367 | 0.22381 | 0 | 0 | 0 | Fail RIM; Fail PCT | Commercial | Refrigerated Display Case LED Lighting | Y | Hospitals | Turnover | 1.3824 | 0.67426 | 2.0502 | 0 | 0 | 0 | Residential | Home Energy Management System | N | Single Family | New | 0.87593 | 0.65219 | 1.3431 | 0 | 0 | 0 | Fail TRC; Pass PCT
[12 empty] | Residential | Central AC Tune Up | N | Multi-Family | Existing | 0.058939 | 0.54367 | 0.10841 | 0 | 0 | 0 | Fail RIM; Fail PCT | Commercial | Refrigerated Display Case LED Lighting | Y | Institutional | Turnover | 1.4491 | 0.70605 | 2.0523 | 0 | 0 | 0 | Residential | Home Energy Management System | N | Multi-Family | New | 0.63113 | 0.65219 | 0.9677 | 0 | 0 | 0 | Fail TRC; Fail PCT
[12 empty] | Residential | Central AC Tune Up | N | Manufactured Home | Existing | 0.080956 | 0.54367 | 0.1489 | 0 | 0 | 0 | Fail RIM; Fail PCT | Commercial | Refrigerated Display Case LED Lighting | Y | Lodging/Hospitality | Turnover | 1.3824 | 0.67426 | 2.0502 | 0 | 0 | 0 | Residential | Home Energy Management System | N | Manufactured Home | New | 0.97289 | 0.65219 | 1.4917 | 0 | 0 | 0 | Fail TRC; Pass PCT
[12 empty] | Residential | Central AC Tune Up | N | Single Family | New | 0 | 0 | 0 | 0 | 0 | 0 | Fail RIM; Fail PCT | Commercial | Refrigerated Display Case LED Lighting | Y | Miscellaneous | Turnover | 1.4491 | 0.70605 | 2.0523 | 0 | 0 | 0 | Residential | HVAC ECM Motor | N | Single Family | Existing | 0.11391 | 0.58954 | 0.19322 | 0 | 0 | 0 | Fail TRC; Fail PCT
[12 empty] | Residential | Central AC Tune Up | N | Multi-Family | New | 0 | 0 | 0 | 0 | 0 | 0 | Fail RIM; Fail PCT | Commercial | Refrigerated Display Case LED Lighting | Y | Offices | Turnover | 1.4491 | 0.70605 | 2.0523 | 0 | 0 | 0 | Residential | HVAC ECM Motor | N | Multi-Family | Existing | 0.11391 | 0.58954 | 0.19322 | 0 | 0 | 0 | Fail TRC; Fail PCT
[12 empty] | Residential | Central AC Tune Up | N | Manufactured Home | New | 0 | 0 | 0 | 0 | 0 | 0 | Fail RIM; Fail PCT | Commercial | Refrigerated Display Case LED Lighting | Y | Restaurants | Turnover | 1.3824 | 0.67426 | 2.0502 | 0 | 0 | 0 | Residential | HVAC ECM Motor | N | Manufactured Home | Existing | 0.11391 | 0.58954 | 0.19322 | 0 | 0 | 0 | Fail TRC; Fail PCT
[12 empty] | Residential | Duct Insulation | Y | Single Family | Existing | 0.067861 | 0.65819 | 0.1031 | 0 | 0 | 0 | Fail RIM; Fail PCT | Commercial | Refrigerated Display Case LED Lighting | Y | Retail | Turnover | 1.4491 | 0.70605 | 2.0523 | 0 | 0 | 0 | Residential | HVAC ECM Motor | N | Single Family | New | 0.11391 | 0.58954 | 0.19322 | 0 | 0 | 0 | Fail TRC; Fail PCT
[12 empty] | Residential | Duct Insulation | Y | Multi-Family | Existing | 0.05217 | 0.64635 | 0.080715 | 0 | 0 | 0 | Fail RIM; Fail PCT | Commercial | Refrigerated Display Case LED Lighting | Y | Schools K-12 | Turnover | 1.3824 | 0.67426 | 2.0502 | 0 | 0 | 0 | Residential | HVAC ECM Motor | N | Multi-Family | New | 0.11391 | 0.58954 | 0.19322 | 0 | 0 | 0 | Fail TRC; Fail PCT
[12 empty] | Residential | Duct Insulation | Y | Manufactured Home | Existing | 0.074044 | 0.64334 | 0.11509 | 0 | 0 | 0 | Fail RIM; Fail PCT | Commercial | Refrigerated Display Case LED Lighting | Y | Warehouse | Turnover | 1.4491 | 0.70605 | 2.0523 | 0 | 0 | 0 | Residential | HVAC ECM Motor | N | Manufactured Home | New | 0.11391 | 0.58954 | 0.19322 | 0 | 0 | 0 | Fail TRC; Fail PCT
[12 empty] | Residential | Duct Insulation | Y | Single Family | New | 0 | 0 | 0 | 0 | 0 | 0 | Fail RIM; Fail PCT | Commercial | High Speed Fans | Y | Assembly | Turnover | 1.5208 | 0.71448 | 2.1285 | 9.3207e-07 | 8.5385e-08 | 6.6967e-06 | Residential | Programmable Thermostat | N | Single Family | Existing | 0.39196 | 0.65013 | 0.60289 | 0 | 0 | 0 | Fail TRC; Fail PCT
[12 empty] | Residential | Duct Insulation | Y | Multi-Family | New | 0 | 0 | 0 | 0 | 0 | 0 | Fail RIM; Fail PCT | Commercial | High Speed Fans | Y | College and University | Turnover | 1.4465 | 0.67994 | 2.1274 | 0 | 0 | 0 | Residential | Programmable Thermostat | N | Multi-Family | Existing | 0.25488 | 0.65013 | 0.39204 | 0 | 0 | 0 | Fail TRC; Fail PCT
[12 empty] | Residential | Duct Insulation | Y | Manufactured Home | New | 0 | 0 | 0 | 0 | 0 | 0 | Fail RIM; Fail PCT | Commercial | High Speed Fans | Y | Grocery | Turnover | 1.5208 | 0.71448 | 2.1285 | 0.00014377 | 1.317e-05 | 0.0010329 | Residential | Programmable Thermostat | N | Manufactured Home | Existing | 0.38342 | 0.65013 | 0.58975 | 0 | 0 | 0 | Fail TRC; Fail PCT
[12 empty] | Residential | Duct Repair | Y | Single Family | Existing | 1.6657 | 0.62234 | 2.6765 | 0 | 0 | 0 | Fail RIM; Pass PCT | Commercial | High Speed Fans | Y | Healthcare | Turnover | 1.4465 | 0.67994 | 2.1274 | 0.00015421 | 0.00012917 | 0.0011894 | Residential | Radiant Barrier | N | Single Family | Existing | 0.41464 | 0.64092 | 0.64694 | 0 | 0 | 0 | Fail TRC; Fail PCT
[12 empty] | Residential | Duct Repair | Y | Multi-Family | Existing | 1.0832 | 0.62234 | 1.7405 | 0 | 0 | 0 | Fail RIM; Pass PCT | Commercial | High Speed Fans | Y | Hospitals | Turnover | 1.4465 | 0.67994 | 2.1274 | 0.0011419 | 0.0009565 | 0.0088073 | Residential | Radiant Barrier | N | Multi-Family | Existing | 0.32999 | 0.64092 | 0.51487 | 0 | 0 | 0 | Fail TRC; Fail PCT
[12 empty] | Residential | Duct Repair | Y | Manufactured Home | Existing | 1.6294 | 0.62234 | 2.6182 | 0 | 0 | 0 | Fail RIM; Pass PCT | Commercial | High Speed Fans | Y | Institutional | Turnover | 1.5208 | 0.71448 | 2.1285 | 0 | 0 | 0 | Residential | Radiant Barrier | N | Manufactured Home | Existing | 0.4814 | 0.64092 | 0.7511 | 0 | 0 | 0 | Fail TRC; Fail PCT
[12 empty] | Residential | Duct Repair | Y | Single Family | New | 0 | 0 | 0 | 0 | 0 | 0 | Fail RIM; Fail PCT | Commercial | High Speed Fans | Y | Lodging/Hospitality | Turnover | 1.4465 | 0.67994 | 2.1274 | 0.000841 | 0.00070444 | 0.0064865 | Residential | Radiant Barrier | N | Single Family | New | 0.41464 | 0.64092 | 0.64694 | 0 | 0 | 0 | Fail TRC; Fail PCT
[12 empty] | Residential | Duct Repair | Y | Multi-Family | New | 0 | 0 | 0 | 0 | 0 | 0 | Fail RIM; Fail PCT | Commercial | High Speed Fans | Y | Miscellaneous | Turnover | 1.5208 | 0.71448 | 2.1285 | 1.4206e-05 | 1.3014e-06 | 0.00010207 | Residential | Radiant Barrier | N | Multi-Family | New | 0.32999 | 0.64092 | 0.51487 | 0 | 0 | 0 | Fail TRC; Fail PCT
[12 empty] | Residential | Duct Repair | Y | Manufactured Home | New | 0 | 0 | 0 | 0 | 0 | 0 | Fail RIM; Fail PCT | Commercial | High Speed Fans | Y | Offices | Turnover | 1.5208 | 0.71448 | 2.1285 | 0.00032281 | 2.9572e-05 | 0.0023193 | Residential | Radiant Barrier | N | Manufactured Home | New | 0.4814 | 0.64092 | 0.7511 | 0 | 0 | 0 | Fail TRC; Fail PCT
[12 empty] | Residential | Energy Star Certified Roof Products | N | Single Family | Existing | 999 | 0.67418 | 999 | 0 | 0 | 0 | Fail RIM; Pass PCT | Commercial | High Speed Fans | Y | Restaurants | Turnover | 1.4465 | 0.67994 | 2.1274 | 0.00016199 | 0.00013569 | 0.0012494 | Residential | Sealed crawlspace | N | Single Family | Existing | 0.015291 | 0.55987 | 0.027312 | 0 | 0 | 0 | Fail TRC; Fail PCT
[12 empty] | Residential | Energy Star Certified Roof Products | N | Multi-Family | Existing | 999 | 0.65127 | 999 | 0 | 0 | 0 | Fail RIM; Pass PCT | Commercial | High Speed Fans | Y | Retail | Turnover | 1.5208 | 0.71448 | 2.1285 | 0.0003765 | 3.449e-05 | 0.002705 | Residential | Sealed crawlspace | N | Multi-Family | Existing | 0.0075656 | 0.55987 | 0.013513 | 0 | 0 | 0 | Fail TRC; Fail PCT
[12 empty] | Residential | Energy Star Certified Roof Products | N | Manufactured Home | Existing | 999 | 0.64545 | 999 | 0 | 0 | 0 | Fail RIM; Pass PCT | Commercial | High Speed Fans | Y | Schools K-12 | Turnover | 1.4465 | 0.67994 | 2.1274 | 0.00019497 | 0.00016331 | 0.0015038 | Residential | Sealed crawlspace | N | Manufactured Home | Existing | 0.014104 | 0.55987 | 0.025191 | 0 | 0 | 0 | Fail TRC; Fail PCT
[12 empty] | Residential | Energy Star Certified Roof Products | N | Single Family | New | 999 | 0.67418 | 999 | 0 | 0 | 0 | Fail RIM; Pass PCT | Commercial | High Speed Fans | Y | Warehouse | Turnover | 1.5208 | 0.71448 | 2.1285 | 1.947e-06 | 1.7836e-07 | 1.3989e-05 | Residential | Sealed crawlspace | N | Single Family | New | 0 | 0 | 0 | 0 | 0 | 0 | Fail TRC; Fail PCT
[12 empty] | Residential | Energy Star Certified Roof Products | N | Multi-Family | New | 999 | 0.65127 | 999 | 0 | 0 | 0 | Fail RIM; Pass PCT | Commercial | High Speed Fans | Y | Assembly | New | 1.5208 | 0.71448 | 2.1285 | 2.1475e-08 | 1.9673e-09 | 1.5429e-07 | Residential | Sealed crawlspace | N | Multi-Family | New | 0 | 0 | 0 | 0 | 0 | 0 | Fail TRC; Fail PCT
[12 empty] | Residential | Energy Star Certified Roof Products | N | Manufactured Home | New | 999 | 0.64545 | 999 | 0 | 0 | 0 | Fail RIM; Pass PCT | Commercial | High Speed Fans | Y | College and University | New | 1.4465 | 0.67994 | 2.1274 | 0 | 0 | 0 | Residential | Sealed crawlspace | N | Manufactured Home | New | 0 | 0 | 0 | 0 | 0 | 0 | Fail TRC; Fail PCT
[12 empty] | Residential | Energy Star Door | N | Single Family | Existing | 0.387 | 0.58311 | 0.66368 | 0 | 0 | 0 | Fail RIM; Fail PCT | Commercial | High Speed Fans | Y | Grocery | New | 1.5208 | 0.71448 | 2.1285 | 3.3092e-06 | 3.0315e-07 | 2.3776e-05 | Residential | Smart Thermostat | N | Single Family | Existing | 0.58215 | 0.65013 | 0.89542 | 0 | 0 | 0 | Fail TRC; Fail PCT
[12 empty] | Residential | Energy Star Door | N | Multi-Family | Existing | 0.387 | 0.58311 | 0.66368 | 0 | 0 | 0 | Fail RIM; Fail PCT | Commercial | High Speed Fans | Y | Healthcare | New | 1.4465 | 0.67994 | 2.1274 | 3.5495e-06 | 2.9732e-06 | 2.7377e-05 | Residential | Smart Thermostat | N | Multi-Family | Existing | 0.37856 | 0.65013 | 0.58227 | 0 | 0 | 0 | Fail TRC; Fail PCT
[12 empty] | Residential | Energy Star Door | N | Manufactured Home | Existing | 0.387 | 0.58311 | 0.66368 | 0 | 0 | 0 | Fail RIM; Fail PCT | Commercial | High Speed Fans | Y | Hospitals | New | 1.4465 | 0.67994 | 2.1274 | 2.6285e-05 | 2.2017e-05 | 0.00020273 | Residential | Smart Thermostat | N | Manufactured Home | Existing | 0.56946 | 0.65013 | 0.87591 | 0 | 0 | 0 | Fail TRC; Fail PCT
[12 empty] | Residential | Energy Star Door | N | Single Family | New | 0.27464 | 0.58311 | 0.471 | 0 | 0 | 0 | Fail RIM; Fail PCT | Commercial | High Speed Fans | Y | Institutional | New | 1.5208 | 0.71448 | 2.1285 | 0 | 0 | 0 | Residential | Smart Thermostat | N | Multi-Family | New | 0.8785 | 0.7269 | 1.2086 | 0 | 0 | 0 | Fail TRC; Pass PCT
[12 empty] | Residential | Energy Star Door | N | Multi-Family | New | 0.27464 | 0.58311 | 0.471 | 0 | 0 | 0 | Fail RIM; Fail PCT | Commercial | High Speed Fans | Y | Lodging/Hospitality | New | 1.4465 | 0.67994 | 2.1274 | 1.9358e-05 | 1.6215e-05 | 0.0001493 | Residential | Spray Foam Insulation(Base R12) | Y | Single Family | Existing | 0.20459 | 0.61638 | 0.33192 | 0 | 0 | 0 | Fail TRC; Fail PCT
[12 empty] | Residential | Energy Star Door | N | Manufactured Home | New | 0.27464 | 0.58311 | 0.471 | 0 | 0 | 0 | Fail RIM; Fail PCT | Commercial | High Speed Fans | Y | Miscellaneous | New | 1.5208 | 0.71448 | 2.1285 | 3.2699e-07 | 2.9955e-08 | 2.3494e-06 | Residential | Spray Foam Insulation(Base R12) | Y | Multi-Family | Existing | 0.16434 | 0.61638 | 0.26662 | 0 | 0 | 0 | Fail TRC; Fail PCT
[12 empty] | Residential | Energy Star Windows | Y | Single Family | Existing | 0.58698 | 0.58761 | 0.99893 | 0 | 0 | 0 | Fail RIM; Fail PCT | Commercial | High Speed Fans | Y | Offices | New | 1.5208 | 0.71448 | 2.1285 | 7.5329e-06 | 6.9007e-07 | 5.4122e-05 | Residential | Spray Foam Insulation(Base R12) | Y | Manufactured Home | Existing | 0.19342 | 0.61638 | 0.3138 | 0 | 0 | 0 | Fail TRC; Fail PCT
[12 empty] | Residential | Energy Star Windows | Y | Multi-Family | Existing | 0.58698 | 0.58761 | 0.99893 | 0 | 0 | 0 | Fail RIM; Fail PCT | Commercial | High Speed Fans | Y | Restaurants | New | 1.4465 | 0.67994 | 2.1274 | 3.7287e-06 | 3.1233e-06 | 2.8759e-05 | Residential | Spray Foam Insulation(Base R12) | Y | Single Family | New | 0.20459 | 0.61638 | 0.33192 | 0 | 0 | 0 | Fail TRC; Fail PCT
[12 empty] | Residential | Energy Star Windows | Y | Manufactured Home | Existing | 0.58698 | 0.58761 | 0.99893 | 0 | 0 | 0 | Fail RIM; Fail PCT | Commercial | High Speed Fans | Y | Retail | New | 1.5208 | 0.71448 | 2.1285 | 8.6661e-06 | 7.9389e-07 | 6.2264e-05 | Residential | Spray Foam Insulation(Base R12) | Y | Multi-Family | New | 0.16434 | 0.61638 | 0.26662 | 0 | 0 | 0 | Fail TRC; Fail PCT
[12 empty] | Residential | Energy Star Windows | Y | Single Family | New | 0.20498 | 0.52888 | 0.38758 | 0 | 0 | 0 | Fail RIM; Fail PCT | Commercial | High Speed Fans | Y | Schools K-12 | New | 1.4465 | 0.67994 | 2.1274 | 4.4879e-06 | 3.7592e-06 | 3.4614e-05 | Residential | Spray Foam Insulation(Base R12) | Y | Manufactured Home | New | 0.19342 | 0.61638 | 0.3138 | 0 | 0 | 0 | Fail TRC; Fail PCT
[12 empty] | Residential | Energy Star Windows | Y | Multi-Family | New | 0.20498 | 0.52888 | 0.38758 | 0 | 0 | 0 | Fail RIM; Fail PCT | Commercial | High Speed Fans | Y | Warehouse | New | 1.5208 | 0.71448 | 2.1285 | 4.4815e-08 | 4.1054e-09 | 3.2199e-07 | Residential | Spray Foam Insulation(Base R19) | Y | Single Family | Existing | 0.14912 | 0.63819 | 0.23367 | 0 | 0 | 0 | Fail TRC; Fail PCT
[12 empty] | Residential | Energy Star Windows | Y | Manufactured Home | New | 0.20498 | 0.52888 | 0.38758 | 0 | 0 | 0 | Fail RIM; Fail PCT | Commercial | Hot Water Circulation Pump Control | Y | Assembly | Existing | 1.0006 | 0.63266 | 1.5816 | 0.00023737 | 0.00024937 | 0.004991 | Residential | Spray Foam Insulation(Base R19) | Y | Multi-Family | Existing | 0.12302 | 0.63819 | 0.19277 | 0 | 0 | 0 | Fail TRC; Fail PCT
[12 empty] | Residential | Floor Insulation | N | Single Family | Existing | 0.024713 | 0.53925 | 0.045828 | 0 | 0 | 0 | Fail RIM; Fail PCT | Commercial | Hot Water Circulation Pump Control | Y | College and University | Existing | 1.0483 | 0.66006 | 1.5882 | 0.0011486 | 0.0011486 | 0.0092234 | Residential | Spray Foam Insulation(Base R19) | Y | Manufactured Home | Existing | 0.15402 | 0.63819 | 0.24133 | 0 | 0 | 0 | Fail TRC; Fail PCT
[12 empty] | Residential | Floor Insulation | N | Multi-Family | Existing | 0.012227 | 0.53925 | 0.022674 | 0 | 0 | 0 | Fail RIM; Fail PCT | Commercial | Hot Water Circulation Pump Control | Y | Healthcare | Existing | 1.0006 | 0.63266 | 1.5816 | 0.0026879 | 0.0028237 | 0.056516 | Residential | Spray Foam Insulation(Base R19) | Y | Single Family | New | 0.14912 | 0.63819 | 0.23367 | 0 | 0 | 0 | Fail TRC; Fail PCT
[12 empty] | Residential | Floor Insulation | N | Manufactured Home | Existing | 0.022794 | 0.53925 | 0.042269 | 0 | 0 | 0 | Fail RIM; Fail PCT | Commercial | Hot Water Circulation Pump Control | Y | Hospitals | Existing | 1.0483 | 0.66006 | 1.5882 | 0.0011323 | 0.0011323 | 0.0090926 | Residential | Spray Foam Insulation(Base R19) | Y | Multi-Family | New | 0.12302 | 0.63819 | 0.19277 | 0 | 0 | 0 | Fail TRC; Fail PCT
[12 empty] | Residential | Floor Insulation | N | Single Family | New | 0 | 0 | 0 | 0 | 0 | 0 | Fail RIM; Fail PCT | Commercial | Hot Water Circulation Pump Control | Y | Institutional | Existing | 1.0006 | 0.63266 | 1.5816 | 0.013874 | 0.014574 | 0.2917 | Residential | Spray Foam Insulation(Base R19) | Y | Manufactured Home | New | 0.15402 | 0.63819 | 0.24133 | 0 | 0 | 0 | Fail TRC; Fail PCT
[12 empty] | Residential | Floor Insulation | N | Multi-Family | New | 0 | 0 | 0 | 0 | 0 | 0 | Fail RIM; Fail PCT | Commercial | Hot Water Circulation Pump Control | Y | Miscellaneous | Existing | 1.0006 | 0.63266 | 1.5816 | 1.5413e-05 | 1.6192e-05 | 0.00032407 | Residential | Spray Foam Insulation(Base R2) | Y | Single Family | Existing | 0 | 0.63733 | 0 | 0 | 0 | 0 | Fail TRC; Fail PCT
[12 empty] | Residential | Floor Insulation | N | Manufactured Home | New | 0 | 0 | 0 | 0 | 0 | 0 | Fail RIM; Fail PCT | Commercial | Hot Water Circulation Pump Control | Y | Offices | Existing | 1.0006 | 0.63266 | 1.5816 | 0.0045132 | 0.0047412 | 0.094894 | Residential | Spray Foam Insulation(Base R2) | Y | Multi-Family | Existing | 0 | 0.63733 | 0 | 0 | 0 | 0 | Fail TRC; Fail PCT
[12 empty] | Residential | Green Roof | N | Single Family | Existing | 0.034651 | 0.67418 | 0.051398 | 0 | 0 | 0 | Fail RIM; Fail PCT | Commercial | Hot Water Circulation Pump Control | Y | Schools K-12 | Existing | 1.0006 | 0.63266 | 1.5816 | 0.023273 | 0.024449 | 0.48933 | Residential | Spray Foam Insulation(Base R2) | Y | Manufactured Home | Existing | 0 | 0.63733 | 0 | 0 | 0 | 0 | Fail TRC; Fail PCT
[12 empty] | Residential | Green Roof | N | Multi-Family | Existing | 0.025377 | 0.65127 | 0.038966 | 0 | 0 | 0 | Fail RIM; Fail PCT | Commercial | Hot Water Circulation Pump Control | Y | Warehouse | Existing | 1.0006 | 0.63266 | 1.5816 | 0.0025193 | 0.0026466 | 0.052969 | Residential | Spray Foam Insulation(Base R2) | Y | Single Family | New | 0 | 0.63733 | 0 | 0 | 0 | 0 | Fail TRC; Fail PCT
[12 empty] | Residential | Green Roof | N | Manufactured Home | Existing | 0.036215 | 0.64545 | 0.056108 | 0 | 0 | 0 | Fail RIM; Fail PCT | Commercial | Hot Water Circulation Pump Control | Y | Assembly | New | 1.0006 | 0.63266 | 1.5816 | 0 | 0 | 0 | Residential | Spray Foam Insulation(Base R2) | Y | Multi-Family | New | 0 | 0.63733 | 0 | 0 | 0 | 0 | Fail TRC; Fail PCT
[12 empty] | Residential | Green Roof | N | Single Family | New | 0.034651 | 0.67418 | 0.051398 | 0 | 0 | 0 | Fail RIM; Fail PCT | Commercial | Hot Water Circulation Pump Control | Y | College and University | New | 1.0483 | 0.66006 | 1.5882 | 0 | 0 | 0 | Residential | Spray Foam Insulation(Base R2) | Y | Manufactured Home | New | 0 | 0.63733 | 0 | 0 | 0 | 0 | Fail TRC; Fail PCT
[12 empty] | Residential | Green Roof | N | Multi-Family | New | 0.025377 | 0.65127 | 0.038966 | 0 | 0 | 0 | Fail RIM; Fail PCT | Commercial | Hot Water Circulation Pump Control | Y | Healthcare | New | 1.0006 | 0.63266 | 1.5816 | 0 | 0 | 0 | Residential | Spray Foam Insulation(Base R30) | Y | Single Family | Existing | 0.104 | 0.63377 | 0.1641 | 0 | 0 | 0 | Fail TRC; Fail PCT
[12 empty] | Residential | Green Roof | N | Manufactured Home | New | 0.036215 | 0.64545 | 0.056108 | 0 | 0 | 0 | Fail RIM; Fail PCT | Commercial | Hot Water Circulation Pump Control | Y | Hospitals | New | 1.0483 | 0.66006 | 1.5882 | 0 | 0 | 0 | Residential | Spray Foam Insulation(Base R30) | Y | Multi-Family | Existing | 0.086918 | 0.63377 | 0.13714 | 0 | 0 | 0 | Fail TRC; Fail PCT
[12 empty] | Residential | Heat Pump Tune Up | N | Single Family | Existing | 0.21144 | 0.53498 | 0.39524 | 0 | 0 | 0 | Fail RIM; Fail PCT | Commercial | Hot Water Circulation Pump Control | Y | Institutional | New | 1.0006 | 0.63266 | 1.5816 | 0.00033382 | 0.00035069 | 0.0070189 | Residential | Spray Foam Insulation(Base R30) | Y | Manufactured Home | Existing | 0.12203 | 0.63377 | 0.19255 | 0 | 0 | 0 | Fail TRC; Fail PCT
[12 empty] | Residential | Heat Pump Tune Up | N | Multi-Family | Existing | 0.1375 | 0.53498 | 0.25701 | 0 | 0 | 0 | Fail RIM; Fail PCT | Commercial | Hot Water Circulation Pump Control | Y | Miscellaneous | New | 1.0006 | 0.63266 | 1.5816 | 3.7087e-07 | 3.8961e-07 | 7.7978e-06 | Residential | Spray Foam Insulation(Base R30) | Y | Single Family | New | 0.12606 | 0.63377 | 0.19891 | 0 | 0 | 0 | Fail TRC; Fail PCT
[12 empty] | Residential | Heat Pump Tune Up | N | Manufactured Home | Existing | 0.20684 | 0.53498 | 0.38663 | 0 | 0 | 0 | Fail RIM; Fail PCT | Commercial | Hot Water Circulation Pump Control | Y | Offices | New | 1.0006 | 0.63266 | 1.5816 | 0 | 0 | 0 | Residential | Spray Foam Insulation(Base R30) | Y | Multi-Family | New | 0.087511 | 0.63377 | 0.13808 | 0 | 0 | 0 | Fail TRC; Fail PCT
[12 empty] | Residential | Heat Pump Tune Up | N | Single Family | New | 0 | 0 | 0 | 0 | 0 | 0 | Fail RIM; Fail PCT | Commercial | Hot Water Circulation Pump Control | Y | Schools K-12 | New | 1.0006 | 0.63266 | 1.5816 | 0 | 0 | 0 | Residential | Spray Foam Insulation(Base R30) | Y | Manufactured Home | New | 0.12962 | 0.63377 | 0.20452 | 0 | 0 | 0 | Fail TRC; Fail PCT
[12 empty] | Residential | Heat Pump Tune Up | N | Multi-Family | New | 0 | 0 | 0 | 0 | 0 | 0 | Fail RIM; Fail PCT | Commercial | Hot Water Circulation Pump Control | Y | Warehouse | New | 1.0006 | 0.63266 | 1.5816 | 0 | 0 | 0 | Residential | Storm Door | N | Single Family | Existing | 0.28439 | 0.58955 | 0.48238 | 0 | 0 | 0 | Fail TRC; Fail PCT
[12 empty] | Residential | Heat Pump Tune Up | N | Manufactured Home | New | 0 | 0 | 0 | 0 | 0 | 0 | Fail RIM; Fail PCT | Commercial | Bi-Level Lighting Control (Exterior) | Y | Assembly | Existing | 1.7069 | 0.6562 | 2.6012 | 0 | 0 | 0.042992 | Residential | Storm Door | N | Multi-Family | Existing | 0.28439 | 0.58955 | 0.48238 | 0 | 0 | 0 | Fail TRC; Fail PCT
[12 empty] | Residential | Home Energy Management System | N | Single Family | Existing | 0.8786 | 0.65418 | 1.3431 | 0 | 0 | 0 | Fail RIM; Pass PCT | Commercial | Bi-Level Lighting Control (Exterior) | Y | College and University | Existing | 1.7069 | 0.6562 | 2.6012 | 0 | 0 | 0.097337 | Residential | Storm Door | N | Manufactured Home | Existing | 0.28439 | 0.58955 | 0.48238 | 0 | 0 | 0 | Fail TRC; Fail PCT
[12 empty] | Residential | Home Energy Management System | N | Multi-Family | Existing | 0.63305 | 0.65418 | 0.9677 | 0 | 0 | 0 | Fail RIM; Fail PCT | Commercial | Bi-Level Lighting Control (Exterior) | Y | Grocery | Existing | 1.7069 | 0.6562 | 2.6012 | 0 | 0 | 0.34608 | Residential | Storm Door | N | Single Family | New | 0.18841 | 0.58955 | 0.31958 | 0 | 0 | 0 | Fail TRC; Fail PCT
[12 empty] | Residential | Home Energy Management System | N | Manufactured Home | Existing | 0.97586 | 0.65418 | 1.4917 | 0 | 0 | 0 | Fail RIM; Pass PCT | Commercial | Bi-Level Lighting Control (Exterior) | Y | Healthcare | Existing | 1.7069 | 0.6562 | 2.6012 | 0 | 0 | 0.15578 | Residential | Storm Door | N | Multi-Family | New | 0.18841 | 0.58955 | 0.31958 | 0 | 0 | 0 | Fail TRC; Fail PCT
[12 empty] | Residential | Home Energy Management System | N | Single Family | New | 0.87593 | 0.65219 | 1.3431 | 0 | 0 | 0 | Fail RIM; Pass PCT | Commercial | Bi-Level Lighting Control (Exterior) | Y | Hospitals | Existing | 1.7069 | 0.6562 | 2.6012 | 0 | 0 | 0.10975 | Residential | Storm Door | N | Manufactured Home | New | 0.18841 | 0.58955 | 0.31958 | 0 | 0 | 0 | Fail TRC; Fail PCT
[12 empty] | Residential | Home Energy Management System | N | Multi-Family | New | 0.63113 | 0.65219 | 0.9677 | 0 | 0 | 0 | Fail RIM; Fail PCT | Commercial | Bi-Level Lighting Control (Exterior) | Y | Institutional | Existing | 1.7069 | 0.6562 | 2.6012 | 0 | 0 | 0.8916 | Residential | Wall Insulation | N | Single Family | Existing | 0.60284 | 0.619 | 0.97389 | 0 | 0 | 0 | Fail TRC; Fail PCT
[12 empty] | Residential | Home Energy Management System | N | Manufactured Home | New | 0.97289 | 0.65219 | 1.4917 | 0 | 0 | 0 | Fail RIM; Pass PCT | Commercial | Bi-Level Lighting Control (Exterior) | Y | Lodging/Hospitality | Existing | 1.7069 | 0.6562 | 2.6012 | 0 | 0 | 1.1658 | Residential | Wall Insulation | N | Multi-Family | Existing | 0.26715 | 0.60709 | 0.44006 | 0 | 0 | 0 | Fail TRC; Fail PCT
[12 empty] | Residential | HVAC ECM Motor | N | Single Family | Existing | 0.11391 | 0.58954 | 0.19322 | 0 | 0 | 0 | Fail RIM; Fail PCT | Commercial | Bi-Level Lighting Control (Exterior) | Y | Miscellaneous | Existing | 1.7069 | 0.6562 | 2.6012 | 0 | 0 | 0.30937 | Residential | Wall Insulation | N | Manufactured Home | Existing | 0.57837 | 0.61447 | 0.94125 | 0 | 0 | 0 | Fail TRC; Fail PCT
[12 empty] | Residential | HVAC ECM Motor | N | Multi-Family | Existing | 0.11391 | 0.58954 | 0.19322 | 0 | 0 | 0 | Fail RIM; Fail PCT | Commercial | Bi-Level Lighting Control (Exterior) | Y | Offices | Existing | 1.7069 | 0.6562 | 2.6012 | 0 | 0 | 1.4617 | Residential | Wall Insulation | N | Single Family | New | 0 | 0 | 0 | 0 | 0 | 0 | Fail TRC; Fail PCT
[12 empty] | Residential | HVAC ECM Motor | N | Manufactured Home | Existing | 0.11391 | 0.58954 | 0.19322 | 0 | 0 | 0 | Fail RIM; Fail PCT | Commercial | Bi-Level Lighting Control (Exterior) | Y | Restaurants | Existing | 1.7069 | 0.6562 | 2.6012 | 0 | 0 | 0.079389 | Residential | Wall Insulation | N | Multi-Family | New | 0 | 0 | 0 | 0 | 0 | 0 | Fail TRC; Fail PCT
[12 empty] | Residential | HVAC ECM Motor | N | Single Family | New | 0.11391 | 0.58954 | 0.19322 | 0 | 0 | 0 | Fail RIM; Fail PCT | Commercial | Bi-Level Lighting Control (Exterior) | Y | Retail | Existing | 1.7069 | 0.6562 | 2.6012 | 0 | 0 | 1.2573 | Residential | Wall Insulation | N | Manufactured Home | New | 0 | 0 | 0 | 0 | 0 | 0 | Fail TRC; Fail PCT
[12 empty] | Residential | HVAC ECM Motor | N | Multi-Family | New | 0.11391 | 0.58954 | 0.19322 | 0 | 0 | 0 | Fail RIM; Fail PCT | Commercial | Bi-Level Lighting Control (Exterior) | Y | Schools K-12 | Existing | 1.7069 | 0.6562 | 2.6012 | 0 | 0 | 0.2588 | Residential | Window Sun Protection | Y | Single Family | Existing | 0.049017 | 0.68038 | 0.072043 | 0 | 0 | 0 | Fail TRC; Fail PCT
[12 empty] | Residential | HVAC ECM Motor | N | Manufactured Home | New | 0.11391 | 0.58954 | 0.19322 | 0 | 0 | 0 | Fail RIM; Fail PCT | Commercial | Bi-Level Lighting Control (Exterior) | Y | Warehouse | Existing | 1.7069 | 0.6562 | 2.6012 | 0 | 0 | 1.3599 | Residential | Window Sun Protection | Y | Multi-Family | Existing | 0.068848 | 0.68038 | 0.10119 | 0 | 0 | 0 | Fail TRC; Fail PCT
[12 empty] | Residential | Programmable Thermostat | N | Single Family | Existing | 0.39196 | 0.65013 | 0.60289 | 0 | 0 | 0 | Fail RIM; Fail PCT | Commercial | Bi-Level Lighting Control (Exterior) | Y | Assembly | New | 1.7069 | 0.6562 | 2.6012 | 0 | 0 | 0.00099055 | Residential | Window Sun Protection | Y | Manufactured Home | Existing | 0.052209 | 0.68038 | 0.076734 | 0 | 0 | 0 | Fail TRC; Fail PCT
[12 empty] | Residential | Programmable Thermostat | N | Multi-Family | Existing | 0.25488 | 0.65013 | 0.39204 | 0 | 0 | 0 | Fail RIM; Fail PCT | Commercial | Bi-Level Lighting Control (Exterior) | Y | College and University | New | 1.7069 | 0.6562 | 2.6012 | 0 | 0 | 0.0022405 | Residential | Window Sun Protection | Y | Single Family | New | 0.049017 | 0.68038 | 0.072043 | 0 | 0 | 0 | Fail TRC; Fail PCT
[12 empty] | Residential | Programmable Thermostat | N | Manufactured Home | Existing | 0.38342 | 0.65013 | 0.58975 | 0 | 0 | 0 | Fail RIM; Fail PCT | Commercial | Bi-Level Lighting Control (Exterior) | Y | Grocery | New | 1.7069 | 0.6562 | 2.6012 | 0 | 0 | 0.0079659 | Residential | Window Sun Protection | Y | Multi-Family | New | 0.068848 | 0.68038 | 0.10119 | 0 | 0 | 0 | Fail TRC; Fail PCT
[12 empty] | Residential | Programmable Thermostat | N | Single Family | New | 2.3238 | 0.7269 | 3.1969 | 0 | 0 | 0 | Fail RIM; Pass PCT | Commercial | Bi-Level Lighting Control (Exterior) | Y | Healthcare | New | 1.7069 | 0.6562 | 2.6012 | 0 | 0 | 0.0035856 | Residential | Window Sun Protection | Y | Manufactured Home | New | 0.052209 | 0.68038 | 0.076734 | 0 | 0 | 0 | Fail TRC; Fail PCT
[12 empty] | Residential | Programmable Thermostat | N | Multi-Family | New | 1.5111 | 0.7269 | 2.0789 | 0 | 0 | 0 | Fail RIM; Pass PCT | Commercial | Bi-Level Lighting Control (Exterior) | Y | Hospitals | New | 1.7069 | 0.6562 | 2.6012 | 0 | 0 | 0.0025262 | Residential | Exterior Lighting Controls | N | Single Family | Existing | 0.60374 | 0.64367 | 0.93796 | 0 | 0 | 0 | Fail TRC; Fail PCT
[12 empty] | Residential | Programmable Thermostat | N | Manufactured Home | New | 2.2732 | 0.7269 | 3.1273 | 0 | 0 | 0 | Fail RIM; Pass PCT | Commercial | Bi-Level Lighting Control (Exterior) | Y | Institutional | New | 1.7069 | 0.6562 | 2.6012 | 0 | 0 | 0.020523 | Residential | Exterior Lighting Controls | N | Multi-Family | Existing | 0.60374 | 0.64367 | 0.93796 | 0 | 0 | 0 | Fail TRC; Fail PCT
[12 empty] | Residential | Radiant Barrier | N | Single Family | Existing | 0.41464 | 0.64092 | 0.64694 | 0 | 0 | 0 | Fail RIM; Fail PCT | Commercial | Bi-Level Lighting Control (Exterior) | Y | Lodging/Hospitality | New | 1.7069 | 0.6562 | 2.6012 | 0 | 0 | 0.026835 | Residential | Exterior Lighting Controls | N | Manufactured Home | Existing | 0.60374 | 0.64367 | 0.93796 | 0 | 0 | 0 | Fail TRC; Fail PCT
[12 empty] | Residential | Radiant Barrier | N | Multi-Family | Existing | 0.32999 | 0.64092 | 0.51487 | 0 | 0 | 0 | Fail RIM; Fail PCT | Commercial | Bi-Level Lighting Control (Exterior) | Y | Miscellaneous | New | 1.7069 | 0.6562 | 2.6012 | 0 | 0 | 0.007121 | Residential | Exterior Lighting Controls | N | Single Family | New | 0.60374 | 0.64367 | 0.93796 | 0 | 0 | 0 | Fail TRC; Fail PCT
[12 empty] | Residential | Radiant Barrier | N | Manufactured Home | Existing | 0.4814 | 0.64092 | 0.7511 | 0 | 0 | 0 | Fail RIM; Fail PCT | Commercial | Bi-Level Lighting Control (Exterior) | Y | Offices | New | 1.7069 | 0.6562 | 2.6012 | 0 | 0 | 0.033645 | Residential | Exterior Lighting Controls | N | Multi-Family | New | 0.60374 | 0.64367 | 0.93796 | 0 | 0 | 0 | Fail TRC; Fail PCT
[12 empty] | Residential | Radiant Barrier | N | Single Family | New | 0.41464 | 0.64092 | 0.64694 | 0 | 0 | 0 | Fail RIM; Fail PCT | Commercial | Bi-Level Lighting Control (Exterior) | Y | Restaurants | New | 1.7069 | 0.6562 | 2.6012 | 0 | 0 | 0.0018274 | Residential | Exterior Lighting Controls | N | Manufactured Home | New | 0.60374 | 0.64367 | 0.93796 | 0 | 0 | 0 | Fail TRC; Fail PCT
[12 empty] | Residential | Radiant Barrier | N | Multi-Family | New | 0.32999 | 0.64092 | 0.51487 | 0 | 0 | 0 | Fail RIM; Fail PCT | Commercial | Bi-Level Lighting Control (Exterior) | Y | Retail | New | 1.7069 | 0.6562 | 2.6012 | 0 | 0 | 0.02894 | Residential | Interior Lighting Controls | N | Single Family | Existing | 0.25856 | 0.62653 | 0.41269 | 0 | 0 | 0 | Fail TRC; Fail PCT
[12 empty] | Residential | Radiant Barrier | N | Manufactured Home | New | 0.4814 | 0.64092 | 0.7511 | 0 | 0 | 0 | Fail RIM; Fail PCT | Commercial | Bi-Level Lighting Control (Exterior) | Y | Schools K-12 | New | 1.7069 | 0.6562 | 2.6012 | 0 | 0 | 0.005957 | Residential | Interior Lighting Controls | N | Multi-Family | Existing | 0.25856 | 0.62653 | 0.41269 | 0 | 0 | 0 | Fail TRC; Fail PCT
[12 empty] | Residential | Sealed crawlspace | N | Single Family | Existing | 0.015291 | 0.55987 | 0.027312 | 0 | 0 | 0 | Fail RIM; Fail PCT | Commercial | Bi-Level Lighting Control (Exterior) | Y | Warehouse | New | 1.7069 | 0.6562 | 2.6012 | 0 | 0 | 0.031302 | Residential | Interior Lighting Controls | N | Manufactured Home | Existing | 0.25856 | 0.62653 | 0.41269 | 0 | 0 | 0 | Fail TRC; Fail PCT
[12 empty] | Residential | Sealed crawlspace | N | Multi-Family | Existing | 0.0075656 | 0.55987 | 0.013513 | 0 | 0 | 0 | Fail RIM; Fail PCT | Commercial | Outdoor Lighting Controls | Y | Assembly | Existing | 1.7219 | 0.57215 | 3.0095 | 0 | 0 | 0.15336 | Residential | Interior Lighting Controls | N | Single Family | New | 0.25856 | 0.62653 | 0.41269 | 0 | 0 | 0 | Fail TRC; Fail PCT
[12 empty] | Residential | Sealed crawlspace | N | Manufactured Home | Existing | 0.014104 | 0.55987 | 0.025191 | 0 | 0 | 0 | Fail RIM; Fail PCT | Commercial | Outdoor Lighting Controls | Y | College and University | Existing | 1.7219 | 0.57215 | 3.0095 | 0 | 0 | 0.21658 | Residential | Interior Lighting Controls | N | Multi-Family | New | 0.25856 | 0.62653 | 0.41269 | 0 | 0 | 0 | Fail TRC; Fail PCT
[12 empty] | Residential | Sealed crawlspace | N | Single Family | New | 0 | 0 | 0 | 0 | 0 | 0 | Fail RIM; Fail PCT | Commercial | Outdoor Lighting Controls | Y | Grocery | Existing | 1.7219 | 0.57215 | 3.0095 | 0 | 0 | 1.2345 | Residential | Interior Lighting Controls | N | Manufactured Home | New | 0.25856 | 0.62653 | 0.41269 | 0 | 0 | 0 | Fail TRC; Fail PCT
[12 empty] | Residential | Sealed crawlspace | N | Multi-Family | New | 0 | 0 | 0 | 0 | 0 | 0 | Fail RIM; Fail PCT | Commercial | Outdoor Lighting Controls | Y | Healthcare | Existing | 1.7219 | 0.57215 | 3.0095 | 0 | 0 | 0.34661 | Residential | Solar Attic Fan | N | Single Family | Existing | 0.279 | 0.61786 | 0.45156 | 0 | 0 | 0 | Fail TRC; Fail PCT
[12 empty] | Residential | Sealed crawlspace | N | Manufactured Home | New | 0 | 0 | 0 | 0 | 0 | 0 | Fail RIM; Fail PCT | Commercial | Outdoor Lighting Controls | Y | Hospitals | Existing | 1.7219 | 0.57215 | 3.0095 | 0 | 0 | 0.2442 | Residential | Solar Attic Fan | N | Multi-Family | Existing | 0.13514 | 0.61786 | 0.21873 | 0 | 0 | 0 | Fail TRC; Fail PCT
[12 empty] | Residential | Smart Thermostat | N | Single Family | Existing | 0.58215 | 0.65013 | 0.89542 | 0 | 0 | 0 | Fail RIM; Fail PCT | Commercial | Outdoor Lighting Controls | Y | Institutional | Existing | 1.7219 | 0.57215 | 3.0095 | 0 | 0 | 3.1805 | Residential | Solar Attic Fan | N | Manufactured Home | Existing | 0.18563 | 0.61786 | 0.30043 | 0 | 0 | 0 | Fail TRC; Fail PCT
[12 empty] | Residential | Smart Thermostat | N | Multi-Family | Existing | 0.37856 | 0.65013 | 0.58227 | 0 | 0 | 0 | Fail RIM; Fail PCT | Commercial | Outdoor Lighting Controls | Y | Lodging/Hospitality | Existing | 1.7219 | 0.57215 | 3.0095 | 0 | 0 | 2.5941 | Residential | Solar Attic Fan | N | Single Family | New | 0.279 | 0.61786 | 0.45156 | 0 | 0 | 0 | Fail TRC; Fail PCT
[12 empty] | Residential | Smart Thermostat | N | Manufactured Home | Existing | 0.56946 | 0.65013 | 0.87591 | 0 | 0 | 0 | Fail RIM; Fail PCT | Commercial | Outdoor Lighting Controls | Y | Miscellaneous | Existing | 1.7219 | 0.57215 | 3.0095 | 0 | 0 | 1.1036 | Residential | Solar Attic Fan | N | Multi-Family | New | 0.13514 | 0.61786 | 0.21873 | 0 | 0 | 0 | Fail TRC; Fail PCT
[12 empty] | Residential | Smart Thermostat | N | Single Family | New | 1.351 | 0.7269 | 1.8585 | 0 | 0 | 0 | Fail RIM; Pass PCT | Commercial | Outdoor Lighting Controls | Y | Offices | Existing | 1.7219 | 0.57215 | 3.0095 | 0 | 0 | 3.2524 | Residential | Solar Attic Fan | N | Manufactured Home | New | 0.18563 | 0.61786 | 0.30043 | 0 | 0 | 0 | Fail TRC; Fail PCT
[12 empty] | Residential | Smart Thermostat | N | Multi-Family | New | 0.8785 | 0.7269 | 1.2086 | 0 | 0 | 0 | Fail RIM; Pass PCT | Commercial | Outdoor Lighting Controls | Y | Restaurants | Existing | 1.7219 | 0.57215 | 3.0095 | 0 | 0 | 0.70658 | Commercial | Energy Star Commercial Oven | Y | Assembly | Turnover | 3.6228 | 0.70592 | 5.132 | 0 | 0 | 0 | Pass TRC; Pass PCT; Fail 2-year Threshold
[12 empty] | Residential | Smart Thermostat | N | Manufactured Home | New | 1.3215 | 0.7269 | 1.818 | 0 | 0 | 0 | Fail RIM; Pass PCT | Commercial | Outdoor Lighting Controls | Y | Retail | Existing | 1.7219 | 0.57215 | 3.0095 | 0 | 0 | 2.7975 | Commercial | Energy Star Commercial Oven | Y | College and University | Turnover | 3.6228 | 0.70592 | 5.132 | 0 | 0 | 0 | Pass TRC; Pass PCT; Fail 2-year Threshold
[12 empty] | Residential | Spray Foam Insulation(Base R12) | Y | Single Family | Existing | 0.20459 | 0.61638 | 0.33192 | 0 | 0 | 0 | Fail RIM; Fail PCT | Commercial | Outdoor Lighting Controls | Y | Schools K-12 | Existing | 1.7219 | 0.57215 | 3.0095 | 0 | 0 | 0.9232 | Commercial | Energy Star Commercial Oven | Y | Grocery | Turnover | 3.6228 | 0.70592 | 5.132 | 0 | 0 | 0 | Pass TRC; Pass PCT; Fail 2-year Threshold
[12 empty] | Residential | Spray Foam Insulation(Base R12) | Y | Multi-Family | Existing | 0.16434 | 0.61638 | 0.26662 | 0 | 0 | 0 | Fail RIM; Fail PCT | Commercial | Outdoor Lighting Controls | Y | Warehouse | Existing | 1.7219 | 0.57215 | 3.0095 | 0 | 0 | 3.0259 | Commercial | Energy Star Commercial Oven | Y | Healthcare | Turnover | 3.6228 | 0.70592 | 5.132 | 0 | 0 | 0 | Pass TRC; Pass PCT; Fail 2-year Threshold
[12 empty] | Residential | Spray Foam Insulation(Base R12) | Y | Manufactured Home | Existing | 0.19342 | 0.61638 | 0.3138 | 0 | 0 | 0 | Fail RIM; Fail PCT | Commercial | Outdoor Lighting Controls | Y | Assembly | New | 1.7219 | 0.57215 | 3.0095 | 0 | 0 | 0.0035335 | Commercial | Energy Star Commercial Oven | Y | Hospitals | Turnover | 3.6228 | 0.70592 | 5.132 | 0 | 0 | 0 | Pass TRC; Pass PCT; Fail 2-year Threshold
[12 empty] | Residential | Spray Foam Insulation(Base R12) | Y | Single Family | New | 0.20459 | 0.61638 | 0.33192 | 0 | 0 | 0 | Fail RIM; Fail PCT | Commercial | Outdoor Lighting Controls | Y | College and University | New | 1.7219 | 0.57215 | 3.0095 | 0 | 0 | 0.0049852 | Commercial | Energy Star Commercial Oven | Y | Institutional | Turnover | 3.6228 | 0.70592 | 5.132 | 0 | 0 | 0 | Pass TRC; Pass PCT; Fail 2-year Threshold
[12 empty] | Residential | Spray Foam Insulation(Base R12) | Y | Multi-Family | New | 0.16434 | 0.61638 | 0.26662 | 0 | 0 | 0 | Fail RIM; Fail PCT | Commercial | Outdoor Lighting Controls | Y | Grocery | New | 1.7219 | 0.57215 | 3.0095 | 0 | 0 | 0.028416 | Commercial | Energy Star Commercial Oven | Y | Lodging/Hospitality | Turnover | 3.6228 | 0.70592 | 5.132 | 0 | 0 | 0 | Pass TRC; Pass PCT; Fail 2-year Threshold
[12 empty] | Residential | Spray Foam Insulation(Base R12) | Y | Manufactured Home | New | 0.19342 | 0.61638 | 0.3138 | 0 | 0 | 0 | Fail RIM; Fail PCT | Commercial | Outdoor Lighting Controls | Y | Healthcare | New | 1.7219 | 0.57215 | 3.0095 | 0 | 0 | 0.0079782 | Commercial | Energy Star Commercial Oven | Y | Miscellaneous | Turnover | 3.6228 | 0.70592 | 5.132 | 0 | 0 | 0 | Pass TRC; Pass PCT; Fail 2-year Threshold
[12 empty] | Residential | Spray Foam Insulation(Base R19) | Y | Single Family | Existing | 0.14912 | 0.63819 | 0.23367 | 0 | 0 | 0 | Fail RIM; Fail PCT | Commercial | Outdoor Lighting Controls | Y | Hospitals | New | 1.7219 | 0.57215 | 3.0095 | 0 | 0 | 0.0056209 | Commercial | Energy Star Commercial Oven | Y | Offices | Turnover | 3.6228 | 0.70592 | 5.132 | 0 | 0 | 0 | Pass TRC; Pass PCT; Fail 2-year Threshold
[12 empty] | Residential | Spray Foam Insulation(Base R19) | Y | Multi-Family | Existing | 0.12302 | 0.63819 | 0.19277 | 0 | 0 | 0 | Fail RIM; Fail PCT | Commercial | Outdoor Lighting Controls | Y | Institutional | New | 1.7219 | 0.57215 | 3.0095 | 0 | 0 | 0.07321 | Commercial | Energy Star Commercial Oven | Y | Restaurants | Turnover | 3.6228 | 0.70592 | 5.132 | 0 | 0 | 0 | Pass TRC; Pass PCT; Fail 2-year Threshold
[12 empty] | Residential | Spray Foam Insulation(Base R19) | Y | Manufactured Home | Existing | 0.15402 | 0.63819 | 0.24133 | 0 | 0 | 0 | Fail RIM; Fail PCT | Commercial | Outdoor Lighting Controls | Y | Lodging/Hospitality | New | 1.7219 | 0.57215 | 3.0095 | 0 | 0 | 0.05971 | Commercial | Energy Star Commercial Oven | Y | Retail | Turnover | 3.6228 | 0.70592 | 5.132 | 0 | 0 | 0 | Pass TRC; Pass PCT; Fail 2-year Threshold
[12 empty] | Residential | Spray Foam Insulation(Base R19) | Y | Single Family | New | 0.14912 | 0.63819 | 0.23367 | 0 | 0 | 0 | Fail RIM; Fail PCT | Commercial | Outdoor Lighting Controls | Y | Miscellaneous | New | 1.7219 | 0.57215 | 3.0095 | 0 | 0 | 0.025402 | Commercial | Energy Star Commercial Oven | Y | Schools K-12 | Turnover | 3.6228 | 0.70592 | 5.132 | 0 | 0 | 0 | Pass TRC; Pass PCT; Fail 2-year Threshold
[12 empty] | Residential | Spray Foam Insulation(Base R19) | Y | Multi-Family | New | 0.12302 | 0.63819 | 0.19277 | 0 | 0 | 0 | Fail RIM; Fail PCT | Commercial | Outdoor Lighting Controls | Y | Offices | New | 1.7219 | 0.57215 | 3.0095 | 0 | 0 | 0.074862 | Commercial | Energy Star Commercial Oven | Y | Warehouse | Turnover | 3.6228 | 0.70592 | 5.132 | 0 | 0 | 0 | Pass TRC; Pass PCT; Fail 2-year Threshold
[12 empty] | Residential | Spray Foam Insulation(Base R19) | Y | Manufactured Home | New | 0.15402 | 0.63819 | 0.24133 | 0 | 0 | 0 | Fail RIM; Fail PCT | Commercial | Outdoor Lighting Controls | Y | Restaurants | New | 1.7219 | 0.57215 | 3.0095 | 0 | 0 | 0.016264 | Commercial | Energy Star Commercial Oven | Y | Assembly | New | 3.6228 | 0.70592 | 5.132 | 0 | 0 | 0 | Pass TRC; Pass PCT; Fail 2-year Threshold
[12 empty] | Residential | Spray Foam Insulation(Base R2) | Y | Single Family | Existing | 0 | 0.63733 | 0 | 0 | 0 | 0 | Fail RIM; Fail PCT | Commercial | Outdoor Lighting Controls | Y | Retail | New | 1.7219 | 0.57215 | 3.0095 | 0 | 0 | 0.064392 | Commercial | Energy Star Commercial Oven | Y | College and University | New | 3.6228 | 0.70592 | 5.132 | 0 | 0 | 0 | Pass TRC; Pass PCT; Fail 2-year Threshold
[12 empty] | Residential | Spray Foam Insulation(Base R2) | Y | Multi-Family | Existing | 0 | 0.63733 | 0 | 0 | 0 | 0 | Fail RIM; Fail PCT | Commercial | Outdoor Lighting Controls | Y | Schools K-12 | New | 1.7219 | 0.57215 | 3.0095 | 0 | 0 | 0.02125 | Commercial | Energy Star Commercial Oven | Y | Grocery | New | 3.6228 | 0.70592 | 5.132 | 0 | 0 | 0 | Pass TRC; Pass PCT; Fail 2-year Threshold
[12 empty] | Residential | Spray Foam Insulation(Base R2) | Y | Manufactured Home | Existing | 0 | 0.63733 | 0 | 0 | 0 | 0 | Fail RIM; Fail PCT | Commercial | Outdoor Lighting Controls | Y | Warehouse | New | 1.7219 | 0.57215 | 3.0095 | 0 | 0 | 0.06965 | Commercial | Energy Star Commercial Oven | Y | Healthcare | New | 3.6228 | 0.70592 | 5.132 | 0 | 0 | 0 | Pass TRC; Pass PCT; Fail 2-year Threshold
[12 empty] | Residential | Spray Foam Insulation(Base R2) | Y | Single Family | New | 0 | 0.63733 | 0 | 0 | 0 | 0 | Fail RIM; Fail PCT | Commercial | Ceiling Insulation(R2 to R38) | Y | Assembly | Existing | 1.965 | 0.54065 | 3.6345 | 0 | 0 | 0 | Commercial | Energy Star Commercial Oven | Y | Hospitals | New | 3.6228 | 0.70592 | 5.132 | 0 | 0 | 0 | Pass TRC; Pass PCT; Fail 2-year Threshold
[12 empty] | Residential | Spray Foam Insulation(Base R2) | Y | Multi-Family | New | 0 | 0.63733 | 0 | 0 | 0 | 0 | Fail RIM; Fail PCT | Commercial | Ceiling Insulation(R2 to R38) | Y | College and University | Existing | 2.4171 | 0.6511 | 3.7123 | 0 | 0 | 0 | Commercial | Energy Star Commercial Oven | Y | Institutional | New | 3.6228 | 0.70592 | 5.132 | 0 | 0 | 0 | Pass TRC; Pass PCT; Fail 2-year Threshold
[12 empty] | Residential | Spray Foam Insulation(Base R2) | Y | Manufactured Home | New | 0 | 0.63733 | 0 | 0 | 0 | 0 | Fail RIM; Fail PCT | Commercial | Ceiling Insulation(R2 to R38) | Y | Grocery | Existing | 2.219 | 0.60448 | 3.6709 | 0 | 0 | 0 | Commercial | Energy Star Commercial Oven | Y | Lodging/Hospitality | New | 3.6228 | 0.70592 | 5.132 | 0 | 0 | 0 | Pass TRC; Pass PCT; Fail 2-year Threshold
[12 empty] | Residential | Spray Foam Insulation(Base R30) | Y | Single Family | Existing | 0.104 | 0.63377 | 0.1641 | 0 | 0 | 0 | Fail RIM; Fail PCT | Commercial | Ceiling Insulation(R2 to R38) | Y | Healthcare | Existing | 1.965 | 0.54065 | 3.6345 | 0.024588 | 0.0081591 | 1.2468 | Commercial | Energy Star Commercial Oven | Y | Miscellaneous | New | 3.6228 | 0.70592 | 5.132 | 0 | 0 | 0 | Pass TRC; Pass PCT; Fail 2-year Threshold
[12 empty] | Residential | Spray Foam Insulation(Base R30) | Y | Multi-Family | Existing | 0.086918 | 0.63377 | 0.13714 | 0 | 0 | 0 | Fail RIM; Fail PCT | Commercial | Ceiling Insulation(R2 to R38) | Y | Hospitals | Existing | 2.4171 | 0.6511 | 3.7123 | 0 | 0 | 0 | Commercial | Energy Star Commercial Oven | Y | Offices | New | 3.6228 | 0.70592 | 5.132 | 0 | 0 | 0 | Pass TRC; Pass PCT; Fail 2-year Threshold
[12 empty] | Residential | Spray Foam Insulation(Base R30) | Y | Manufactured Home | Existing | 0.12203 | 0.63377 | 0.19255 | 0 | 0 | 0 | Fail RIM; Fail PCT | Commercial | Ceiling Insulation(R2 to R38) | Y | Institutional | Existing | 1.965 | 0.54065 | 3.6345 | 0 | 0 | 0 | Commercial | Energy Star Commercial Oven | Y | Restaurants | New | 3.6228 | 0.70592 | 5.132 | 0 | 0 | 0 | Pass TRC; Pass PCT; Fail 2-year Threshold
[12 empty] | Residential | Spray Foam Insulation(Base R30) | Y | Single Family | New | 0.12606 | 0.63377 | 0.19891 | 0 | 0 | 0 | Fail RIM; Fail PCT | Commercial | Ceiling Insulation(R2 to R38) | Y | Lodging/Hospitality | Existing | 2.4171 | 0.6511 | 3.7123 | 0 | 0 | 0 | Commercial | Energy Star Commercial Oven | Y | Retail | New | 3.6228 | 0.70592 | 5.132 | 0 | 0 | 0 | Pass TRC; Pass PCT; Fail 2-year Threshold
[12 empty] | Residential | Spray Foam Insulation(Base R30) | Y | Multi-Family | New | 0.087511 | 0.63377 | 0.13808 | 0 | 0 | 0 | Fail RIM; Fail PCT | Commercial | Ceiling Insulation(R2 to R38) | Y | Miscellaneous | Existing | 1.965 | 0.54065 | 3.6345 | 0 | 0 | 0 | Commercial | Energy Star Commercial Oven | Y | Schools K-12 | New | 3.6228 | 0.70592 | 5.132 | 0 | 0 | 0 | Pass TRC; Pass PCT; Fail 2-year Threshold
[12 empty] | Residential | Spray Foam Insulation(Base R30) | Y | Manufactured Home | New | 0.12962 | 0.63377 | 0.20452 | 0 | 0 | 0 | Fail RIM; Fail PCT | Commercial | Ceiling Insulation(R2 to R38) | Y | Offices | Existing | 1.965 | 0.54065 | 3.6345 | 0.03223 | 0.10649 | 1.8467 | Commercial | Energy Star Commercial Oven | Y | Warehouse | New | 3.6228 | 0.70592 | 5.132 | 0 | 0 | 0 | Pass TRC; Pass PCT; Fail 2-year Threshold
[12 empty] | Residential | Storm Door | N | Single Family | Existing | 0.28439 | 0.58955 | 0.48238 | 0 | 0 | 0 | Fail RIM; Fail PCT | Commercial | Ceiling Insulation(R2 to R38) | Y | Restaurants | Existing | 2.219 | 0.60448 | 3.6709 | 0 | 0 | 0 | Commercial | Energy Star Fryer | Y | Assembly | Turnover | 0.28459 | 0.71352 | 0.39885 | 0 | 0 | 0 | Fail TRC; Fail PCT
[12 empty] | Residential | Storm Door | N | Multi-Family | Existing | 0.28439 | 0.58955 | 0.48238 | 0 | 0 | 0 | Fail RIM; Fail PCT | Commercial | Ceiling Insulation(R2 to R38) | Y | Retail | Existing | 2.219 | 0.60448 | 3.6709 | 0 | 0 | 0 | Commercial | Energy Star Fryer | Y | College and University | Turnover | 0.28459 | 0.71352 | 0.39885 | 0 | 0 | 0 | Fail TRC; Fail PCT
[12 empty] | Residential | Storm Door | N | Manufactured Home | Existing | 0.28439 | 0.58955 | 0.48238 | 0 | 0 | 0 | Fail RIM; Fail PCT | Commercial | Ceiling Insulation(R2 to R38) | Y | Schools K-12 | Existing | 1.965 | 0.54065 | 3.6345 | 0 | 0 | 0 | Commercial | Energy Star Fryer | Y | Grocery | Turnover | 0.28459 | 0.71352 | 0.39885 | 0 | 0 | 0 | Fail TRC; Fail PCT
[12 empty] | Residential | Storm Door | N | Single Family | New | 0.18841 | 0.58955 | 0.31958 | 0 | 0 | 0 | Fail RIM; Fail PCT | Commercial | Ceiling Insulation(R2 to R38) | Y | Warehouse | Existing | 1.6829 | 0.60768 | 2.7694 | 0 | 0 | 0 | Commercial | Energy Star Fryer | Y | Healthcare | Turnover | 0.28459 | 0.71352 | 0.39885 | 0 | 0 | 0 | Fail TRC; Fail PCT
[12 empty] | Residential | Storm Door | N | Multi-Family | New | 0.18841 | 0.58955 | 0.31958 | 0 | 0 | 0 | Fail RIM; Fail PCT | Commercial | Ceiling Insulation(R2 to R38) | Y | Assembly | New | 1.9318 | 0.54065 | 3.5732 | 0 | 0 | 0 | Commercial | Energy Star Fryer | Y | Hospitals | Turnover | 0.28459 | 0.71352 | 0.39885 | 0 | 0 | 0 | Fail TRC; Fail PCT
[12 empty] | Residential | Storm Door | N | Manufactured Home | New | 0.18841 | 0.58955 | 0.31958 | 0 | 0 | 0 | Fail RIM; Fail PCT | Commercial | Ceiling Insulation(R2 to R38) | Y | College and University | New | 2.3763 | 0.6511 | 3.6497 | 0 | 0 | 0 | Commercial | Energy Star Fryer | Y | Institutional | Turnover | 0.28459 | 0.71352 | 0.39885 | 0 | 0 | 0 | Fail TRC; Fail PCT
[12 empty] | Residential | Wall Insulation | N | Single Family | Existing | 0.60284 | 0.619 | 0.97389 | 0 | 0 | 0 | Fail RIM; Fail PCT | Commercial | Ceiling Insulation(R2 to R38) | Y | Grocery | New | 2.1816 | 0.60448 | 3.6089 | 0 | 0 | 0 | Commercial | Energy Star Fryer | Y | Lodging/Hospitality | Turnover | 0.28459 | 0.71352 | 0.39885 | 0 | 0 | 0 | Fail TRC; Fail PCT
[12 empty] | Residential | Wall Insulation | N | Multi-Family | Existing | 0.26715 | 0.60709 | 0.44006 | 0 | 0 | 0 | Fail RIM; Fail PCT | Commercial | Ceiling Insulation(R2 to R38) | Y | Healthcare | New | 1.9318 | 0.54065 | 3.5732 | 0 | 0 | 0 | Commercial | Energy Star Fryer | Y | Miscellaneous | Turnover | 0.28459 | 0.71352 | 0.39885 | 0 | 0 | 0 | Fail TRC; Fail PCT
[12 empty] | Residential | Wall Insulation | N | Manufactured Home | Existing | 0.57837 | 0.61447 | 0.94125 | 0 | 0 | 0 | Fail RIM; Fail PCT | Commercial | Ceiling Insulation(R2 to R38) | Y | Hospitals | New | 2.3763 | 0.6511 | 3.6497 | 0 | 0 | 0 | Commercial | Energy Star Fryer | Y | Offices | Turnover | 0.28459 | 0.71352 | 0.39885 | 0 | 0 | 0 | Fail TRC; Fail PCT
[12 empty] | Residential | Wall Insulation | N | Single Family | New | 0 | 0 | 0 | 0 | 0 | 0 | Fail RIM; Fail PCT | Commercial | Ceiling Insulation(R2 to R38) | Y | Institutional | New | 1.9318 | 0.54065 | 3.5732 | 0 | 0 | 0 | Commercial | Energy Star Fryer | Y | Restaurants | Turnover | 0.28459 | 0.71352 | 0.39885 | 0 | 0 | 0 | Fail TRC; Fail PCT
[12 empty] | Residential | Wall Insulation | N | Multi-Family | New | 0 | 0 | 0 | 0 | 0 | 0 | Fail RIM; Fail PCT | Commercial | Ceiling Insulation(R2 to R38) | Y | Lodging/Hospitality | New | 2.3763 | 0.6511 | 3.6497 | 0 | 0 | 0 | Commercial | Energy Star Fryer | Y | Retail | Turnover | 0.28459 | 0.71352 | 0.39885 | 0 | 0 | 0 | Fail TRC; Fail PCT
[12 empty] | Residential | Wall Insulation | N | Manufactured Home | New | 0 | 0 | 0 | 0 | 0 | 0 | Fail RIM; Fail PCT | Commercial | Ceiling Insulation(R2 to R38) | Y | Miscellaneous | New | 1.9318 | 0.54065 | 3.5732 | 0 | 0 | 0 | Commercial | Energy Star Fryer | Y | Schools K-12 | Turnover | 0.28459 | 0.71352 | 0.39885 | 0 | 0 | 0 | Fail TRC; Fail PCT
[12 empty] | Residential | Window Sun Protection | Y | Single Family | Existing | 0.049017 | 0.68038 | 0.072043 | 0 | 0 | 0 | Fail RIM; Fail PCT | Commercial | Ceiling Insulation(R2 to R38) | Y | Offices | New | 1.9318 | 0.54065 | 3.5732 | 0 | 0 | 0 | Commercial | Energy Star Fryer | Y | Warehouse | Turnover | 0.28459 | 0.71352 | 0.39885 | 0 | 0 | 0 | Fail TRC; Fail PCT
[12 empty] | Residential | Window Sun Protection | Y | Multi-Family | Existing | 0.068848 | 0.68038 | 0.10119 | 0 | 0 | 0 | Fail RIM; Fail PCT | Commercial | Ceiling Insulation(R2 to R38) | Y | Restaurants | New | 2.1816 | 0.60448 | 3.6089 | 0 | 0 | 0 | Commercial | Energy Star Fryer | Y | Assembly | New | 0.28459 | 0.71352 | 0.39885 | 0 | 0 | 0 | Fail TRC; Fail PCT
[12 empty] | Residential | Window Sun Protection | Y | Manufactured Home | Existing | 0.052209 | 0.68038 | 0.076734 | 0 | 0 | 0 | Fail RIM; Fail PCT | Commercial | Ceiling Insulation(R2 to R38) | Y | Retail | New | 2.1816 | 0.60448 | 3.6089 | 0 | 0 | 0 | Commercial | Energy Star Fryer | Y | College and University | New | 0.28459 | 0.71352 | 0.39885 | 0 | 0 | 0 | Fail TRC; Fail PCT
[12 empty] | Residential | Window Sun Protection | Y | Single Family | New | 0.049017 | 0.68038 | 0.072043 | 0 | 0 | 0 | Fail RIM; Fail PCT | Commercial | Ceiling Insulation(R2 to R38) | Y | Schools K-12 | New | 1.9318 | 0.54065 | 3.5732 | 0 | 0 | 0 | Commercial | Energy Star Fryer | Y | Grocery | New | 0.28459 | 0.71352 | 0.39885 | 0 | 0 | 0 | Fail TRC; Fail PCT
[12 empty] | Residential | Window Sun Protection | Y | Multi-Family | New | 0.068848 | 0.68038 | 0.10119 | 0 | 0 | 0 | Fail RIM; Fail PCT | Commercial | Ceiling Insulation(R2 to R38) | Y | Warehouse | New | 1.6829 | 0.60768 | 2.7694 | 0 | 0 | 0 | Commercial | Energy Star Fryer | Y | Healthcare | New | 0.28459 | 0.71352 | 0.39885 | 0 | 0 | 0 | Fail TRC; Fail PCT
[12 empty] | Residential | Window Sun Protection | Y | Manufactured Home | New | 0.052209 | 0.68038 | 0.076734 | 0 | 0 | 0 | Fail RIM; Fail PCT | Commercial | Chilled Water System - Variable Speed Drives | Y | Assembly | Existing | 3.1294 | 0.64886 | 4.8229 | 0.20384 | 0.011764 | 1.8887 | Commercial | Energy Star Fryer | Y | Hospitals | New | 0.28459 | 0.71352 | 0.39885 | 0 | 0 | 0 | Fail TRC; Fail PCT
[12 empty] | Residential | Exterior Lighting Controls | N | Single Family | Existing | 0.60374 | 0.64367 | 0.93796 | 0 | 0 | 0 | Fail RIM; Fail PCT | Commercial | Chilled Water System - Variable Speed Drives | Y | College and University | Existing | 3.1294 | 0.64886 | 4.8229 | 0.0060283 | 0.00034791 | 0.055855 | Commercial | Energy Star Fryer | Y | Institutional | New | 0.28459 | 0.71352 | 0.39885 | 0 | 0 | 0 | Fail TRC; Fail PCT
[12 empty] | Residential | Exterior Lighting Controls | N | Multi-Family | Existing | 0.60374 | 0.64367 | 0.93796 | 0 | 0 | 0 | Fail RIM; Fail PCT | Commercial | Chilled Water System - Variable Speed Drives | Y | Grocery | Existing | 3.1294 | 0.64886 | 4.8229 | 0 | 0 | 0 | Commercial | Energy Star Fryer | Y | Lodging/Hospitality | New | 0.28459 | 0.71352 | 0.39885 | 0 | 0 | 0 | Fail TRC; Fail PCT
[12 empty] | Residential | Exterior Lighting Controls | N | Manufactured Home | Existing | 0.60374 | 0.64367 | 0.93796 | 0 | 0 | 0 | Fail RIM; Fail PCT | Commercial | Chilled Water System - Variable Speed Drives | Y | Healthcare | Existing | 3.1294 | 0.64886 | 4.8229 | 0 | 0 | 0 | Commercial | Energy Star Fryer | Y | Miscellaneous | New | 0.28459 | 0.71352 | 0.39885 | 0 | 0 | 0 | Fail TRC; Fail PCT
[12 empty] | Residential | Exterior Lighting Controls | N | Single Family | New | 0.60374 | 0.64367 | 0.93796 | 0 | 0 | 0 | Fail RIM; Fail PCT | Commercial | Chilled Water System - Variable Speed Drives | Y | Hospitals | Existing | 3.1294 | 0.64886 | 4.8229 | 0.1122 | 0.0064755 | 1.0396 | Commercial | Energy Star Fryer | Y | Offices | New | 0.28459 | 0.71352 | 0.39885 | 0 | 0 | 0 | Fail TRC; Fail PCT
[12 empty] | Residential | Exterior Lighting Controls | N | Multi-Family | New | 0.60374 | 0.64367 | 0.93796 | 0 | 0 | 0 | Fail RIM; Fail PCT | Commercial | Chilled Water System - Variable Speed Drives | Y | Institutional | Existing | 3.1294 | 0.64886 | 4.8229 | 1.2185 | 0.070322 | 11.2899 | Commercial | Energy Star Fryer | Y | Restaurants | New | 0.28459 | 0.71352 | 0.39885 | 0 | 0 | 0 | Fail TRC; Fail PCT
[12 empty] | Residential | Exterior Lighting Controls | N | Manufactured Home | New | 0.60374 | 0.64367 | 0.93796 | 0 | 0 | 0 | Fail RIM; Fail PCT | Commercial | Chilled Water System - Variable Speed Drives | Y | Lodging/Hospitality | Existing | 3.1294 | 0.64886 | 4.8229 | 0.55856 | 0.032236 | 5.1754 | Commercial | Energy Star Fryer | Y | Retail | New | 0.28459 | 0.71352 | 0.39885 | 0 | 0 | 0 | Fail TRC; Fail PCT
[12 empty] | Residential | Interior Lighting Controls | N | Single Family | Existing | 0.25856 | 0.62653 | 0.41269 | 0 | 0 | 0 | Fail RIM; Fail PCT | Commercial | Chilled Water System - Variable Speed Drives | Y | Miscellaneous | Existing | 3.1294 | 0.64886 | 4.8229 | 0.083276 | 0.0048061 | 0.7716 | Commercial | Energy Star Fryer | Y | Schools K-12 | New | 0.28459 | 0.71352 | 0.39885 | 0 | 0 | 0 | Fail TRC; Fail PCT
[12 empty] | Residential | Interior Lighting Controls | N | Multi-Family | Existing | 0.25856 | 0.62653 | 0.41269 | 0 | 0 | 0 | Fail RIM; Fail PCT | Commercial | Chilled Water System - Variable Speed Drives | Y | Offices | Existing | 3.1294 | 0.64886 | 4.8229 | 0.69844 | 0.040309 | 6.4715 | Commercial | Energy Star Fryer | Y | Warehouse | New | 0.28459 | 0.71352 | 0.39885 | 0 | 0 | 0 | Fail TRC; Fail PCT
[12 empty] | Residential | Interior Lighting Controls | N | Manufactured Home | Existing | 0.25856 | 0.62653 | 0.41269 | 0 | 0 | 0 | Fail RIM; Fail PCT | Commercial | Chilled Water System - Variable Speed Drives | Y | Restaurants | Existing | 3.1294 | 0.64886 | 4.8229 | 0.034757 | 0.0020059 | 0.32205 | Commercial | Energy Star Griddle | Y | Assembly | Turnover | 999 | 0.70923 | 999 | 0 | 0 | 0 | Pass TRC; Pass PCT; Fail 2-year Threshold
[12 empty] | Residential | Interior Lighting Controls | N | Single Family | New | 0.25856 | 0.62653 | 0.41269 | 0 | 0 | 0 | Fail RIM; Fail PCT | Commercial | Chilled Water System - Variable Speed Drives | Y | Retail | Existing | 3.1294 | 0.64886 | 4.8229 | 0 | 0 | 0 | Commercial | Energy Star Griddle | Y | College and University | Turnover | 999 | 0.70923 | 999 | 0 | 0 | 0 | Pass TRC; Pass PCT; Fail 2-year Threshold
[12 empty] | Residential | Interior Lighting Controls | N | Multi-Family | New | 0.25856 | 0.62653 | 0.41269 | 0 | 0 | 0 | Fail RIM; Fail PCT | Commercial | Chilled Water System - Variable Speed Drives | Y | Schools K-12 | Existing | 3.1294 | 0.64886 | 4.8229 | 0.66884 | 0.038601 | 6.1972 | Commercial | Energy Star Griddle | Y | Grocery | Turnover | 999 | 0.70923 | 999 | 0 | 0 | 0 | Pass TRC; Pass PCT; Fail 2-year Threshold
[12 empty] | Residential | Interior Lighting Controls | N | Manufactured Home | New | 0.25856 | 0.62653 | 0.41269 | 0 | 0 | 0 | Fail RIM; Fail PCT | Commercial | Chilled Water System - Variable Speed Drives | Y | Warehouse | Existing | 3.1294 | 0.64886 | 4.8229 | 0 | 0 | 0 | Commercial | Energy Star Griddle | Y | Healthcare | Turnover | 999 | 0.70923 | 999 | 0 | 0 | 0 | Pass TRC; Pass PCT; Fail 2-year Threshold
[12 empty] | Residential | Solar Attic Fan | N | Single Family | Existing | 0.279 | 0.61786 | 0.45156 | 0 | 0 | 0 | Fail RIM; Fail PCT | Commercial | Chilled Water System - Variable Speed Drives | Y | Assembly | New | 3.1294 | 0.64886 | 4.8229 | 0.0046965 | 0.00027105 | 0.043516 | Commercial | Energy Star Griddle | Y | Hospitals | Turnover | 999 | 0.70923 | 999 | 0 | 0 | 0 | Pass TRC; Pass PCT; Fail 2-year Threshold
[12 empty] | Residential | Solar Attic Fan | N | Multi-Family | Existing | 0.13514 | 0.61786 | 0.21873 | 0 | 0 | 0 | Fail RIM; Fail PCT | Commercial | Chilled Water System - Variable Speed Drives | Y | College and University | New | 3.1294 | 0.64886 | 4.8229 | 0.00013876 | 8.0081e-06 | 0.0012857 | Commercial | Energy Star Griddle | Y | Institutional | Turnover | 999 | 0.70923 | 999 | 0 | 0 | 0 | Pass TRC; Pass PCT; Fail 2-year Threshold
[12 empty] | Residential | Solar Attic Fan | N | Manufactured Home | Existing | 0.18563 | 0.61786 | 0.30043 | 0 | 0 | 0 | Fail RIM; Fail PCT | Commercial | Chilled Water System - Variable Speed Drives | Y | Grocery | New | 3.1294 | 0.64886 | 4.8229 | 0 | 0 | 0 | Commercial | Energy Star Griddle | Y | Lodging/Hospitality | Turnover | 999 | 0.70923 | 999 | 0 | 0 | 0 | Pass TRC; Pass PCT; Fail 2-year Threshold
[12 empty] | Residential | Solar Attic Fan | N | Single Family | New | 0.279 | 0.61786 | 0.45156 | 0 | 0 | 0 | Fail RIM; Fail PCT | Commercial | Chilled Water System - Variable Speed Drives | Y | Healthcare | New | 3.1294 | 0.64886 | 4.8229 | 0 | 0 | 0 | Commercial | Energy Star Griddle | Y | Miscellaneous | Turnover | 999 | 0.70923 | 999 | 0 | 0 | 0 | Pass TRC; Pass PCT; Fail 2-year Threshold
[12 empty] | Residential | Solar Attic Fan | N | Multi-Family | New | 0.13514 | 0.61786 | 0.21873 | 0 | 0 | 0 | Fail RIM; Fail PCT | Commercial | Chilled Water System - Variable Speed Drives | Y | Hospitals | New | 3.1294 | 0.64886 | 4.8229 | 0.0012625 | 7.2865e-05 | 0.011698 | Commercial | Energy Star Griddle | Y | Offices | Turnover | 999 | 0.70923 | 999 | 0 | 0 | 0 | Pass TRC; Pass PCT; Fail 2-year Threshold
[12 empty] | Residential | Solar Attic Fan | N | Manufactured Home | New | 0.18563 | 0.61786 | 0.30043 | 0 | 0 | 0 | Fail RIM; Fail PCT | Commercial | Chilled Water System - Variable Speed Drives | Y | Institutional | New | 3.1294 | 0.64886 | 4.8229 | 0.028047 | 0.0016187 | 0.25987 | Commercial | Energy Star Griddle | Y | Restaurants | Turnover | 999 | 0.70923 | 999 | 0 | 0 | 0 | Pass TRC; Pass PCT; Fail 2-year Threshold
[12 empty] | Commercial | Efficient Exhaust Hood | Y | Assembly | Turnover | 3.2843 | 0.71916 | 4.5669 | 0 | 0 | 0 | Fail RIM; Pass PCT | Commercial | Chilled Water System - Variable Speed Drives | Y | Lodging/Hospitality | New | 3.1294 | 0.64886 | 4.8229 | 0.012857 | 0.00074201 | 0.11913 | Commercial | Energy Star Griddle | Y | Retail | Turnover | 999 | 0.70923 | 999 | 0 | 0 | 0 | Pass TRC; Pass PCT; Fail 2-year Threshold
[12 empty] | Commercial | Efficient Exhaust Hood | Y | College and University | Turnover | 3.2843 | 0.71916 | 4.5669 | 0 | 0 | 0 | Fail RIM; Pass PCT | Commercial | Chilled Water System - Variable Speed Drives | Y | Miscellaneous | New | 3.1294 | 0.64886 | 4.8229 | 0.0019168 | 0.00011063 | 0.017761 | Commercial | Energy Star Griddle | Y | Schools K-12 | Turnover | 999 | 0.70923 | 999 | 0 | 0 | 0 | Pass TRC; Pass PCT; Fail 2-year Threshold
[12 empty] | Commercial | Efficient Exhaust Hood | Y | Grocery | Turnover | 3.2843 | 0.71916 | 4.5669 | 0 | 0 | 0 | Fail RIM; Pass PCT | Commercial | Chilled Water System - Variable Speed Drives | Y | Offices | New | 3.1294 | 0.64886 | 4.8229 | 0.016077 | 0.00092783 | 0.14896 | Commercial | Energy Star Griddle | Y | Warehouse | Turnover | 999 | 0.70923 | 999 | 0 | 0 | 0 | Pass TRC; Pass PCT; Fail 2-year Threshold
[12 empty] | Commercial | Efficient Exhaust Hood | Y | Healthcare | Turnover | 3.2843 | 0.71916 | 4.5669 | 0 | 0 | 0 | Fail RIM; Pass PCT | Commercial | Chilled Water System - Variable Speed Drives | Y | Restaurants | New | 3.1294 | 0.64886 | 4.8229 | 0.00080004 | 4.6173e-05 | 0.0074128 | Commercial | Energy Star Griddle | Y | Assembly | New | 999 | 0.70923 | 999 | 0 | 0 | 0 | Pass TRC; Pass PCT; Fail 2-year Threshold
[12 empty] | Commercial | Efficient Exhaust Hood | Y | Hospitals | Turnover | 3.2843 | 0.71916 | 4.5669 | 0 | 0 | 0 | Fail RIM; Pass PCT | Commercial | Chilled Water System - Variable Speed Drives | Y | Retail | New | 3.1294 | 0.64886 | 4.8229 | 0 | 0 | 0 | Commercial | Energy Star Griddle | Y | College and University | New | 999 | 0.70923 | 999 | 0 | 0 | 0 | Pass TRC; Pass PCT; Fail 2-year Threshold
[12 empty] | Commercial | Efficient Exhaust Hood | Y | Institutional | Turnover | 3.2843 | 0.71916 | 4.5669 | 0 | 0 | 0 | Fail RIM; Pass PCT | Commercial | Chilled Water System - Variable Speed Drives | Y | Schools K-12 | New | 3.1294 | 0.64886 | 4.8229 | 0.015395 | 0.00088851 | 0.14265 | Commercial | Energy Star Griddle | Y | Grocery | New | 999 | 0.70923 | 999 | 0 | 0 | 0 | Pass TRC; Pass PCT; Fail 2-year Threshold
[12 empty] | Commercial | Efficient Exhaust Hood | Y | Lodging/Hospitality | Turnover | 3.2843 | 0.71916 | 4.5669 | 0 | 0 | 0 | Fail RIM; Pass PCT | Commercial | Chilled Water System - Variable Speed Drives | Y | Warehouse | New | 3.1294 | 0.64886 | 4.8229 | 0 | 0 | 0 | Commercial | Energy Star Griddle | Y | Healthcare | New | 999 | 0.70923 | 999 | 0 | 0 | 0 | Pass TRC; Pass PCT; Fail 2-year Threshold
[12 empty] | Commercial | Efficient Exhaust Hood | Y | Miscellaneous | Turnover | 3.2843 | 0.71916 | 4.5669 | 0 | 0 | 0 | Fail RIM; Pass PCT | Commercial | Dedicated Outdoor Air System on VRF unit | Y | Healthcare | Existing | 1.2629 | 0.64902 | 1.9458 | 0.0082219 | 0.0011385 | 0.030722 | Commercial | Energy Star Griddle | Y | Hospitals | New | 999 | 0.70923 | 999 | 0 | 0 | 0 | Pass TRC; Pass PCT; Fail 2-year Threshold
[12 empty] | Commercial | Efficient Exhaust Hood | Y | Offices | Turnover | 3.2843 | 0.71916 | 4.5669 | 0 | 0 | 0 | Fail RIM; Pass PCT | Commercial | Dedicated Outdoor Air System on VRF unit | Y | Hospitals | Existing | 1.2032 | 0.64902 | 1.8538 | 0.00084669 | 0.00069838 | 0.0050532 | Commercial | Energy Star Griddle | Y | Institutional | New | 999 | 0.70923 | 999 | 0 | 0 | 0 | Pass TRC; Pass PCT; Fail 2-year Threshold
[12 empty] | Commercial | Efficient Exhaust Hood | Y | Restaurants | Turnover | 3.2843 | 0.71916 | 4.5669 | 0 | 0 | 0 | Fail RIM; Pass PCT | Commercial | Dedicated Outdoor Air System on VRF unit | Y | Healthcare | New | 1.2629 | 0.64902 | 1.9458 | 0.00017528 | 2.4182e-05 | 0.00065465 | Commercial | Energy Star Griddle | Y | Lodging/Hospitality | New | 999 | 0.70923 | 999 | 0 | 0 | 0 | Pass TRC; Pass PCT; Fail 2-year Threshold
[12 empty] | Commercial | Efficient Exhaust Hood | Y | Retail | Turnover | 3.2843 | 0.71916 | 4.5669 | 0 | 0 | 0 | Fail RIM; Pass PCT | Commercial | Dedicated Outdoor Air System on VRF unit | Y | Hospitals | New | 1.2032 | 0.64902 | 1.8538 | 1.684e-05 | 1.389e-05 | 0.0001005 | Commercial | Energy Star Griddle | Y | Miscellaneous | New | 999 | 0.70923 | 999 | 0 | 0 | 0 | Pass TRC; Pass PCT; Fail 2-year Threshold
[12 empty] | Commercial | Efficient Exhaust Hood | Y | Schools K-12 | Turnover | 3.2843 | 0.71916 | 4.5669 | 0 | 0 | 0 | Fail RIM; Pass PCT | Commercial | Duct Sealing Repair | Y | Assembly | Existing | 2.0055 | 0.65534 | 3.0603 | 0 | 0 | 0 | Commercial | Energy Star Griddle | Y | Offices | New | 999 | 0.70923 | 999 | 0 | 0 | 0 | Pass TRC; Pass PCT; Fail 2-year Threshold
[12 empty] | Commercial | Efficient Exhaust Hood | Y | Warehouse | Turnover | 3.2843 | 0.71916 | 4.5669 | 0 | 0 | 0 | Fail RIM; Pass PCT | Commercial | Duct Sealing Repair | Y | College and University | Existing | 3.0394 | 0.65534 | 4.6378 | 0 | 0 | 0 | Commercial | Energy Star Griddle | Y | Restaurants | New | 999 | 0.70923 | 999 | 0 | 0 | 0 | Pass TRC; Pass PCT; Fail 2-year Threshold
[12 empty] | Commercial | Efficient Exhaust Hood | Y | Assembly | New | 3.2843 | 0.71916 | 4.5669 | 0 | 0 | 0 | Fail RIM; Pass PCT | Commercial | Duct Sealing Repair | Y | Schools K-12 | Existing | 3.0394 | 0.65534 | 4.6378 | 0 | 0 | 0 | Commercial | Energy Star Griddle | Y | Retail | New | 999 | 0.70923 | 999 | 0 | 0 | 0 | Pass TRC; Pass PCT; Fail 2-year Threshold
[12 empty] | Commercial | Efficient Exhaust Hood | Y | College and University | New | 3.2843 | 0.71916 | 4.5669 | 0 | 0 | 0 | Fail RIM; Pass PCT | Commercial | Duct Sealing Repair | Y | Assembly | New | 2.0055 | 0.65534 | 3.0603 | 0 | 0 | 0 | Commercial | Energy Star Griddle | Y | Schools K-12 | New | 999 | 0.70923 | 999 | 0 | 0 | 0 | Pass TRC; Pass PCT; Fail 2-year Threshold
[12 empty] | Commercial | Efficient Exhaust Hood | Y | Grocery | New | 3.2843 | 0.71916 | 4.5669 | 0 | 0 | 0 | Fail RIM; Pass PCT | Commercial | Duct Sealing Repair | Y | College and University | New | 3.0394 | 0.65534 | 4.6378 | 0 | 0 | 0 | Commercial | Energy Star Griddle | Y | Warehouse | New | 999 | 0.70923 | 999 | 0 | 0 | 0 | Pass TRC; Pass PCT; Fail 2-year Threshold
[12 empty] | Commercial | Efficient Exhaust Hood | Y | Healthcare | New | 3.2843 | 0.71916 | 4.5669 | 0 | 0 | 0 | Fail RIM; Pass PCT | Commercial | Duct Sealing Repair | Y | Schools K-12 | New | 3.0394 | 0.65534 | 4.6378 | 0 | 0 | 0 | Commercial | Energy Star Steamer | Y | Assembly | Turnover | 8.2099 | 0.70921 | 11.5762 | 0 | 0 | 0 | Pass TRC; Pass PCT; Fail 2-year Threshold
[12 empty] | Commercial | Efficient Exhaust Hood | Y | Hospitals | New | 3.2843 | 0.71916 | 4.5669 | 0 | 0 | 0 | Fail RIM; Pass PCT | Commercial | ECM Motors on Furnaces | Y | Assembly | Existing | 1.3162 | 0.68991 | 1.9077 | 0 | 0 | 0.00028303 | Commercial | Energy Star Steamer | Y | College and University | Turnover | 8.2099 | 0.70921 | 11.5762 | 0 | 0 | 0 | Pass TRC; Pass PCT; Fail 2-year Threshold
[12 empty] | Commercial | Efficient Exhaust Hood | Y | Institutional | New | 3.2843 | 0.71916 | 4.5669 | 0 | 0 | 0 | Fail RIM; Pass PCT | Commercial | ECM Motors on Furnaces | Y | College and University | Existing | 1.2739 | 0.66777 | 1.9077 | 0 | 0 | 0 | Commercial | Energy Star Steamer | Y | Grocery | Turnover | 8.2099 | 0.70921 | 11.5762 | 0 | 0 | 0 | Pass TRC; Pass PCT; Fail 2-year Threshold
[12 empty] | Commercial | Efficient Exhaust Hood | Y | Lodging/Hospitality | New | 3.2843 | 0.71916 | 4.5669 | 0 | 0 | 0 | Fail RIM; Pass PCT | Commercial | ECM Motors on Furnaces | Y | Grocery | Existing | 2.0986 | 0.63957 | 3.2813 | 0 | 3.834e-05 | 0.00033586 | Commercial | Energy Star Steamer | Y | Healthcare | Turnover | 8.2099 | 0.70921 | 11.5762 | 0 | 0 | 0 | Pass TRC; Pass PCT; Fail 2-year Threshold
[12 empty] | Commercial | Efficient Exhaust Hood | Y | Miscellaneous | New | 3.2843 | 0.71916 | 4.5669 | 0 | 0 | 0 | Fail RIM; Pass PCT | Commercial | ECM Motors on Furnaces | Y | Healthcare | Existing | 2.0637 | 0.68991 | 2.9913 | 0 | 0 | 3.9185e-05 | Commercial | Energy Star Steamer | Y | Hospitals | Turnover | 8.2099 | 0.70921 | 11.5762 | 0 | 0 | 0 | Pass TRC; Pass PCT; Fail 2-year Threshold
[12 empty] | Commercial | Efficient Exhaust Hood | Y | Offices | New | 3.2843 | 0.71916 | 4.5669 | 0 | 0 | 0 | Fail RIM; Pass PCT | Commercial | ECM Motors on Furnaces | Y | Hospitals | Existing | 2.2727 | 0.66777 | 3.4034 | 0 | 1.0516e-06 | 6.8914e-06 | Commercial | Energy Star Steamer | Y | Institutional | Turnover | 8.2099 | 0.70921 | 11.5762 | 0 | 0 | 0 | Pass TRC; Pass PCT; Fail 2-year Threshold
[12 empty] | Commercial | Efficient Exhaust Hood | Y | Restaurants | New | 3.2843 | 0.71916 | 4.5669 | 0 | 0 | 0 | Fail RIM; Pass PCT | Commercial | ECM Motors on Furnaces | Y | Institutional | Existing | 1.1477 | 0.68991 | 1.6635 | 0 | 0 | 0.00037743 | Commercial | Energy Star Steamer | Y | Lodging/Hospitality | Turnover | 8.2099 | 0.70921 | 11.5762 | 0 | 0 | 0 | Pass TRC; Pass PCT; Fail 2-year Threshold
[12 empty] | Commercial | Efficient Exhaust Hood | Y | Retail | New | 3.2843 | 0.71916 | 4.5669 | 0 | 0 | 0 | Fail RIM; Pass PCT | Commercial | ECM Motors on Furnaces | Y | Lodging/Hospitality | Existing | 1.2885 | 0.63957 | 2.0146 | 0 | 4.7916e-05 | 0.00041975 | Commercial | Energy Star Steamer | Y | Miscellaneous | Turnover | 8.2099 | 0.70921 | 11.5762 | 0 | 0 | 0 | Pass TRC; Pass PCT; Fail 2-year Threshold
[12 empty] | Commercial | Efficient Exhaust Hood | Y | Schools K-12 | New | 3.2843 | 0.71916 | 4.5669 | 0 | 0 | 0 | Fail RIM; Pass PCT | Commercial | ECM Motors on Furnaces | Y | Retail | Existing | 2.8209 | 0.63957 | 4.4107 | 0 | 1.9448e-05 | 0.00017036 | Commercial | Energy Star Steamer | Y | Offices | Turnover | 8.2099 | 0.70921 | 11.5762 | 0 | 0 | 0 | Pass TRC; Pass PCT; Fail 2-year Threshold
[12 empty] | Commercial | Efficient Exhaust Hood | Y | Warehouse | New | 3.2843 | 0.71916 | 4.5669 | 0 | 0 | 0 | Fail RIM; Pass PCT | Commercial | ECM Motors on Furnaces | Y | Schools K-12 | Existing | 2.8008 | 0.68991 | 4.0596 | 0 | 0 | 0 | Commercial | Energy Star Steamer | Y | Restaurants | Turnover | 8.2099 | 0.70921 | 11.5762 | 0 | 0 | 0 | Pass TRC; Pass PCT; Fail 2-year Threshold
[12 empty] | Commercial | Energy Star Commercial Oven | Y | Assembly | Turnover | 3.6228 | 0.70592 | 5.132 | 0 | 0 | 0 | Fail RIM; Pass PCT | Commercial | ECM Motors on Furnaces | Y | Assembly | New | 1.3162 | 0.68991 | 1.9077 | 0 | 0 | 6.5211e-06 | Commercial | Energy Star Steamer | Y | Retail | Turnover | 8.2099 | 0.70921 | 11.5762 | 0 | 0 | 0 | Pass TRC; Pass PCT; Fail 2-year Threshold
[12 empty] | Commercial | Energy Star Commercial Oven | Y | College and University | Turnover | 3.6228 | 0.70592 | 5.132 | 0 | 0 | 0 | Fail RIM; Pass PCT | Commercial | ECM Motors on Furnaces | Y | College and University | New | 1.2739 | 0.66777 | 1.9077 | 0 | 0 | 0 | Commercial | Energy Star Steamer | Y | Schools K-12 | Turnover | 8.2099 | 0.70921 | 11.5762 | 0 | 0 | 0 | Pass TRC; Pass PCT; Fail 2-year Threshold
[12 empty] | Commercial | Energy Star Commercial Oven | Y | Grocery | Turnover | 3.6228 | 0.70592 | 5.132 | 0 | 0 | 0 | Fail RIM; Pass PCT | Commercial | ECM Motors on Furnaces | Y | Grocery | New | 2.0986 | 0.63957 | 3.2813 | 0 | 8.825e-07 | 7.7307e-06 | Commercial | Energy Star Steamer | Y | Warehouse | Turnover | 8.2099 | 0.70921 | 11.5762 | 0 | 0 | 0 | Pass TRC; Pass PCT; Fail 2-year Threshold
[12 empty] | Commercial | Energy Star Commercial Oven | Y | Healthcare | Turnover | 3.6228 | 0.70592 | 5.132 | 0 | 0 | 0 | Fail RIM; Pass PCT | Commercial | ECM Motors on Furnaces | Y | Healthcare | New | 2.0637 | 0.68991 | 2.9913 | 0 | 0 | 9.0197e-07 | Commercial | Energy Star Steamer | Y | Assembly | New | 8.2099 | 0.70921 | 11.5762 | 0 | 0 | 0 | Pass TRC; Pass PCT; Fail 2-year Threshold
[12 empty] | Commercial | Energy Star Commercial Oven | Y | Hospitals | Turnover | 3.6228 | 0.70592 | 5.132 | 0 | 0 | 0 | Fail RIM; Pass PCT | Commercial | ECM Motors on Furnaces | Y | Hospitals | New | 2.2727 | 0.66777 | 3.4034 | 0 | 2.4205e-08 | 1.5863e-07 | Commercial | Energy Star Steamer | Y | College and University | New | 8.2099 | 0.70921 | 11.5762 | 0 | 0 | 0 | Pass TRC; Pass PCT; Fail 2-year Threshold
[12 empty] | Commercial | Energy Star Commercial Oven | Y | Institutional | Turnover | 3.6228 | 0.70592 | 5.132 | 0 | 0 | 0 | Fail RIM; Pass PCT | Commercial | ECM Motors on Furnaces | Y | Institutional | New | 1.1477 | 0.68991 | 1.6635 | 0 | 0 | 8.6876e-06 | Commercial | Energy Star Steamer | Y | Grocery | New | 8.2099 | 0.70921 | 11.5762 | 0 | 0 | 0 | Pass TRC; Pass PCT; Fail 2-year Threshold
[12 empty] | Commercial | Energy Star Commercial Oven | Y | Lodging/Hospitality | Turnover | 3.6228 | 0.70592 | 5.132 | 0 | 0 | 0 | Fail RIM; Pass PCT | Commercial | ECM Motors on Furnaces | Y | Lodging/Hospitality | New | 1.2885 | 0.63957 | 2.0146 | 0 | 1.0951e-06 | 9.5928e-06 | Commercial | Energy Star Steamer | Y | Healthcare | New | 8.2099 | 0.70921 | 11.5762 | 0 | 0 | 0 | Pass TRC; Pass PCT; Fail 2-year Threshold
[12 empty] | Commercial | Energy Star Commercial Oven | Y | Miscellaneous | Turnover | 3.6228 | 0.70592 | 5.132 | 0 | 0 | 0 | Fail RIM; Pass PCT | Commercial | ECM Motors on Furnaces | Y | Retail | New | 2.8209 | 0.63957 | 4.4107 | 0 | 4.4764e-07 | 3.9214e-06 | Commercial | Energy Star Steamer | Y | Hospitals | New | 8.2099 | 0.70921 | 11.5762 | 0 | 0 | 0 | Pass TRC; Pass PCT; Fail 2-year Threshold
[12 empty] | Commercial | Energy Star Commercial Oven | Y | Offices | Turnover | 3.6228 | 0.70592 | 5.132 | 0 | 0 | 0 | Fail RIM; Pass PCT | Commercial | ECM Motors on Furnaces | Y | Schools K-12 | New | 2.8008 | 0.68991 | 4.0596 | 0 | 0 | 0 | Commercial | Energy Star Steamer | Y | Institutional | New | 8.2099 | 0.70921 | 11.5762 | 0 | 0 | 0 | Pass TRC; Pass PCT; Fail 2-year Threshold
[12 empty] | Commercial | Energy Star Commercial Oven | Y | Restaurants | Turnover | 3.6228 | 0.70592 | 5.132 | 0 | 0 | 0 | Fail RIM; Pass PCT | Commercial | Facility Energy Management System | Y | College and University | Existing | 1.423 | 0.65774 | 2.1635 | 0.0036356 | 0.0024061 | 0.024635 | Commercial | Energy Star Steamer | Y | Lodging/Hospitality | New | 8.2099 | 0.70921 | 11.5762 | 0 | 0 | 0 | Pass TRC; Pass PCT; Fail 2-year Threshold
[12 empty] | Commercial | Energy Star Commercial Oven | Y | Retail | Turnover | 3.6228 | 0.70592 | 5.132 | 0 | 0 | 0 | Fail RIM; Pass PCT | Commercial | Facility Energy Management System | Y | Lodging/Hospitality | Existing | 2.2296 | 0.68344 | 3.2623 | 0.13263 | 0.029824 | 0.52509 | Commercial | Energy Star Steamer | Y | Miscellaneous | New | 8.2099 | 0.70921 | 11.5762 | 0 | 0 | 0 | Pass TRC; Pass PCT; Fail 2-year Threshold
[12 empty] | Commercial | Energy Star Commercial Oven | Y | Schools K-12 | Turnover | 3.6228 | 0.70592 | 5.132 | 0 | 0 | 0 | Fail RIM; Pass PCT | Commercial | Facility Energy Management System | Y | Miscellaneous | Existing | 3.0276 | 0.68383 | 4.4274 | 0.2425 | 0.01738 | 1.166 | Commercial | Energy Star Steamer | Y | Offices | New | 8.2099 | 0.70921 | 11.5762 | 0 | 0 | 0 | Pass TRC; Pass PCT; Fail 2-year Threshold
[12 empty] | Commercial | Energy Star Commercial Oven | Y | Warehouse | Turnover | 3.6228 | 0.70592 | 5.132 | 0 | 0 | 0 | Fail RIM; Pass PCT | Commercial | Facility Energy Management System | Y | Retail | Existing | 1.8109 | 0.68344 | 2.6497 | 0.59294 | 0.18131 | 2.2978 | Commercial | Energy Star Steamer | Y | Restaurants | New | 8.2099 | 0.70921 | 11.5762 | 0 | 0 | 0 | Pass TRC; Pass PCT; Fail 2-year Threshold
[12 empty] | Commercial | Energy Star Commercial Oven | Y | Assembly | New | 3.6228 | 0.70592 | 5.132 | 0 | 0 | 0 | Fail RIM; Pass PCT | Commercial | Facility Energy Management System | Y | Schools K-12 | Existing | 1.4844 | 0.68383 | 2.1707 | 0.034746 | 0.0015829 | 0.16972 | Commercial | Energy Star Steamer | Y | Retail | New | 8.2099 | 0.70921 | 11.5762 | 0 | 0 | 0 | Pass TRC; Pass PCT; Fail 2-year Threshold
[12 empty] | Commercial | Energy Star Commercial Oven | Y | College and University | New | 3.6228 | 0.70592 | 5.132 | 0 | 0 | 0 | Fail RIM; Pass PCT | Commercial | Facility Energy Management System | Y | College and University | New | 1.423 | 0.65774 | 2.1635 | 0.00049939 | 0.00033044 | 0.0033839 | Commercial | Energy Star Steamer | Y | Schools K-12 | New | 8.2099 | 0.70921 | 11.5762 | 0 | 0 | 0 | Pass TRC; Pass PCT; Fail 2-year Threshold
[12 empty] | Commercial | Energy Star Commercial Oven | Y | Grocery | New | 3.6228 | 0.70592 | 5.132 | 0 | 0 | 0 | Fail RIM; Pass PCT | Commercial | Facility Energy Management System | Y | Lodging/Hospitality | New | 2.2296 | 0.68344 | 3.2623 | 0.018232 | 0.0040958 | 0.072176 | Commercial | Energy Star Steamer | Y | Warehouse | New | 8.2099 | 0.70921 | 11.5762 | 0 | 0 | 0 | Pass TRC; Pass PCT; Fail 2-year Threshold
[12 empty] | Commercial | Energy Star Commercial Oven | Y | Healthcare | New | 3.6228 | 0.70592 | 5.132 | 0 | 0 | 0 | Fail RIM; Pass PCT | Commercial | Facility Energy Management System | Y | Miscellaneous | New | 3.0276 | 0.68383 | 4.4274 | 0.0055819 | 0.00040005 | 0.026839 | Commercial | Induction Cooktops | Y | Assembly | Turnover | 0.42711 | 0.69405 | 0.61539 | 0 | 0 | 0 | Fail TRC; Fail PCT
[12 empty] | Commercial | Energy Star Commercial Oven | Y | Hospitals | New | 3.6228 | 0.70592 | 5.132 | 0 | 0 | 0 | Fail RIM; Pass PCT | Commercial | Facility Energy Management System | Y | Retail | New | 1.8109 | 0.68344 | 2.6497 | 0.013571 | 0.0041498 | 0.052593 | Commercial | Induction Cooktops | Y | College and University | Turnover | 0.42711 | 0.69405 | 0.61539 | 0 | 0 | 0 | Fail TRC; Fail PCT
[12 empty] | Commercial | Energy Star Commercial Oven | Y | Institutional | New | 3.6228 | 0.70592 | 5.132 | 0 | 0 | 0 | Fail RIM; Pass PCT | Commercial | Facility Energy Management System | Y | Schools K-12 | New | 1.4844 | 0.68383 | 2.1707 | 0.0047878 | 0.00021738 | 0.023385 | Commercial | Induction Cooktops | Y | Grocery | Turnover | 0.42711 | 0.69405 | 0.61539 | 0 | 0 | 0 | Fail TRC; Fail PCT
[12 empty] | Commercial | Energy Star Commercial Oven | Y | Lodging/Hospitality | New | 3.6228 | 0.70592 | 5.132 | 0 | 0 | 0 | Fail RIM; Pass PCT | Commercial | Hotel Card Energy Control Systems | Y | Lodging/Hospitality | Existing | 1.7543 | 0.73013 | 2.4028 | 0.033743 | -0.0077337 | 4.4778 | Commercial | Induction Cooktops | Y | Healthcare | Turnover | 0.42711 | 0.69405 | 0.61539 | 0 | 0 | 0 | Fail TRC; Fail PCT
[12 empty] | Commercial | Energy Star Commercial Oven | Y | Miscellaneous | New | 3.6228 | 0.70592 | 5.132 | 0 | 0 | 0 | Fail RIM; Pass PCT | Commercial | Hotel Card Energy Control Systems | Y | Lodging/Hospitality | New | 1.7543 | 0.73013 | 2.4028 | 0.00077247 | -0.00017674 | 0.1025 | Commercial | Induction Cooktops | Y | Hospitals | Turnover | 0.42711 | 0.69405 | 0.61539 | 0 | 0 | 0 | Fail TRC; Fail PCT
[12 empty] | Commercial | Energy Star Commercial Oven | Y | Offices | New | 3.6228 | 0.70592 | 5.132 | 0 | 0 | 0 | Fail RIM; Pass PCT | Commercial | HVAC tune-up | Y | Restaurants | Existing | 1.3061 | 0.57175 | 2.2843 | 0.00043473 | 4.5673e-06 | 0.0023161 | Commercial | Induction Cooktops | Y | Institutional | Turnover | 0.42711 | 0.69405 | 0.61539 | 0 | 0 | 0 | Fail TRC; Fail PCT
[12 empty] | Commercial | Energy Star Commercial Oven | Y | Restaurants | New | 3.6228 | 0.70592 | 5.132 | 0 | 0 | 0 | Fail RIM; Pass PCT | Commercial | HVAC tune-up | Y | Retail | Existing | 1.0236 | 0.57175 | 1.7903 | 4.581e-05 | 4.8129e-07 | 0.00024406 | Commercial | Induction Cooktops | Y | Lodging/Hospitality | Turnover | 0.42711 | 0.69405 | 0.61539 | 0 | 0 | 0 | Fail TRC; Fail PCT
[12 empty] | Commercial | Energy Star Commercial Oven | Y | Retail | New | 3.6228 | 0.70592 | 5.132 | 0 | 0 | 0 | Fail RIM; Pass PCT | Commercial | HVAC tune-up | Y | Restaurants | New | 1.3061 | 0.57175 | 2.2843 | 1.0007e-05 | 1.0513e-07 | 5.3311e-05 | Commercial | Induction Cooktops | Y | Miscellaneous | Turnover | 0.42711 | 0.69405 | 0.61539 | 0 | 0 | 0 | Fail TRC; Fail PCT
[12 empty] | Commercial | Energy Star Commercial Oven | Y | Schools K-12 | New | 3.6228 | 0.70592 | 5.132 | 0 | 0 | 0 | Fail RIM; Pass PCT | Commercial | HVAC tune-up | Y | Retail | New | 1.0236 | 0.57175 | 1.7903 | 1.0819e-06 | 1.1367e-08 | 5.7641e-06 | Commercial | Induction Cooktops | Y | Offices | Turnover | 0.42711 | 0.69405 | 0.61539 | 0 | 0 | 0 | Fail TRC; Fail PCT
[12 empty] | Commercial | Energy Star Commercial Oven | Y | Warehouse | New | 3.6228 | 0.70592 | 5.132 | 0 | 0 | 0 | Fail RIM; Pass PCT | Commercial | HVAC tune-up_RTU | Y | Healthcare | Existing | 1.3424 | 0.57866 | 2.3198 | 0.34439 | 0.0024133 | 1.0371 | Commercial | Induction Cooktops | Y | Restaurants | Turnover | 0.42711 | 0.69405 | 0.61539 | 0 | 0 | 0 | Fail TRC; Fail PCT
[12 empty] | Commercial | Energy Star Fryer | Y | Assembly | Turnover | 0.28459 | 0.71352 | 0.39885 | 0 | 0 | 0 | Fail RIM; Fail PCT | Commercial | HVAC tune-up_RTU | Y | Hospitals | Existing | 1.2678 | 0.57611 | 2.2006 | 0.10688 | 0.0020849 | 0.29911 | Commercial | Induction Cooktops | Y | Retail | Turnover | 0.42711 | 0.69405 | 0.61539 | 0 | 0 | 0 | Fail TRC; Fail PCT
[12 empty] | Commercial | Energy Star Fryer | Y | College and University | Turnover | 0.28459 | 0.71352 | 0.39885 | 0 | 0 | 0 | Fail RIM; Fail PCT | Commercial | HVAC tune-up_RTU | Y | Lodging/Hospitality | Existing | 1.0191 | 0.57866 | 1.7611 | 0.95118 | 0.0066653 | 2.8645 | Commercial | Induction Cooktops | Y | Schools K-12 | Turnover | 0.42711 | 0.69405 | 0.61539 | 0 | 0 | 0 | Fail TRC; Fail PCT
[12 empty] | Commercial | Energy Star Fryer | Y | Grocery | Turnover | 0.28459 | 0.71352 | 0.39885 | 0 | 0 | 0 | Fail RIM; Fail PCT | Commercial | HVAC tune-up_RTU | Y | Healthcare | New | 1.3424 | 0.57866 | 2.3198 | 0.0084971 | 5.9543e-05 | 0.025589 | Commercial | Induction Cooktops | Y | Warehouse | Turnover | 0.42711 | 0.69405 | 0.61539 | 0 | 0 | 0 | Fail TRC; Fail PCT
[12 empty] | Commercial | Energy Star Fryer | Y | Healthcare | Turnover | 0.28459 | 0.71352 | 0.39885 | 0 | 0 | 0 | Fail RIM; Fail PCT | Commercial | HVAC tune-up_RTU | Y | Hospitals | New | 1.2678 | 0.57611 | 2.2006 | 0.0024601 | 4.799e-05 | 0.006885 | Commercial | Induction Cooktops | Y | Assembly | New | 0.42711 | 0.69405 | 0.61539 | 0 | 0 | 0 | Fail TRC; Fail PCT
[12 empty] | Commercial | Energy Star Fryer | Y | Hospitals | Turnover | 0.28459 | 0.71352 | 0.39885 | 0 | 0 | 0 | Fail RIM; Fail PCT | Commercial | HVAC tune-up_RTU | Y | Lodging/Hospitality | New | 1.0191 | 0.57866 | 1.7611 | 0.022869 | 0.00016025 | 0.068869 | Commercial | Induction Cooktops | Y | College and University | New | 0.42711 | 0.69405 | 0.61539 | 0 | 0 | 0 | Fail TRC; Fail PCT
[12 empty] | Commercial | Energy Star Fryer | Y | Institutional | Turnover | 0.28459 | 0.71352 | 0.39885 | 0 | 0 | 0 | Fail RIM; Fail PCT | Commercial | Low U-Value Windows | Y | Lodging/Hospitality | Existing | 1.0216 | 0.80084 | 1.2756 | 3.9218 | -0.053789 | 9.4293 | Commercial | Induction Cooktops | Y | Grocery | New | 0.42711 | 0.69405 | 0.61539 | 0 | 0 | 0 | Fail TRC; Fail PCT
[12 empty] | Commercial | Energy Star Fryer | Y | Lodging/Hospitality | Turnover | 0.28459 | 0.71352 | 0.39885 | 0 | 0 | 0 | Fail RIM; Fail PCT | Commercial | Low U-Value Windows | Y | Miscellaneous | Existing | 1.0073 | 0.79377 | 1.269 | 0.32413 | -0.002442 | 0.98354 | Commercial | Induction Cooktops | Y | Healthcare | New | 0.42711 | 0.69405 | 0.61539 | 0 | 0 | 0 | Fail TRC; Fail PCT
[12 empty] | Commercial | Energy Star Fryer | Y | Miscellaneous | Turnover | 0.28459 | 0.71352 | 0.39885 | 0 | 0 | 0 | Fail RIM; Fail PCT | Commercial | Low U-Value Windows | Y | Warehouse | Existing | 1.0073 | 0.79377 | 1.269 | 0.3884 | -0.0027619 | 1.1757 | Commercial | Induction Cooktops | Y | Hospitals | New | 0.42711 | 0.69405 | 0.61539 | 0 | 0 | 0 | Fail TRC; Fail PCT
[12 empty] | Commercial | Energy Star Fryer | Y | Offices | Turnover | 0.28459 | 0.71352 | 0.39885 | 0 | 0 | 0 | Fail RIM; Fail PCT | Commercial | Programmable Thermostat | Y | Healthcare | Existing | 1.9244 | 0.88158 | 2.1829 | 0 | 0 | 0 | Commercial | Induction Cooktops | Y | Institutional | New | 0.42711 | 0.69405 | 0.61539 | 0 | 0 | 0 | Fail TRC; Fail PCT
[12 empty] | Commercial | Energy Star Fryer | Y | Restaurants | Turnover | 0.28459 | 0.71352 | 0.39885 | 0 | 0 | 0 | Fail RIM; Fail PCT | Commercial | Programmable Thermostat | Y | Hospitals | Existing | 1.7333 | 0.75017 | 2.3106 | 0 | 0 | 0 | Commercial | Induction Cooktops | Y | Lodging/Hospitality | New | 0.42711 | 0.69405 | 0.61539 | 0 | 0 | 0 | Fail TRC; Fail PCT
[12 empty] | Commercial | Energy Star Fryer | Y | Retail | Turnover | 0.28459 | 0.71352 | 0.39885 | 0 | 0 | 0 | Fail RIM; Fail PCT | Commercial | Programmable Thermostat | Y | Institutional | Existing | 2.2246 | 0.88158 | 2.5234 | 0.02314 | -0.0037461 | 1.9716 | Commercial | Induction Cooktops | Y | Miscellaneous | New | 0.42711 | 0.69405 | 0.61539 | 0 | 0 | 0 | Fail TRC; Fail PCT
[12 empty] | Commercial | Energy Star Fryer | Y | Schools K-12 | Turnover | 0.28459 | 0.71352 | 0.39885 | 0 | 0 | 0 | Fail RIM; Fail PCT | Commercial | Programmable Thermostat | Y | Miscellaneous | Existing | 1.5608 | 0.88158 | 1.7705 | 0 | 0 | 0 | Commercial | Induction Cooktops | Y | Offices | New | 0.42711 | 0.69405 | 0.61539 | 0 | 0 | 0 | Fail TRC; Fail PCT
[12 empty] | Commercial | Energy Star Fryer | Y | Warehouse | Turnover | 0.28459 | 0.71352 | 0.39885 | 0 | 0 | 0 | Fail RIM; Fail PCT | Commercial | Programmable Thermostat | Y | Offices | Existing | 2.0732 | 0.88158 | 2.3516 | 0 | 0 | 0 | Commercial | Induction Cooktops | Y | Restaurants | New | 0.42711 | 0.69405 | 0.61539 | 0 | 0 | 0 | Fail TRC; Fail PCT
[12 empty] | Commercial | Energy Star Fryer | Y | Assembly | New | 0.28459 | 0.71352 | 0.39885 | 0 | 0 | 0 | Fail RIM; Fail PCT | Commercial | Programmable Thermostat | Y | Healthcare | New | 1.9244 | 0.88158 | 2.1829 | 0 | 0 | 0 | Commercial | Induction Cooktops | Y | Retail | New | 0.42711 | 0.69405 | 0.61539 | 0 | 0 | 0 | Fail TRC; Fail PCT
[12 empty] | Commercial | Energy Star Fryer | Y | College and University | New | 0.28459 | 0.71352 | 0.39885 | 0 | 0 | 0 | Fail RIM; Fail PCT | Commercial | Programmable Thermostat | Y | Hospitals | New | 1.7333 | 0.75017 | 2.3106 | 0 | 0 | 0 | Commercial | Induction Cooktops | Y | Schools K-12 | New | 0.42711 | 0.69405 | 0.61539 | 0 | 0 | 0 | Fail TRC; Fail PCT
[12 empty] | Commercial | Energy Star Fryer | Y | Grocery | New | 0.28459 | 0.71352 | 0.39885 | 0 | 0 | 0 | Fail RIM; Fail PCT | Commercial | Programmable Thermostat | Y | Institutional | New | 2.2246 | 0.88158 | 2.5234 | 0.00053264 | -8.6228e-05 | 0.045383 | Commercial | Induction Cooktops | Y | Warehouse | New | 0.42711 | 0.69405 | 0.61539 | 0 | 0 | 0 | Fail TRC; Fail PCT
[12 empty] | Commercial | Energy Star Fryer | Y | Healthcare | New | 0.28459 | 0.71352 | 0.39885 | 0 | 0 | 0 | Fail RIM; Fail PCT | Commercial | Programmable Thermostat | Y | Miscellaneous | New | 1.5608 | 0.88158 | 1.7705 | 0 | 0 | 0 | Commercial | Energy Star Commercial Dishwasher | Y | Assembly | Turnover | 20.6611 | 0.72921 | 28.3337 | 0 | 0 | 0 | Pass TRC; Pass PCT; Fail 2-year Threshold
[12 empty] | Commercial | Energy Star Fryer | Y | Hospitals | New | 0.28459 | 0.71352 | 0.39885 | 0 | 0 | 0 | Fail RIM; Fail PCT | Commercial | Programmable Thermostat | Y | Offices | New | 2.0732 | 0.88158 | 2.3516 | 0 | 0 | 0 | Commercial | Energy Star Commercial Dishwasher | Y | College and University | Turnover | 20.6611 | 0.72921 | 28.3337 | 0 | 0 | 0 | Pass TRC; Pass PCT; Fail 2-year Threshold
[12 empty] | Commercial | Energy Star Fryer | Y | Institutional | New | 0.28459 | 0.71352 | 0.39885 | 0 | 0 | 0 | Fail RIM; Fail PCT | Commercial | Smart Thermostat | Y | College and University | Existing | 1.1551 | 0.75017 | 1.5398 | 0.015361 | 6.0079e-05 | 0.18621 | Commercial | Energy Star Commercial Dishwasher | Y | Grocery | Turnover | 20.6611 | 0.72921 | 28.3337 | 0 | 0 | 0 | Pass TRC; Pass PCT; Fail 2-year Threshold
[12 empty] | Commercial | Energy Star Fryer | Y | Lodging/Hospitality | New | 0.28459 | 0.71352 | 0.39885 | 0 | 0 | 0 | Fail RIM; Fail PCT | Commercial | Smart Thermostat | Y | Healthcare | Existing | 3.4139 | 0.88158 | 3.8725 | 0.013449 | -0.0023147 | 1.1467 | Commercial | Energy Star Commercial Dishwasher | Y | Healthcare | Turnover | 20.6611 | 0.72921 | 28.3337 | 0 | 0 | 0 | Pass TRC; Pass PCT; Fail 2-year Threshold
[12 empty] | Commercial | Energy Star Fryer | Y | Miscellaneous | New | 0.28459 | 0.71352 | 0.39885 | 0 | 0 | 0 | Fail RIM; Fail PCT | Commercial | Smart Thermostat | Y | Hospitals | Existing | 3.0749 | 0.75017 | 4.099 | 0.0597 | 5.2518e-05 | 0.71636 | Commercial | Energy Star Commercial Dishwasher | Y | Hospitals | Turnover | 20.6611 | 0.72921 | 28.3337 | 0 | 0 | 0 | Pass TRC; Pass PCT; Fail 2-year Threshold
[12 empty] | Commercial | Energy Star Fryer | Y | Offices | New | 0.28459 | 0.71352 | 0.39885 | 0 | 0 | 0 | Fail RIM; Fail PCT | Commercial | Smart Thermostat | Y | Lodging/Hospitality | Existing | 1.4335 | 0.62146 | 2.3066 | -0.27333 | 1.5539 | 9.0533 | Commercial | Energy Star Commercial Dishwasher | Y | Institutional | Turnover | 20.6611 | 0.72921 | 28.3337 | 0 | 0 | 0 | Pass TRC; Pass PCT; Fail 2-year Threshold
[12 empty] | Commercial | Energy Star Fryer | Y | Restaurants | New | 0.28459 | 0.71352 | 0.39885 | 0 | 0 | 0 | Fail RIM; Fail PCT | Commercial | Smart Thermostat | Y | Miscellaneous | Existing | 2.7689 | 0.88158 | 3.1408 | 0.0038667 | -0.0023839 | 0.34016 | Commercial | Energy Star Commercial Dishwasher | Y | Lodging/Hospitality | Turnover | 20.6611 | 0.72921 | 28.3337 | 0 | 0 | 0 | Pass TRC; Pass PCT; Fail 2-year Threshold
[12 empty] | Commercial | Energy Star Fryer | Y | Retail | New | 0.28459 | 0.71352 | 0.39885 | 0 | 0 | 0 | Fail RIM; Fail PCT | Commercial | Smart Thermostat | Y | Offices | Existing | 3.6778 | 0.88158 | 4.1719 | 0.071668 | -0.11655 | 6.7451 | Commercial | Energy Star Commercial Dishwasher | Y | Miscellaneous | Turnover | 20.6611 | 0.72921 | 28.3337 | 0 | 0 | 0 | Pass TRC; Pass PCT; Fail 2-year Threshold
[12 empty] | Commercial | Energy Star Fryer | Y | Schools K-12 | New | 0.28459 | 0.71352 | 0.39885 | 0 | 0 | 0 | Fail RIM; Fail PCT | Commercial | Smart Thermostat | Y | Retail | Existing | 1.4618 | 0.83533 | 1.75 | 1.031 | -6.5115e-05 | 2.8748 | Commercial | Energy Star Commercial Dishwasher | Y | Offices | Turnover | 20.6611 | 0.72921 | 28.3337 | 0 | 0 | 0 | Pass TRC; Pass PCT; Fail 2-year Threshold
[12 empty] | Commercial | Energy Star Fryer | Y | Warehouse | New | 0.28459 | 0.71352 | 0.39885 | 0 | 0 | 0 | Fail RIM; Fail PCT | Commercial | Smart Thermostat | Y | Schools K-12 | Existing | 1.3465 | 0.88158 | 1.5273 | 0.030706 | -0.020466 | 2.7105 | Commercial | Energy Star Commercial Dishwasher | Y | Restaurants | Turnover | 20.6611 | 0.72921 | 28.3337 | 0 | 0 | 0 | Pass TRC; Pass PCT; Fail 2-year Threshold
[12 empty] | Commercial | Energy Star Griddle | Y | Assembly | Turnover | 999 | 0.70923 | 999 | 0 | 0 | 0 | Fail RIM; Pass PCT | Commercial | Smart Thermostat | Y | College and University | New | 1.1551 | 0.75017 | 1.5398 | 0.00035137 | 1.373e-06 | 0.0042593 | Commercial | Energy Star Commercial Dishwasher | Y | Retail | Turnover | 20.6611 | 0.72921 | 28.3337 | 0 | 0 | 0 | Pass TRC; Pass PCT; Fail 2-year Threshold
[12 empty] | Commercial | Energy Star Griddle | Y | College and University | Turnover | 999 | 0.70923 | 999 | 0 | 0 | 0 | Fail RIM; Pass PCT | Commercial | Smart Thermostat | Y | Healthcare | New | 3.4139 | 0.88158 | 3.8725 | 0.00030956 | -5.3279e-05 | 0.026395 | Commercial | Energy Star Commercial Dishwasher | Y | Schools K-12 | Turnover | 20.6611 | 0.72921 | 28.3337 | 0 | 0 | 0 | Pass TRC; Pass PCT; Fail 2-year Threshold
[12 empty] | Commercial | Energy Star Griddle | Y | Grocery | Turnover | 999 | 0.70923 | 999 | 0 | 0 | 0 | Fail RIM; Pass PCT | Commercial | Smart Thermostat | Y | Hospitals | New | 3.0749 | 0.75017 | 4.099 | 0.0014064 | 1.2088e-06 | 0.016874 | Commercial | Energy Star Commercial Dishwasher | Y | Warehouse | Turnover | 20.6611 | 0.72921 | 28.3337 | 0 | 0 | 0 | Pass TRC; Pass PCT; Fail 2-year Threshold
[12 empty] | Commercial | Energy Star Griddle | Y | Healthcare | Turnover | 999 | 0.70923 | 999 | 0 | 0 | 0 | Fail RIM; Pass PCT | Commercial | Smart Thermostat | Y | Lodging/Hospitality | New | 1.4335 | 0.62146 | 2.3066 | -0.0062628 | 0.035512 | 0.2074 | Commercial | Energy Star Commercial Dishwasher | Y | Assembly | New | 20.6611 | 0.72921 | 28.3337 | 0 | 0 | 0 | Pass TRC; Pass PCT; Fail 2-year Threshold
[12 empty] | Commercial | Energy Star Griddle | Y | Hospitals | Turnover | 999 | 0.70923 | 999 | 0 | 0 | 0 | Fail RIM; Pass PCT | Commercial | Smart Thermostat | Y | Miscellaneous | New | 2.7689 | 0.88158 | 3.1408 | 8.9003e-05 | -5.4872e-05 | 0.0078297 | Commercial | Energy Star Commercial Dishwasher | Y | College and University | New | 20.6611 | 0.72921 | 28.3337 | 0 | 0 | 0 | Pass TRC; Pass PCT; Fail 2-year Threshold
[12 empty] | Commercial | Energy Star Griddle | Y | Institutional | Turnover | 999 | 0.70923 | 999 | 0 | 0 | 0 | Fail RIM; Pass PCT | Commercial | Smart Thermostat | Y | Offices | New | 3.6778 | 0.88158 | 4.1719 | 0.0016496 | -0.0026828 | 0.15526 | Commercial | Energy Star Commercial Dishwasher | Y | Grocery | New | 20.6611 | 0.72921 | 28.3337 | 0 | 0 | 0 | Pass TRC; Pass PCT; Fail 2-year Threshold
[12 empty] | Commercial | Energy Star Griddle | Y | Lodging/Hospitality | Turnover | 999 | 0.70923 | 999 | 0 | 0 | 0 | Fail RIM; Pass PCT | Commercial | Smart Thermostat | Y | Retail | New | 1.4618 | 0.83533 | 1.75 | 0.024351 | -1.5055e-06 | 0.06785 | Commercial | Energy Star Commercial Dishwasher | Y | Healthcare | New | 20.6611 | 0.72921 | 28.3337 | 0 | 0 | 0 | Pass TRC; Pass PCT; Fail 2-year Threshold
[12 empty] | Commercial | Energy Star Griddle | Y | Miscellaneous | Turnover | 999 | 0.70923 | 999 | 0 | 0 | 0 | Fail RIM; Pass PCT | Commercial | Smart Thermostat | Y | Schools K-12 | New | 1.3465 | 0.88158 | 1.5273 | 0.00070654 | -0.00046773 | 0.06235 | Commercial | Energy Star Commercial Dishwasher | Y | Hospitals | New | 20.6611 | 0.72921 | 28.3337 | 0 | 0 | 0 | Pass TRC; Pass PCT; Fail 2-year Threshold
[12 empty] | Commercial | Energy Star Griddle | Y | Offices | Turnover | 999 | 0.70923 | 999 | 0 | 0 | 0 | Fail RIM; Pass PCT | Commercial | Wall Insulation | Y | Assembly | Existing | 1.4452 | 0.54065 | 2.6731 | 0 | 0 | 0 | Commercial | Energy Star Commercial Dishwasher | Y | Institutional | New | 20.6611 | 0.72921 | 28.3337 | 0 | 0 | 0 | Pass TRC; Pass PCT; Fail 2-year Threshold
[12 empty] | Commercial | Energy Star Griddle | Y | Restaurants | Turnover | 999 | 0.70923 | 999 | 0 | 0 | 0 | Fail RIM; Pass PCT | Commercial | Wall Insulation | Y | College and University | Existing | 1.7266 | 0.6511 | 2.6518 | 0 | 0 | 0 | Commercial | Energy Star Commercial Dishwasher | Y | Lodging/Hospitality | New | 20.6611 | 0.72921 | 28.3337 | 0 | 0 | 0 | Pass TRC; Pass PCT; Fail 2-year Threshold
[12 empty] | Commercial | Energy Star Griddle | Y | Retail | Turnover | 999 | 0.70923 | 999 | 0 | 0 | 0 | Fail RIM; Pass PCT | Commercial | Wall Insulation | Y | Grocery | Existing | 1.6083 | 0.60448 | 2.6606 | 0 | 0 | 0 | Commercial | Energy Star Commercial Dishwasher | Y | Miscellaneous | New | 20.6611 | 0.72921 | 28.3337 | 0 | 0 | 0 | Pass TRC; Pass PCT; Fail 2-year Threshold
[12 empty] | Commercial | Energy Star Griddle | Y | Schools K-12 | Turnover | 999 | 0.70923 | 999 | 0 | 0 | 0 | Fail RIM; Pass PCT | Commercial | Wall Insulation | Y | Healthcare | Existing | 1.3837 | 0.54065 | 2.5592 | 0.0074261 | 0.00035622 | 0.3719 | Commercial | Energy Star Commercial Dishwasher | Y | Offices | New | 20.6611 | 0.72921 | 28.3337 | 0 | 0 | 0 | Pass TRC; Pass PCT; Fail 2-year Threshold
[12 empty] | Commercial | Energy Star Griddle | Y | Warehouse | Turnover | 999 | 0.70923 | 999 | 0 | 0 | 0 | Fail RIM; Pass PCT | Commercial | Wall Insulation | Y | Hospitals | Existing | 1.7519 | 0.6511 | 2.6906 | 0 | 0 | 0 | Commercial | Energy Star Commercial Dishwasher | Y | Restaurants | New | 20.6611 | 0.72921 | 28.3337 | 0 | 0 | 0 | Pass TRC; Pass PCT; Fail 2-year Threshold
[12 empty] | Commercial | Energy Star Griddle | Y | Assembly | New | 999 | 0.70923 | 999 | 0 | 0 | 0 | Fail RIM; Pass PCT | Commercial | Wall Insulation | Y | Institutional | Existing | 1.4037 | 0.54065 | 2.5962 | 0 | 0 | 0 | Commercial | Energy Star Commercial Dishwasher | Y | Retail | New | 20.6611 | 0.72921 | 28.3337 | 0 | 0 | 0 | Pass TRC; Pass PCT; Fail 2-year Threshold
[12 empty] | Commercial | Energy Star Griddle | Y | College and University | New | 999 | 0.70923 | 999 | 0 | 0 | 0 | Fail RIM; Pass PCT | Commercial | Wall Insulation | Y | Lodging/Hospitality | Existing | 1.7266 | 0.6511 | 2.6518 | 0 | 0 | 0 | Commercial | Energy Star Commercial Dishwasher | Y | Schools K-12 | New | 20.6611 | 0.72921 | 28.3337 | 0 | 0 | 0 | Pass TRC; Pass PCT; Fail 2-year Threshold
[12 empty] | Commercial | Energy Star Griddle | Y | Grocery | New | 999 | 0.70923 | 999 | 0 | 0 | 0 | Fail RIM; Pass PCT | Commercial | Wall Insulation | Y | Miscellaneous | Existing | 1.4242 | 0.54065 | 2.6342 | 0 | 0 | 0 | Commercial | Energy Star Commercial Dishwasher | Y | Warehouse | New | 20.6611 | 0.72921 | 28.3337 | 0 | 0 | 0 | Pass TRC; Pass PCT; Fail 2-year Threshold
[12 empty] | Commercial | Energy Star Griddle | Y | Healthcare | New | 999 | 0.70923 | 999 | 0 | 0 | 0 | Fail RIM; Pass PCT | Commercial | Wall Insulation | Y | Offices | Existing | 1.4242 | 0.54065 | 2.6342 | 0.10367 | 0.050463 | 5.2924 | Commercial | Heat Pump Water Heater | Y | College and University | Turnover | 5.7831 | 0.69147 | 8.3634 | 0 | 0 | 0 | Pass TRC; Pass PCT; Fail 2-year Threshold
[12 empty] | Commercial | Energy Star Griddle | Y | Hospitals | New | 999 | 0.70923 | 999 | 0 | 0 | 0 | Fail RIM; Pass PCT | Commercial | Wall Insulation | Y | Restaurants | Existing | 1.632 | 0.60448 | 2.6999 | 0 | 0 | 0 | Commercial | Heat Pump Water Heater | Y | Grocery | Turnover | 4.774 | 0.65585 | 7.2792 | 0 | 0 | 0 | Pass TRC; Pass PCT; Fail 2-year Threshold
[12 empty] | Commercial | Energy Star Griddle | Y | Institutional | New | 999 | 0.70923 | 999 | 0 | 0 | 0 | Fail RIM; Pass PCT | Commercial | Wall Insulation | Y | Retail | Existing | 1.6083 | 0.60448 | 2.6606 | 0.46911 | 0.0060415 | 2.3117 | Commercial | Heat Pump Water Heater | Y | Healthcare | Turnover | 3.3106 | 0.67856 | 4.8788 | 0 | 0 | 0 | Pass TRC; Pass PCT; Fail 2-year Threshold
[12 empty] | Commercial | Energy Star Griddle | Y | Lodging/Hospitality | New | 999 | 0.70923 | 999 | 0 | 0 | 0 | Fail RIM; Pass PCT | Commercial | Wall Insulation | Y | Schools K-12 | Existing | 1.4668 | 0.54065 | 2.7131 | 0 | 0 | 0 | Commercial | Heat Pump Water Heater | Y | Hospitals | Turnover | 6.7609 | 0.69147 | 9.7775 | 0 | 0 | 0 | Pass TRC; Pass PCT; Fail 2-year Threshold
[12 empty] | Commercial | Energy Star Griddle | Y | Miscellaneous | New | 999 | 0.70923 | 999 | 0 | 0 | 0 | Fail RIM; Pass PCT | Commercial | Wall Insulation | Y | Warehouse | Existing | 1.6327 | 0.60768 | 2.6867 | 0 | 0 | 0 | Commercial | Heat Pump Water Heater | Y | Institutional | Turnover | 7.9454 | 0.67856 | 11.7092 | 0 | 0 | 0 | Pass TRC; Pass PCT; Fail 2-year Threshold
[12 empty] | Commercial | Energy Star Griddle | Y | Offices | New | 999 | 0.70923 | 999 | 0 | 0 | 0 | Fail RIM; Pass PCT | Commercial | Water Cooled Refrigeration Heat Recovery | Y | Miscellaneous | Existing | 1.481 | 0.62171 | 2.3822 | 0 | 0 | 0 | Commercial | Heat Pump Water Heater | Y | Lodging/Hospitality | Turnover | 7.6385 | 0.65585 | 11.6467 | 0 | 0 | 0 | Pass TRC; Pass PCT; Fail 2-year Threshold
[12 empty] | Commercial | Energy Star Griddle | Y | Restaurants | New | 999 | 0.70923 | 999 | 0 | 0 | 0 | Fail RIM; Pass PCT | Commercial | Water Cooled Refrigeration Heat Recovery | Y | Miscellaneous | New | 1.481 | 0.62171 | 2.3822 | 0 | 0 | 0 | Commercial | Heat Pump Water Heater | Y | Miscellaneous | Turnover | 7.4488 | 0.67856 | 10.9774 | 0 | 0 | 0 | Pass TRC; Pass PCT; Fail 2-year Threshold
[12 empty] | Commercial | Energy Star Griddle | Y | Retail | New | 999 | 0.70923 | 999 | 0 | 0 | 0 | Fail RIM; Pass PCT | Commercial | Bi-Level Lighting Control (Interior) | Y | Grocery | Existing | 1.1087 | 0.69149 | 1.6034 | 0.020535 | 0 | 1.6622 | Commercial | Heat Pump Water Heater | Y | Offices | Turnover | 6.897 | 0.67856 | 10.1642 | 0 | 0 | 0 | Pass TRC; Pass PCT; Fail 2-year Threshold
[12 empty] | Commercial | Energy Star Griddle | Y | Schools K-12 | New | 999 | 0.70923 | 999 | 0 | 0 | 0 | Fail RIM; Pass PCT | Commercial | Bi-Level Lighting Control (Interior) | Y | Healthcare | Existing | 1.0365 | 0.71315 | 1.4534 | 0.0022067 | 0 | 0.8026 | Commercial | Heat Pump Water Heater | Y | Restaurants | Turnover | 3.9784 | 0.65585 | 6.066 | 0 | 0 | 0 | Pass TRC; Pass PCT; Fail 2-year Threshold
[12 empty] | Commercial | Energy Star Griddle | Y | Warehouse | New | 999 | 0.70923 | 999 | 0 | 0 | 0 | Fail RIM; Pass PCT | Commercial | Bi-Level Lighting Control (Interior) | Y | Hospitals | Existing | 1.4022 | 0.71315 | 1.9662 | 0.0017263 | 0 | 0.62788 | Commercial | Heat Pump Water Heater | Y | Retail | Turnover | 4.7263 | 0.65585 | 7.2064 | 0 | 0 | 0 | Pass TRC; Pass PCT; Fail 2-year Threshold
[12 empty] | Commercial | Energy Star Hot Food Holding Cabinet | Y | Assembly | Turnover | 1.4527 | 0.70865 | 2.05 | 0 | 0 | 0 | Fail RIM; Pass PCT | Commercial | Bi-Level Lighting Control (Interior) | Y | Grocery | New | 1.1087 | 0.69149 | 1.6034 | 0.00048735 | 0 | 0.03945 | Commercial | Heat Pump Water Heater | Y | Warehouse | Turnover | 4.9659 | 0.67856 | 7.3182 | 0 | 0 | 0 | Pass TRC; Pass PCT; Fail 2-year Threshold
[12 empty] | Commercial | Energy Star Hot Food Holding Cabinet | Y | College and University | Turnover | 1.4527 | 0.70865 | 2.05 | 0 | 0 | 0 | Fail RIM; Pass PCT | Commercial | Bi-Level Lighting Control (Interior) | Y | Healthcare | New | 1.0365 | 0.71315 | 1.4534 | 5.237e-05 | 0 | 0.019048 | Commercial | Heat Pump Water Heater | Y | College and University | New | 5.7831 | 0.69147 | 8.3634 | 0 | 0 | 0 | Pass TRC; Pass PCT; Fail 2-year Threshold
[12 empty] | Commercial | Energy Star Hot Food Holding Cabinet | Y | Grocery | Turnover | 1.4527 | 0.70865 | 2.05 | 0 | 0 | 0 | Fail RIM; Pass PCT | Commercial | Bi-Level Lighting Control (Interior) | Y | Hospitals | New | 1.4022 | 0.71315 | 1.9662 | 4.097e-05 | 0 | 0.014901 | Commercial | Heat Pump Water Heater | Y | Grocery | New | 4.774 | 0.65585 | 7.2792 | 0 | 0 | 0 | Pass TRC; Pass PCT; Fail 2-year Threshold
[12 empty] | Commercial | Energy Star Hot Food Holding Cabinet | Y | Healthcare | Turnover | 1.4527 | 0.70865 | 2.05 | 0 | 0 | 0 | Fail RIM; Pass PCT | Commercial | Interior Lighting Controls | Y | Assembly | Existing | 1.1847 | 0.66156 | 1.7908 | 0 | 0 | 0.15256 | Commercial | Heat Pump Water Heater | Y | Healthcare | New | 3.3106 | 0.67856 | 4.8788 | 0 | 0 | 0 | Pass TRC; Pass PCT; Fail 2-year Threshold
[12 empty] | Commercial | Energy Star Hot Food Holding Cabinet | Y | Hospitals | Turnover | 1.4527 | 0.70865 | 2.05 | 0 | 0 | 0 | Fail RIM; Pass PCT | Commercial | Interior Lighting Controls | Y | College and University | Existing | 1.8158 | 0.66156 | 2.7447 | 0 | 0 | 0.54672 | Commercial | Heat Pump Water Heater | Y | Hospitals | New | 6.7609 | 0.69147 | 9.7775 | 0 | 0 | 0 | Pass TRC; Pass PCT; Fail 2-year Threshold
[12 empty] | Commercial | Energy Star Hot Food Holding Cabinet | Y | Institutional | Turnover | 1.4527 | 0.70865 | 2.05 | 0 | 0 | 0 | Fail RIM; Pass PCT | Commercial | Interior Lighting Controls | Y | Healthcare | Existing | 2.0712 | 0.66156 | 3.1307 | 0 | 0 | 0.87557 | Commercial | Heat Pump Water Heater | Y | Institutional | New | 7.9454 | 0.67856 | 11.7092 | 0 | 0 | 0 | Pass TRC; Pass PCT; Fail 2-year Threshold
[12 empty] | Commercial | Energy Star Hot Food Holding Cabinet | Y | Lodging/Hospitality | Turnover | 1.4527 | 0.70865 | 2.05 | 0 | 0 | 0 | Fail RIM; Pass PCT | Commercial | Interior Lighting Controls | Y | Institutional | Existing | 1.3589 | 0.66156 | 2.0542 | 0 | 0 | 3.1639 | Commercial | Heat Pump Water Heater | Y | Lodging/Hospitality | New | 7.6385 | 0.65585 | 11.6467 | 0 | 0 | 0 | Pass TRC; Pass PCT; Fail 2-year Threshold
[12 empty] | Commercial | Energy Star Hot Food Holding Cabinet | Y | Miscellaneous | Turnover | 1.4527 | 0.70865 | 2.05 | 0 | 0 | 0 | Fail RIM; Pass PCT | Commercial | Interior Lighting Controls | Y | Lodging/Hospitality | Existing | 1.5464 | 0.66156 | 2.3375 | 0 | 0 | 2.6999 | Commercial | Heat Pump Water Heater | Y | Miscellaneous | New | 7.4488 | 0.67856 | 10.9774 | 0 | 0 | 0 | Pass TRC; Pass PCT; Fail 2-year Threshold
[12 empty] | Commercial | Energy Star Hot Food Holding Cabinet | Y | Offices | Turnover | 1.4527 | 0.70865 | 2.05 | 0 | 0 | 0 | Fail RIM; Pass PCT | Commercial | Interior Lighting Controls | Y | Miscellaneous | Existing | 1.8158 | 0.66156 | 2.7447 | 0 | 0 | 1.0392 | Commercial | Heat Pump Water Heater | Y | Offices | New | 6.897 | 0.67856 | 10.1642 | 0 | 0 | 0 | Pass TRC; Pass PCT; Fail 2-year Threshold
[12 empty] | Commercial | Energy Star Hot Food Holding Cabinet | Y | Restaurants | Turnover | 1.4527 | 0.70865 | 2.05 | 0 | 0 | 0 | Fail RIM; Pass PCT | Commercial | Interior Lighting Controls | Y | Offices | Existing | 1.34 | 0.66156 | 2.0255 | 0 | 0 | 6.8982 | Commercial | Heat Pump Water Heater | Y | Restaurants | New | 3.9784 | 0.65585 | 6.066 | 0 | 0 | 0 | Pass TRC; Pass PCT; Fail 2-year Threshold
[12 empty] | Commercial | Energy Star Hot Food Holding Cabinet | Y | Retail | Turnover | 1.4527 | 0.70865 | 2.05 | 0 | 0 | 0 | Fail RIM; Pass PCT | Commercial | Interior Lighting Controls | Y | Restaurants | Existing | 1.3828 | 0.66156 | 2.0903 | 0 | 0 | 0.35836 | Commercial | Heat Pump Water Heater | Y | Retail | New | 4.7263 | 0.65585 | 7.2064 | 0 | 0 | 0 | Pass TRC; Pass PCT; Fail 2-year Threshold
[12 empty] | Commercial | Energy Star Hot Food Holding Cabinet | Y | Schools K-12 | Turnover | 1.4527 | 0.70865 | 2.05 | 0 | 0 | 0 | Fail RIM; Pass PCT | Commercial | Interior Lighting Controls | Y | Retail | Existing | 2.053 | 0.66156 | 3.1033 | 0 | 0 | 1.3529 | Commercial | Heat Pump Water Heater | Y | Warehouse | New | 4.9659 | 0.67856 | 7.3182 | 0 | 0 | 0 | Pass TRC; Pass PCT; Fail 2-year Threshold
[12 empty] | Commercial | Energy Star Hot Food Holding Cabinet | Y | Warehouse | Turnover | 1.4527 | 0.70865 | 2.05 | 0 | 0 | 0 | Fail RIM; Pass PCT | Commercial | Interior Lighting Controls | Y | Warehouse | Existing | 1.5752 | 0.66156 | 2.381 | 0 | 0 | 4.1197 | Commercial | Instantaneous Hot Water System | Y | Assembly | Turnover | 0.10072 | 0.63339 | 0.15901 | 0 | 0 | 0 | Fail TRC; Fail PCT
[12 empty] | Commercial | Energy Star Hot Food Holding Cabinet | Y | Assembly | New | 1.4527 | 0.70865 | 2.05 | 0 | 0 | 0 | Fail RIM; Pass PCT | Commercial | Interior Lighting Controls | Y | Assembly | New | 1.1847 | 0.66156 | 1.7908 | 0 | 0 | 0.0035151 | Commercial | Instantaneous Hot Water System | Y | College and University | Turnover | 0.23153 | 0.63364 | 0.3654 | 0 | 0 | 0 | Fail TRC; Fail PCT
[12 empty] | Commercial | Energy Star Hot Food Holding Cabinet | Y | College and University | New | 1.4527 | 0.70865 | 2.05 | 0 | 0 | 0 | Fail RIM; Pass PCT | Commercial | Interior Lighting Controls | Y | College and University | New | 1.8158 | 0.66156 | 2.7447 | 0 | 0 | 0.012584 | Commercial | Instantaneous Hot Water System | Y | Grocery | Turnover | 0.20218 | 0.63573 | 0.31803 | 0 | 0 | 0 | Fail TRC; Fail PCT
[12 empty] | Commercial | Energy Star Hot Food Holding Cabinet | Y | Grocery | New | 1.4527 | 0.70865 | 2.05 | 0 | 0 | 0 | Fail RIM; Pass PCT | Commercial | Interior Lighting Controls | Y | Healthcare | New | 2.0712 | 0.66156 | 3.1307 | 0 | 0 | 0.020154 | Commercial | Instantaneous Hot Water System | Y | Healthcare | Turnover | 0.13429 | 0.63339 | 0.21202 | 0 | 0 | 0 | Fail TRC; Fail PCT
[12 empty] | Commercial | Energy Star Hot Food Holding Cabinet | Y | Healthcare | New | 1.4527 | 0.70865 | 2.05 | 0 | 0 | 0 | Fail RIM; Pass PCT | Commercial | Interior Lighting Controls | Y | Institutional | New | 1.3589 | 0.66156 | 2.0542 | 0 | 0 | 0.072827 | Commercial | Instantaneous Hot Water System | Y | Hospitals | Turnover | 0.27068 | 0.63364 | 0.42719 | 0 | 0 | 0 | Fail TRC; Fail PCT
[12 empty] | Commercial | Energy Star Hot Food Holding Cabinet | Y | Hospitals | New | 1.4527 | 0.70865 | 2.05 | 0 | 0 | 0 | Fail RIM; Pass PCT | Commercial | Interior Lighting Controls | Y | Lodging/Hospitality | New | 1.5464 | 0.66156 | 2.3375 | 0 | 0 | 0.061614 | Commercial | Instantaneous Hot Water System | Y | Institutional | Turnover | 0.3223 | 0.63339 | 0.50884 | 0 | 0 | 0 | Fail TRC; Fail PCT
[12 empty] | Commercial | Energy Star Hot Food Holding Cabinet | Y | Institutional | New | 1.4527 | 0.70865 | 2.05 | 0 | 0 | 0 | Fail RIM; Pass PCT | Commercial | Interior Lighting Controls | Y | Miscellaneous | New | 1.8158 | 0.66156 | 2.7447 | 0 | 0 | 0.023921 | Commercial | Instantaneous Hot Water System | Y | Lodging/Hospitality | Turnover | 0.32349 | 0.63573 | 0.50885 | 0 | 0 | 0 | Fail TRC; Fail PCT
[12 empty] | Commercial | Energy Star Hot Food Holding Cabinet | Y | Lodging/Hospitality | New | 1.4527 | 0.70865 | 2.05 | 0 | 0 | 0 | Fail RIM; Pass PCT | Commercial | Interior Lighting Controls | Y | Offices | New | 1.34 | 0.66156 | 2.0255 | 0 | 0 | 0.15878 | Commercial | Instantaneous Hot Water System | Y | Miscellaneous | Turnover | 0.30215 | 0.63339 | 0.47704 | 0 | 0 | 0 | Fail TRC; Fail PCT
[12 empty] | Commercial | Energy Star Hot Food Holding Cabinet | Y | Miscellaneous | New | 1.4527 | 0.70865 | 2.05 | 0 | 0 | 0 | Fail RIM; Pass PCT | Commercial | Interior Lighting Controls | Y | Restaurants | New | 1.3828 | 0.66156 | 2.0903 | 0 | 0 | 0.0082486 | Commercial | Instantaneous Hot Water System | Y | Offices | Turnover | 0.27977 | 0.63339 | 0.4417 | 0 | 0 | 0 | Fail TRC; Fail PCT
[12 empty] | Commercial | Energy Star Hot Food Holding Cabinet | Y | Offices | New | 1.4527 | 0.70865 | 2.05 | 0 | 0 | 0 | Fail RIM; Pass PCT | Commercial | Interior Lighting Controls | Y | Retail | New | 2.053 | 0.66156 | 3.1033 | 0 | 0 | 0.031141 | Commercial | Instantaneous Hot Water System | Y | Restaurants | Turnover | 0.16849 | 0.63573 | 0.26503 | 0 | 0 | 0 | Fail TRC; Fail PCT
[12 empty] | Commercial | Energy Star Hot Food Holding Cabinet | Y | Restaurants | New | 1.4527 | 0.70865 | 2.05 | 0 | 0 | 0 | Fail RIM; Pass PCT | Commercial | Interior Lighting Controls | Y | Warehouse | New | 1.5752 | 0.66156 | 2.381 | 0 | 0 | 0.094828 | Commercial | Instantaneous Hot Water System | Y | Retail | Turnover | 0.20016 | 0.63573 | 0.31485 | 0 | 0 | 0 | Fail TRC; Fail PCT
[12 empty] | Commercial | Energy Star Hot Food Holding Cabinet | Y | Retail | New | 1.4527 | 0.70865 | 2.05 | 0 | 0 | 0 | Fail RIM; Pass PCT | Commercial | VSD Controlled Compressor | Y | Assembly | Existing | 2.4734 | 0.66804 | 3.7024 | 0.015261 | 0.0071427 | 0.10121 | Commercial | Instantaneous Hot Water System | Y | Schools K-12 | Turnover | 0.041966 | 0.63339 | 0.066256 | 0 | 0 | 0 | Fail TRC; Fail PCT
[12 empty] | Commercial | Energy Star Hot Food Holding Cabinet | Y | Schools K-12 | New | 1.4527 | 0.70865 | 2.05 | 0 | 0 | 0 | Fail RIM; Pass PCT | Commercial | VSD Controlled Compressor | Y | College and University | Existing | 2.4552 | 0.66388 | 3.6982 | 0.022355 | 0.018725 | 0.17242 | Commercial | Instantaneous Hot Water System | Y | Warehouse | Turnover | 0.20143 | 0.63339 | 0.31802 | 0 | 0 | 0 | Fail TRC; Fail PCT
[12 empty] | Commercial | Energy Star Hot Food Holding Cabinet | Y | Warehouse | New | 1.4527 | 0.70865 | 2.05 | 0 | 0 | 0 | Fail RIM; Pass PCT | Commercial | VSD Controlled Compressor | Y | Grocery | Existing | 2.4734 | 0.66804 | 3.7024 | 0.18126 | 0.084835 | 1.2021 | Commercial | Instantaneous Hot Water System | Y | Assembly | New | 0.10072 | 0.63339 | 0.15901 | 0 | 0 | 0 | Fail TRC; Fail PCT
[12 empty] | Commercial | Energy Star Steamer | Y | Assembly | Turnover | 8.2099 | 0.70921 | 11.5762 | 0 | 0 | 0 | Fail RIM; Pass PCT | Commercial | VSD Controlled Compressor | Y | Healthcare | Existing | 2.4552 | 0.66388 | 3.6982 | 0.023911 | 0.020029 | 0.18442 | Commercial | Instantaneous Hot Water System | Y | College and University | New | 0.23153 | 0.63364 | 0.3654 | 0 | 0 | 0 | Fail TRC; Fail PCT
[12 empty] | Commercial | Energy Star Steamer | Y | College and University | Turnover | 8.2099 | 0.70921 | 11.5762 | 0 | 0 | 0 | Fail RIM; Pass PCT | Commercial | VSD Controlled Compressor | Y | Hospitals | Existing | 2.4552 | 0.66388 | 3.6982 | 0.016255 | 0.013615 | 0.12537 | Commercial | Instantaneous Hot Water System | Y | Grocery | New | 0.20218 | 0.63573 | 0.31803 | 0 | 0 | 0 | Fail TRC; Fail PCT
[12 empty] | Commercial | Energy Star Steamer | Y | Grocery | Turnover | 8.2099 | 0.70921 | 11.5762 | 0 | 0 | 0 | Fail RIM; Pass PCT | Commercial | VSD Controlled Compressor | Y | Institutional | Existing | 2.4734 | 0.66804 | 3.7024 | 0.20741 | 0.097074 | 1.3755 | Commercial | Instantaneous Hot Water System | Y | Healthcare | New | 0.13429 | 0.63339 | 0.21202 | 0 | 0 | 0 | Fail TRC; Fail PCT
[12 empty] | Commercial | Energy Star Steamer | Y | Healthcare | Turnover | 8.2099 | 0.70921 | 11.5762 | 0 | 0 | 0 | Fail RIM; Pass PCT | Commercial | VSD Controlled Compressor | Y | Lodging/Hospitality | Existing | 2.4552 | 0.66388 | 3.6982 | 0.31036 | 0.25996 | 2.3937 | Commercial | Instantaneous Hot Water System | Y | Hospitals | New | 0.27068 | 0.63364 | 0.42719 | 0 | 0 | 0 | Fail TRC; Fail PCT
[12 empty] | Commercial | Energy Star Steamer | Y | Hospitals | Turnover | 8.2099 | 0.70921 | 11.5762 | 0 | 0 | 0 | Fail RIM; Pass PCT | Commercial | VSD Controlled Compressor | Y | Miscellaneous | Existing | 2.4734 | 0.66804 | 3.7024 | 0.53958 | 0.25255 | 3.5785 | Commercial | Instantaneous Hot Water System | Y | Institutional | New | 0.3223 | 0.63339 | 0.50884 | 0 | 0 | 0 | Fail TRC; Fail PCT
[12 empty] | Commercial | Energy Star Steamer | Y | Institutional | Turnover | 8.2099 | 0.70921 | 11.5762 | 0 | 0 | 0 | Fail RIM; Pass PCT | Commercial | VSD Controlled Compressor | Y | Offices | Existing | 2.4734 | 0.66804 | 3.7024 | 0.26629 | 0.12464 | 1.7661 | Commercial | Instantaneous Hot Water System | Y | Lodging/Hospitality | New | 0.32349 | 0.63573 | 0.50885 | 0 | 0 | 0 | Fail TRC; Fail PCT
[12 empty] | Commercial | Energy Star Steamer | Y | Lodging/Hospitality | Turnover | 8.2099 | 0.70921 | 11.5762 | 0 | 0 | 0 | Fail RIM; Pass PCT | Commercial | VSD Controlled Compressor | Y | Restaurants | Existing | 2.4552 | 0.66388 | 3.6982 | 0.044668 | 0.037415 | 0.34451 | Commercial | Instantaneous Hot Water System | Y | Miscellaneous | New | 0.30215 | 0.63339 | 0.47704 | 0 | 0 | 0 | Fail TRC; Fail PCT
[12 empty] | Commercial | Energy Star Steamer | Y | Miscellaneous | Turnover | 8.2099 | 0.70921 | 11.5762 | 0 | 0 | 0 | Fail RIM; Pass PCT | Commercial | VSD Controlled Compressor | Y | Retail | Existing | 2.4734 | 0.66804 | 3.7024 | 0.1168 | 0.054668 | 0.77463 | Commercial | Instantaneous Hot Water System | Y | Offices | New | 0.27977 | 0.63339 | 0.4417 | 0 | 0 | 0 | Fail TRC; Fail PCT
[12 empty] | Commercial | Energy Star Steamer | Y | Offices | Turnover | 8.2099 | 0.70921 | 11.5762 | 0 | 0 | 0 | Fail RIM; Pass PCT | Commercial | VSD Controlled Compressor | Y | Schools K-12 | Existing | 2.4552 | 0.66388 | 3.6982 | 0.074248 | 0.062192 | 0.57266 | Commercial | Instantaneous Hot Water System | Y | Restaurants | New | 0.16849 | 0.63573 | 0.26503 | 0 | 0 | 0 | Fail TRC; Fail PCT
[12 empty] | Commercial | Energy Star Steamer | Y | Restaurants | Turnover | 8.2099 | 0.70921 | 11.5762 | 0 | 0 | 0 | Fail RIM; Pass PCT | Commercial | VSD Controlled Compressor | Y | Warehouse | Existing | 2.4734 | 0.66804 | 3.7024 | 0.18911 | 0.088511 | 1.2542 | Commercial | Instantaneous Hot Water System | Y | Retail | New | 0.20016 | 0.63573 | 0.31485 | 0 | 0 | 0 | Fail TRC; Fail PCT
[12 empty] | Commercial | Energy Star Steamer | Y | Retail | Turnover | 8.2099 | 0.70921 | 11.5762 | 0 | 0 | 0 | Fail RIM; Pass PCT | Commercial | VSD Controlled Compressor | Y | Assembly | New | 2.4734 | 0.66804 | 3.7024 | 0.0017581 | 0.00082285 | 0.011659 | Commercial | Instantaneous Hot Water System | Y | Schools K-12 | New | 0.041966 | 0.63339 | 0.066256 | 0 | 0 | 0 | Fail TRC; Fail PCT
[12 empty] | Commercial | Energy Star Steamer | Y | Schools K-12 | Turnover | 8.2099 | 0.70921 | 11.5762 | 0 | 0 | 0 | Fail RIM; Pass PCT | Commercial | VSD Controlled Compressor | Y | College and University | New | 2.4552 | 0.66388 | 3.6982 | 0.0025729 | 0.0021551 | 0.019844 | Commercial | Instantaneous Hot Water System | Y | Warehouse | New | 0.20143 | 0.63339 | 0.31802 | 0 | 0 | 0 | Fail TRC; Fail PCT
[12 empty] | Commercial | Energy Star Steamer | Y | Warehouse | Turnover | 8.2099 | 0.70921 | 11.5762 | 0 | 0 | 0 | Fail RIM; Pass PCT | Commercial | VSD Controlled Compressor | Y | Grocery | New | 2.4734 | 0.66804 | 3.7024 | 0.0041721 | 0.0019527 | 0.02767 | Commercial | Solar Water Heater | Y | Assembly | Turnover | 0.56947 | 0.6689 | 0.85134 | 0 | 0 | 0 | Fail TRC; Fail PCT
[12 empty] | Commercial | Energy Star Steamer | Y | Assembly | New | 8.2099 | 0.70921 | 11.5762 | 0 | 0 | 0 | Fail RIM; Pass PCT | Commercial | VSD Controlled Compressor | Y | Healthcare | New | 2.4552 | 0.66388 | 3.6982 | 0.0027519 | 0.0023051 | 0.021225 | Commercial | Solar Water Heater | Y | Healthcare | Turnover | 0.75929 | 0.6689 | 1.1351 | 0 | 0 | 0 | Fail TRC; Pass PCT
[12 empty] | Commercial | Energy Star Steamer | Y | College and University | New | 8.2099 | 0.70921 | 11.5762 | 0 | 0 | 0 | Fail RIM; Pass PCT | Commercial | VSD Controlled Compressor | Y | Hospitals | New | 2.4552 | 0.66388 | 3.6982 | 0.0018707 | 0.001567 | 0.014429 | Commercial | Solar Water Heater | Y | Restaurants | Turnover | 0.94911 | 0.6689 | 1.4189 | 0 | 0 | 0 | Fail TRC; Pass PCT
[12 empty] | Commercial | Energy Star Steamer | Y | Grocery | New | 8.2099 | 0.70921 | 11.5762 | 0 | 0 | 0 | Fail RIM; Pass PCT | Commercial | VSD Controlled Compressor | Y | Institutional | New | 2.4734 | 0.66804 | 3.7024 | 0.02387 | 0.011172 | 0.15831 | Commercial | Solar Water Heater | Y | Schools K-12 | Turnover | 0.23728 | 0.6689 | 0.35473 | 0 | 0 | 0 | Fail TRC; Fail PCT
[12 empty] | Commercial | Energy Star Steamer | Y | Healthcare | New | 8.2099 | 0.70921 | 11.5762 | 0 | 0 | 0 | Fail RIM; Pass PCT | Commercial | VSD Controlled Compressor | Y | Lodging/Hospitality | New | 2.4552 | 0.66388 | 3.6982 | 0.035719 | 0.029919 | 0.27549 | Commercial | Solar Water Heater | Y | Assembly | New | 0.56947 | 0.6689 | 0.85134 | 0 | 0 | 0 | Fail TRC; Fail PCT
[12 empty] | Commercial | Energy Star Steamer | Y | Hospitals | New | 8.2099 | 0.70921 | 11.5762 | 0 | 0 | 0 | Fail RIM; Pass PCT | Commercial | VSD Controlled Compressor | Y | Miscellaneous | New | 2.4734 | 0.66804 | 3.7024 | 0.01242 | 0.0058131 | 0.08237 | Commercial | Solar Water Heater | Y | Healthcare | New | 0.75929 | 0.6689 | 1.1351 | 0 | 0 | 0 | Fail TRC; Pass PCT
[12 empty] | Commercial | Energy Star Steamer | Y | Institutional | New | 8.2099 | 0.70921 | 11.5762 | 0 | 0 | 0 | Fail RIM; Pass PCT | Commercial | VSD Controlled Compressor | Y | Offices | New | 2.4734 | 0.66804 | 3.7024 | 0.030648 | 0.014344 | 0.20325 | Commercial | Solar Water Heater | Y | Restaurants | New | 0.94911 | 0.6689 | 1.4189 | 0 | 0 | 0 | Fail TRC; Pass PCT
[12 empty] | Commercial | Energy Star Steamer | Y | Lodging/Hospitality | New | 8.2099 | 0.70921 | 11.5762 | 0 | 0 | 0 | Fail RIM; Pass PCT | Commercial | VSD Controlled Compressor | Y | Restaurants | New | 2.4552 | 0.66388 | 3.6982 | 0.0051408 | 0.004306 | 0.03965 | Commercial | Solar Water Heater | Y | Schools K-12 | New | 0.23728 | 0.6689 | 0.35473 | 0 | 0 | 0 | Fail TRC; Fail PCT
[12 empty] | Commercial | Energy Star Steamer | Y | Miscellaneous | New | 8.2099 | 0.70921 | 11.5762 | 0 | 0 | 0 | Fail RIM; Pass PCT | Commercial | VSD Controlled Compressor | Y | Retail | New | 2.4734 | 0.66804 | 3.7024 | 0.013443 | 0.0062917 | 0.089152 | Commercial | CFL - 15W Flood | Y | Assembly | Turnover | 23.1188 | 0.6631 | 34.8649 | 0 | 0 | 0 | Pass TRC; Pass PCT; Fail 2-year Threshold
[12 empty] | Commercial | Energy Star Steamer | Y | Offices | New | 8.2099 | 0.70921 | 11.5762 | 0 | 0 | 0 | Fail RIM; Pass PCT | Commercial | VSD Controlled Compressor | Y | Schools K-12 | New | 2.4552 | 0.66388 | 3.6982 | 0.0085452 | 0.0071576 | 0.065907 | Commercial | CFL - 15W Flood | Y | College and University | Turnover | 23.1188 | 0.6631 | 34.8649 | 0 | 0 | 0 | Pass TRC; Pass PCT; Fail 2-year Threshold
[12 empty] | Commercial | Energy Star Steamer | Y | Restaurants | New | 8.2099 | 0.70921 | 11.5762 | 0 | 0 | 0 | Fail RIM; Pass PCT | Commercial | VSD Controlled Compressor | Y | Warehouse | New | 2.4734 | 0.66804 | 3.7024 | 0.021765 | 0.010187 | 0.14434 | Commercial | CFL - 15W Flood | Y | Grocery | Turnover | 23.1188 | 0.6631 | 34.8649 | 0 | 0 | 0 | Pass TRC; Pass PCT; Fail 2-year Threshold
[12 empty] | Commercial | Energy Star Steamer | Y | Retail | New | 8.2099 | 0.70921 | 11.5762 | 0 | 0 | 0 | Fail RIM; Pass PCT | Commercial | Network PC Power Management | Y | Assembly | Existing | 1.1845 | 0.60346 | 1.9628 | 0 | 0 | 0 | Commercial | CFL - 15W Flood | Y | Healthcare | Turnover | 23.1188 | 0.6631 | 34.8649 | 0 | 0 | 0 | Pass TRC; Pass PCT; Fail 2-year Threshold
[12 empty] | Commercial | Energy Star Steamer | Y | Schools K-12 | New | 8.2099 | 0.70921 | 11.5762 | 0 | 0 | 0 | Fail RIM; Pass PCT | Commercial | Network PC Power Management | Y | College and University | Existing | 1.1378 | 0.57201 | 1.9891 | 0.008259 | 0.0071302 | 0.061465 | Commercial | CFL - 15W Flood | Y | Hospitals | Turnover | 23.1188 | 0.6631 | 34.8649 | 0 | 0 | 0 | Pass TRC; Pass PCT; Fail 2-year Threshold
[12 empty] | Commercial | Energy Star Steamer | Y | Warehouse | New | 8.2099 | 0.70921 | 11.5762 | 0 | 0 | 0 | Fail RIM; Pass PCT | Commercial | Network PC Power Management | Y | Grocery | Existing | 1.1371 | 0.57941 | 1.9625 | 0 | 0 | 0 | Commercial | CFL - 15W Flood | Y | Institutional | Turnover | 23.1188 | 0.6631 | 34.8649 | 0 | 0 | 0 | Pass TRC; Pass PCT; Fail 2-year Threshold
[12 empty] | Commercial | Induction Cooktops | Y | Assembly | Turnover | 0.42711 | 0.69405 | 0.61539 | 0 | 0 | 0 | Fail RIM; Fail PCT | Commercial | Network PC Power Management | Y | Healthcare | Existing | 1.1473 | 0.57941 | 1.9802 | 0.0091606 | 0.0063799 | 0.061584 | Commercial | CFL - 15W Flood | Y | Lodging/Hospitality | Turnover | 23.1188 | 0.6631 | 34.8649 | 0 | 0 | 0 | Pass TRC; Pass PCT; Fail 2-year Threshold
[12 empty] | Commercial | Induction Cooktops | Y | College and University | Turnover | 0.42711 | 0.69405 | 0.61539 | 0 | 0 | 0 | Fail RIM; Fail PCT | Commercial | Network PC Power Management | Y | Hospitals | Existing | 1.1489 | 0.57201 | 2.0085 | 0.0055678 | 0.0048068 | 0.041436 | Commercial | CFL - 15W Flood | Y | Miscellaneous | Turnover | 23.1188 | 0.6631 | 34.8649 | 0 | 0 | 0 | Pass TRC; Pass PCT; Fail 2-year Threshold
[12 empty] | Commercial | Induction Cooktops | Y | Grocery | Turnover | 0.42711 | 0.69405 | 0.61539 | 0 | 0 | 0 | Fail RIM; Fail PCT | Commercial | Network PC Power Management | Y | Institutional | Existing | 1.1818 | 0.60346 | 1.9583 | 0.037086 | 0 | 0.24932 | Commercial | CFL - 15W Flood | Y | Offices | Turnover | 23.1188 | 0.6631 | 34.8649 | 0 | 0 | 0 | Pass TRC; Pass PCT; Fail 2-year Threshold
[12 empty] | Commercial | Induction Cooktops | Y | Healthcare | Turnover | 0.42711 | 0.69405 | 0.61539 | 0 | 0 | 0 | Fail RIM; Fail PCT | Commercial | Network PC Power Management | Y | Lodging/Hospitality | Existing | 1.1482 | 0.57941 | 1.9816 | 0.28755 | 0.20026 | 1.9331 | Commercial | CFL - 15W Flood | Y | Restaurants | Turnover | 23.1188 | 0.6631 | 34.8649 | 0 | 0 | 0 | Pass TRC; Pass PCT; Fail 2-year Threshold
[12 empty] | Commercial | Induction Cooktops | Y | Hospitals | Turnover | 0.42711 | 0.69405 | 0.61539 | 0 | 0 | 0 | Fail RIM; Fail PCT | Commercial | Network PC Power Management | Y | Miscellaneous | Existing | 1.2128 | 0.60346 | 2.0097 | 0 | 0 | 0 | Commercial | CFL - 15W Flood | Y | Retail | Turnover | 23.1188 | 0.6631 | 34.8649 | 0 | 0 | 0 | Pass TRC; Pass PCT; Fail 2-year Threshold
[12 empty] | Commercial | Induction Cooktops | Y | Institutional | Turnover | 0.42711 | 0.69405 | 0.61539 | 0 | 0 | 0 | Fail RIM; Fail PCT | Commercial | Network PC Power Management | Y | Offices | Existing | 1.1501 | 0.57941 | 1.9849 | 0.074975 | 0.052216 | 0.50404 | Commercial | CFL - 15W Flood | Y | Schools K-12 | Turnover | 23.1188 | 0.6631 | 34.8649 | 0 | 0 | 0 | Pass TRC; Pass PCT; Fail 2-year Threshold
[12 empty] | Commercial | Induction Cooktops | Y | Lodging/Hospitality | Turnover | 0.42711 | 0.69405 | 0.61539 | 0 | 0 | 0 | Fail RIM; Fail PCT | Commercial | Network PC Power Management | Y | Restaurants | Existing | 1.1992 | 0.60346 | 1.9871 | 0 | 0 | 0 | Commercial | CFL - 15W Flood | Y | Warehouse | Turnover | 23.1188 | 0.6631 | 34.8649 | 0 | 0 | 0 | Pass TRC; Pass PCT; Fail 2-year Threshold
[12 empty] | Commercial | Induction Cooktops | Y | Miscellaneous | Turnover | 0.42711 | 0.69405 | 0.61539 | 0 | 0 | 0 | Fail RIM; Fail PCT | Commercial | Network PC Power Management | Y | Retail | Existing | 1.1288 | 0.57941 | 1.9481 | 0.040303 | 0.028069 | 0.27094 | Commercial | CFL - 15W Flood | Y | Assembly | New | 23.1188 | 0.6631 | 34.8649 | 0 | 0 | 0 | Pass TRC; Pass PCT; Fail 2-year Threshold
[12 empty] | Commercial | Induction Cooktops | Y | Offices | Turnover | 0.42711 | 0.69405 | 0.61539 | 0 | 0 | 0 | Fail RIM; Fail PCT | Commercial | Network PC Power Management | Y | Schools K-12 | Existing | 1.1558 | 0.57941 | 1.9948 | 0.023572 | 0.016416 | 0.15846 | Commercial | CFL - 15W Flood | Y | College and University | New | 23.1188 | 0.6631 | 34.8649 | 0 | 0 | 0 | Pass TRC; Pass PCT; Fail 2-year Threshold
[12 empty] | Commercial | Induction Cooktops | Y | Restaurants | Turnover | 0.42711 | 0.69405 | 0.61539 | 0 | 0 | 0 | Fail RIM; Fail PCT | Commercial | Network PC Power Management | Y | Assembly | New | 1.1845 | 0.60346 | 1.9628 | 0 | 0 | 0 | Commercial | CFL - 15W Flood | Y | Grocery | New | 23.1188 | 0.6631 | 34.8649 | 0 | 0 | 0 | Pass TRC; Pass PCT; Fail 2-year Threshold
[12 empty] | Commercial | Induction Cooktops | Y | Retail | Turnover | 0.42711 | 0.69405 | 0.61539 | 0 | 0 | 0 | Fail RIM; Fail PCT | Commercial | Network PC Power Management | Y | College and University | New | 1.1378 | 0.57201 | 1.9891 | 0.00019011 | 0.00016412 | 0.0014148 | Commercial | CFL - 15W Flood | Y | Healthcare | New | 23.1188 | 0.6631 | 34.8649 | 0 | 0 | 0 | Pass TRC; Pass PCT; Fail 2-year Threshold
[12 empty] | Commercial | Induction Cooktops | Y | Schools K-12 | Turnover | 0.42711 | 0.69405 | 0.61539 | 0 | 0 | 0 | Fail RIM; Fail PCT | Commercial | Network PC Power Management | Y | Grocery | New | 1.1371 | 0.57941 | 1.9625 | 0 | 0 | 0 | Commercial | CFL - 15W Flood | Y | Hospitals | New | 23.1188 | 0.6631 | 34.8649 | 0 | 0 | 0 | Pass TRC; Pass PCT; Fail 2-year Threshold
[12 empty] | Commercial | Induction Cooktops | Y | Warehouse | Turnover | 0.42711 | 0.69405 | 0.61539 | 0 | 0 | 0 | Fail RIM; Fail PCT | Commercial | Network PC Power Management | Y | Healthcare | New | 1.1473 | 0.57941 | 1.9802 | 0.00021086 | 0.00014685 | 0.0014175 | Commercial | CFL - 15W Flood | Y | Institutional | New | 23.1188 | 0.6631 | 34.8649 | 0 | 0 | 0 | Pass TRC; Pass PCT; Fail 2-year Threshold
[12 empty] | Commercial | Induction Cooktops | Y | Assembly | New | 0.42711 | 0.69405 | 0.61539 | 0 | 0 | 0 | Fail RIM; Fail PCT | Commercial | Network PC Power Management | Y | Hospitals | New | 1.1489 | 0.57201 | 2.0085 | 0.00012816 | 0.00011064 | 0.00095378 | Commercial | CFL - 15W Flood | Y | Lodging/Hospitality | New | 23.1188 | 0.6631 | 34.8649 | 0 | 0 | 0 | Pass TRC; Pass PCT; Fail 2-year Threshold
[12 empty] | Commercial | Induction Cooktops | Y | College and University | New | 0.42711 | 0.69405 | 0.61539 | 0 | 0 | 0 | Fail RIM; Fail PCT | Commercial | Network PC Power Management | Y | Institutional | New | 1.1818 | 0.60346 | 1.9583 | 0.00085363 | 0 | 0.0057387 | Commercial | CFL - 15W Flood | Y | Miscellaneous | New | 23.1188 | 0.6631 | 34.8649 | 0 | 0 | 0 | Pass TRC; Pass PCT; Fail 2-year Threshold
[12 empty] | Commercial | Induction Cooktops | Y | Grocery | New | 0.42711 | 0.69405 | 0.61539 | 0 | 0 | 0 | Fail RIM; Fail PCT | Commercial | Network PC Power Management | Y | Lodging/Hospitality | New | 1.1482 | 0.57941 | 1.9816 | 0.0066188 | 0.0046096 | 0.044496 | Commercial | CFL - 15W Flood | Y | Offices | New | 23.1188 | 0.6631 | 34.8649 | 0 | 0 | 0 | Pass TRC; Pass PCT; Fail 2-year Threshold
[12 empty] | Commercial | Induction Cooktops | Y | Healthcare | New | 0.42711 | 0.69405 | 0.61539 | 0 | 0 | 0 | Fail RIM; Fail PCT | Commercial | Network PC Power Management | Y | Miscellaneous | New | 1.2128 | 0.60346 | 2.0097 | 0 | 0 | 0 | Commercial | CFL - 15W Flood | Y | Restaurants | New | 23.1188 | 0.6631 | 34.8649 | 0 | 0 | 0 | Pass TRC; Pass PCT; Fail 2-year Threshold
[12 empty] | Commercial | Induction Cooktops | Y | Hospitals | New | 0.42711 | 0.69405 | 0.61539 | 0 | 0 | 0 | Fail RIM; Fail PCT | Commercial | Network PC Power Management | Y | Offices | New | 1.1501 | 0.57941 | 1.9849 | 0.0017258 | 0.0012019 | 0.011602 | Commercial | CFL - 15W Flood | Y | Retail | New | 23.1188 | 0.6631 | 34.8649 | 0 | 0 | 0 | Pass TRC; Pass PCT; Fail 2-year Threshold
[12 empty] | Commercial | Induction Cooktops | Y | Institutional | New | 0.42711 | 0.69405 | 0.61539 | 0 | 0 | 0 | Fail RIM; Fail PCT | Commercial | Network PC Power Management | Y | Restaurants | New | 1.1992 | 0.60346 | 1.9871 | 0 | 0 | 0 | Commercial | CFL - 15W Flood | Y | Schools K-12 | New | 23.1188 | 0.6631 | 34.8649 | 0 | 0 | 0 | Pass TRC; Pass PCT; Fail 2-year Threshold
[12 empty] | Commercial | Induction Cooktops | Y | Lodging/Hospitality | New | 0.42711 | 0.69405 | 0.61539 | 0 | 0 | 0 | Fail RIM; Fail PCT | Commercial | Network PC Power Management | Y | Retail | New | 1.1288 | 0.57941 | 1.9481 | 0.00092769 | 0.00064608 | 0.0062366 | Commercial | CFL - 15W Flood | Y | Warehouse | New | 23.1188 | 0.6631 | 34.8649 | 0 | 0 | 0 | Pass TRC; Pass PCT; Fail 2-year Threshold
[12 empty] | Commercial | Induction Cooktops | Y | Miscellaneous | New | 0.42711 | 0.69405 | 0.61539 | 0 | 0 | 0 | Fail RIM; Fail PCT | Commercial | Network PC Power Management | Y | Schools K-12 | New | 1.1558 | 0.57941 | 1.9948 | 0.00054257 | 0.00037787 | 0.0036475 | Commercial | LED - 9W Flood | Y | Assembly | Turnover | 50.0468 | 0.62791 | 79.7033 | 0 | 0 | 0 | Pass TRC; Pass PCT; Fail 2-year Threshold
[12 empty] | Commercial | Induction Cooktops | Y | Offices | New | 0.42711 | 0.69405 | 0.61539 | 0 | 0 | 0 | Fail RIM; Fail PCT | Commercial | PSC to ECM Evaporator Fan Motor (Reach-In) | Y | Assembly | Existing | 2.1933 | 0.68739 | 3.1907 | 6.2671e-05 | 5.7411e-06 | 0.00045028 | Commercial | LED - 9W Flood | Y | College and University | Turnover | 50.0468 | 0.62791 | 79.7033 | 0 | 0 | 0 | Pass TRC; Pass PCT; Fail 2-year Threshold
[12 empty] | Commercial | Induction Cooktops | Y | Restaurants | New | 0.42711 | 0.69405 | 0.61539 | 0 | 0 | 0 | Fail RIM; Fail PCT | Commercial | PSC to ECM Evaporator Fan Motor (Reach-In) | Y | College and University | Existing | 2.1172 | 0.66388 | 3.1891 | 2.4384e-05 | 2.0424e-05 | 0.00018807 | Commercial | LED - 9W Flood | Y | Grocery | Turnover | 50.0468 | 0.62791 | 79.7033 | 0 | 0 | 0 | Pass TRC; Pass PCT; Fail 2-year Threshold
[12 empty] | Commercial | Induction Cooktops | Y | Retail | New | 0.42711 | 0.69405 | 0.61539 | 0 | 0 | 0 | Fail RIM; Fail PCT | Commercial | PSC to ECM Evaporator Fan Motor (Reach-In) | Y | Grocery | Existing | 2.1933 | 0.68739 | 3.1907 | 0.19833 | 0.018168 | 1.4249 | Commercial | LED - 9W Flood | Y | Healthcare | Turnover | 50.0468 | 0.62791 | 79.7033 | 0 | 0 | 0 | Pass TRC; Pass PCT; Fail 2-year Threshold
[12 empty] | Commercial | Induction Cooktops | Y | Schools K-12 | New | 0.42711 | 0.69405 | 0.61539 | 0 | 0 | 0 | Fail RIM; Fail PCT | Commercial | PSC to ECM Evaporator Fan Motor (Reach-In) | Y | Healthcare | Existing | 2.1172 | 0.66388 | 3.1891 | 4.9298e-05 | 4.1293e-05 | 0.00038022 | Commercial | LED - 9W Flood | Y | Hospitals | Turnover | 50.0468 | 0.62791 | 79.7033 | 0 | 0 | 0 | Pass TRC; Pass PCT; Fail 2-year Threshold
[12 empty] | Commercial | Induction Cooktops | Y | Warehouse | New | 0.42711 | 0.69405 | 0.61539 | 0 | 0 | 0 | Fail RIM; Fail PCT | Commercial | PSC to ECM Evaporator Fan Motor (Reach-In) | Y | Hospitals | Existing | 2.1172 | 0.66388 | 3.1891 | 0.00035074 | 0.00029379 | 0.0027052 | Commercial | LED - 9W Flood | Y | Institutional | Turnover | 50.0468 | 0.62791 | 79.7033 | 0 | 0 | 0 | Pass TRC; Pass PCT; Fail 2-year Threshold
[12 empty] | Commercial | Energy Star Commercial Dishwasher | Y | Assembly | Turnover | 20.6611 | 0.72921 | 28.3337 | 0 | 0 | 0 | Fail RIM; Pass PCT | Commercial | PSC to ECM Evaporator Fan Motor (Reach-In) | Y | Institutional | Existing | 2.1933 | 0.68739 | 3.1907 | 0 | 0 | 0 | Commercial | LED - 9W Flood | Y | Lodging/Hospitality | Turnover | 50.0468 | 0.62791 | 79.7033 | 0 | 0 | 0 | Pass TRC; Pass PCT; Fail 2-year Threshold
[12 empty] | Commercial | Energy Star Commercial Dishwasher | Y | College and University | Turnover | 20.6611 | 0.72921 | 28.3337 | 0 | 0 | 0 | Fail RIM; Pass PCT | Commercial | PSC to ECM Evaporator Fan Motor (Reach-In) | Y | Lodging/Hospitality | Existing | 2.1172 | 0.66388 | 3.1891 | 0.012921 | 0.010823 | 0.099653 | Commercial | LED - 9W Flood | Y | Miscellaneous | Turnover | 50.0468 | 0.62791 | 79.7033 | 0 | 0 | 0 | Pass TRC; Pass PCT; Fail 2-year Threshold
[12 empty] | Commercial | Energy Star Commercial Dishwasher | Y | Grocery | Turnover | 20.6611 | 0.72921 | 28.3337 | 0 | 0 | 0 | Fail RIM; Pass PCT | Commercial | PSC to ECM Evaporator Fan Motor (Reach-In) | Y | Miscellaneous | Existing | 2.1933 | 0.68739 | 3.1907 | 0 | 0 | 0 | Commercial | LED - 9W Flood | Y | Offices | Turnover | 50.0468 | 0.62791 | 79.7033 | 0 | 0 | 0 | Pass TRC; Pass PCT; Fail 2-year Threshold
[12 empty] | Commercial | Energy Star Commercial Dishwasher | Y | Healthcare | Turnover | 20.6611 | 0.72921 | 28.3337 | 0 | 0 | 0 | Fail RIM; Pass PCT | Commercial | PSC to ECM Evaporator Fan Motor (Reach-In) | Y | Offices | Existing | 2.1933 | 0.68739 | 3.1907 | 0 | 0 | 0 | Commercial | LED - 9W Flood | Y | Restaurants | Turnover | 50.0468 | 0.62791 | 79.7033 | 0 | 0 | 0 | Pass TRC; Pass PCT; Fail 2-year Threshold
[12 empty] | Commercial | Energy Star Commercial Dishwasher | Y | Hospitals | Turnover | 20.6611 | 0.72921 | 28.3337 | 0 | 0 | 0 | Fail RIM; Pass PCT | Commercial | PSC to ECM Evaporator Fan Motor (Reach-In) | Y | Restaurants | Existing | 2.1172 | 0.66388 | 3.1891 | 0.035981 | 0.030138 | 0.27751 | Commercial | LED - 9W Flood | Y | Retail | Turnover | 50.0468 | 0.62791 | 79.7033 | 0 | 0 | 0 | Pass TRC; Pass PCT; Fail 2-year Threshold
[12 empty] | Commercial | Energy Star Commercial Dishwasher | Y | Institutional | Turnover | 20.6611 | 0.72921 | 28.3337 | 0 | 0 | 0 | Fail RIM; Pass PCT | Commercial | PSC to ECM Evaporator Fan Motor (Reach-In) | Y | Retail | Existing | 2.1933 | 0.68739 | 3.1907 | 0.0052409 | 0.0004801 | 0.037654 | Commercial | LED - 9W Flood | Y | Schools K-12 | Turnover | 50.0468 | 0.62791 | 79.7033 | 0 | 0 | 0 | Pass TRC; Pass PCT; Fail 2-year Threshold
[12 empty] | Commercial | Energy Star Commercial Dishwasher | Y | Lodging/Hospitality | Turnover | 20.6611 | 0.72921 | 28.3337 | 0 | 0 | 0 | Fail RIM; Pass PCT | Commercial | PSC to ECM Evaporator Fan Motor (Reach-In) | Y | Schools K-12 | Existing | 2.1172 | 0.66388 | 3.1891 | 0.00093902 | 0.00078655 | 0.0072424 | Commercial | LED - 9W Flood | Y | Warehouse | Turnover | 50.0468 | 0.62791 | 79.7033 | 0 | 0 | 0 | Pass TRC; Pass PCT; Fail 2-year Threshold
[12 empty] | Commercial | Energy Star Commercial Dishwasher | Y | Miscellaneous | Turnover | 20.6611 | 0.72921 | 28.3337 | 0 | 0 | 0 | Fail RIM; Pass PCT | Commercial | PSC to ECM Evaporator Fan Motor (Reach-In) | Y | Warehouse | Existing | 2.1933 | 0.68739 | 3.1907 | 0 | 0 | 0 | Commercial | LED - 9W Flood | Y | Assembly | New | 50.0468 | 0.62791 | 79.7033 | 0 | 0 | 0 | Pass TRC; Pass PCT; Fail 2-year Threshold
[12 empty] | Commercial | Energy Star Commercial Dishwasher | Y | Offices | Turnover | 20.6611 | 0.72921 | 28.3337 | 0 | 0 | 0 | Fail RIM; Pass PCT | Commercial | PSC to ECM Evaporator Fan Motor (Reach-In) | Y | Assembly | New | 2.1933 | 0.68739 | 3.1907 | 5.7758e-06 | 5.2911e-07 | 4.1498e-05 | Commercial | LED - 9W Flood | Y | College and University | New | 50.0468 | 0.62791 | 79.7033 | 0 | 0 | 0 | Pass TRC; Pass PCT; Fail 2-year Threshold
[12 empty] | Commercial | Energy Star Commercial Dishwasher | Y | Restaurants | Turnover | 20.6611 | 0.72921 | 28.3337 | 0 | 0 | 0 | Fail RIM; Pass PCT | Commercial | PSC to ECM Evaporator Fan Motor (Reach-In) | Y | College and University | New | 2.1172 | 0.66388 | 3.1891 | 2.2451e-06 | 1.8805e-06 | 1.7316e-05 | Commercial | LED - 9W Flood | Y | Grocery | New | 50.0468 | 0.62791 | 79.7033 | 0 | 0 | 0 | Pass TRC; Pass PCT; Fail 2-year Threshold
[12 empty] | Commercial | Energy Star Commercial Dishwasher | Y | Retail | Turnover | 20.6611 | 0.72921 | 28.3337 | 0 | 0 | 0 | Fail RIM; Pass PCT | Commercial | PSC to ECM Evaporator Fan Motor (Reach-In) | Y | Grocery | New | 2.1933 | 0.68739 | 3.1907 | 0.01826 | 0.0016728 | 0.1312 | Commercial | LED - 9W Flood | Y | Healthcare | New | 50.0468 | 0.62791 | 79.7033 | 0 | 0 | 0 | Pass TRC; Pass PCT; Fail 2-year Threshold
[12 empty] | Commercial | Energy Star Commercial Dishwasher | Y | Schools K-12 | Turnover | 20.6611 | 0.72921 | 28.3337 | 0 | 0 | 0 | Fail RIM; Pass PCT | Commercial | PSC to ECM Evaporator Fan Motor (Reach-In) | Y | Healthcare | New | 2.1172 | 0.66388 | 3.1891 | 4.5389e-06 | 3.8019e-06 | 3.5008e-05 | Commercial | LED - 9W Flood | Y | Hospitals | New | 50.0468 | 0.62791 | 79.7033 | 0 | 0 | 0 | Pass TRC; Pass PCT; Fail 2-year Threshold
[12 empty] | Commercial | Energy Star Commercial Dishwasher | Y | Warehouse | Turnover | 20.6611 | 0.72921 | 28.3337 | 0 | 0 | 0 | Fail RIM; Pass PCT | Commercial | PSC to ECM Evaporator Fan Motor (Reach-In) | Y | Hospitals | New | 2.1172 | 0.66388 | 3.1891 | 3.2293e-05 | 2.7049e-05 | 0.00024907 | Commercial | LED - 9W Flood | Y | Institutional | New | 50.0468 | 0.62791 | 79.7033 | 0 | 0 | 0 | Pass TRC; Pass PCT; Fail 2-year Threshold
[12 empty] | Commercial | Energy Star Commercial Dishwasher | Y | Assembly | New | 20.6611 | 0.72921 | 28.3337 | 0 | 0 | 0 | Fail RIM; Pass PCT | Commercial | PSC to ECM Evaporator Fan Motor (Reach-In) | Y | Institutional | New | 2.1933 | 0.68739 | 3.1907 | 0 | 0 | 0 | Commercial | LED - 9W Flood | Y | Lodging/Hospitality | New | 50.0468 | 0.62791 | 79.7033 | 0 | 0 | 0 | Pass TRC; Pass PCT; Fail 2-year Threshold
[12 empty] | Commercial | Energy Star Commercial Dishwasher | Y | College and University | New | 20.6611 | 0.72921 | 28.3337 | 0 | 0 | 0 | Fail RIM; Pass PCT | Commercial | PSC to ECM Evaporator Fan Motor (Reach-In) | Y | Lodging/Hospitality | New | 2.1172 | 0.66388 | 3.1891 | 0.0011896 | 0.00099645 | 0.0091752 | Commercial | LED - 9W Flood | Y | Miscellaneous | New | 50.0468 | 0.62791 | 79.7033 | 0 | 0 | 0 | Pass TRC; Pass PCT; Fail 2-year Threshold
[12 empty] | Commercial | Energy Star Commercial Dishwasher | Y | Grocery | New | 20.6611 | 0.72921 | 28.3337 | 0 | 0 | 0 | Fail RIM; Pass PCT | Commercial | PSC to ECM Evaporator Fan Motor (Reach-In) | Y | Miscellaneous | New | 2.1933 | 0.68739 | 3.1907 | 0 | 0 | 0 | Commercial | LED - 9W Flood | Y | Offices | New | 50.0468 | 0.62791 | 79.7033 | 0 | 0 | 0 | Pass TRC; Pass PCT; Fail 2-year Threshold
[12 empty] | Commercial | Energy Star Commercial Dishwasher | Y | Healthcare | New | 20.6611 | 0.72921 | 28.3337 | 0 | 0 | 0 | Fail RIM; Pass PCT | Commercial | PSC to ECM Evaporator Fan Motor (Reach-In) | Y | Offices | New | 2.1933 | 0.68739 | 3.1907 | 0 | 0 | 0 | Commercial | LED - 9W Flood | Y | Restaurants | New | 50.0468 | 0.62791 | 79.7033 | 0 | 0 | 0 | Pass TRC; Pass PCT; Fail 2-year Threshold
[12 empty] | Commercial | Energy Star Commercial Dishwasher | Y | Hospitals | New | 20.6611 | 0.72921 | 28.3337 | 0 | 0 | 0 | Fail RIM; Pass PCT | Commercial | PSC to ECM Evaporator Fan Motor (Reach-In) | Y | Restaurants | New | 2.1172 | 0.66388 | 3.1891 | 0.0033128 | 0.0027749 | 0.025551 | Commercial | LED - 9W Flood | Y | Retail | New | 50.0468 | 0.62791 | 79.7033 | 0 | 0 | 0 | Pass TRC; Pass PCT; Fail 2-year Threshold
[12 empty] | Commercial | Energy Star Commercial Dishwasher | Y | Institutional | New | 20.6611 | 0.72921 | 28.3337 | 0 | 0 | 0 | Fail RIM; Pass PCT | Commercial | PSC to ECM Evaporator Fan Motor (Reach-In) | Y | Retail | New | 2.1933 | 0.68739 | 3.1907 | 0.00048253 | 4.4204e-05 | 0.0034669 | Commercial | LED - 9W Flood | Y | Schools K-12 | New | 50.0468 | 0.62791 | 79.7033 | 0 | 0 | 0 | Pass TRC; Pass PCT; Fail 2-year Threshold
[12 empty] | Commercial | Energy Star Commercial Dishwasher | Y | Lodging/Hospitality | New | 20.6611 | 0.72921 | 28.3337 | 0 | 0 | 0 | Fail RIM; Pass PCT | Commercial | PSC to ECM Evaporator Fan Motor (Reach-In) | Y | Schools K-12 | New | 2.1172 | 0.66388 | 3.1891 | 8.6457e-05 | 7.2419e-05 | 0.00066682 | Commercial | LED - 9W Flood | Y | Warehouse | New | 50.0468 | 0.62791 | 79.7033 | 0 | 0 | 0 | Pass TRC; Pass PCT; Fail 2-year Threshold
[12 empty] | Commercial | Energy Star Commercial Dishwasher | Y | Miscellaneous | New | 20.6611 | 0.72921 | 28.3337 | 0 | 0 | 0 | Fail RIM; Pass PCT | Commercial | PSC to ECM Evaporator Fan Motor (Reach-In) | Y | Warehouse | New | 2.1933 | 0.68739 | 3.1907 | 0 | 0 | 0 | Commercial | LED Display Lighting (Exterior) | Y | Assembly | Turnover | 7.5366 | 0.62791 | 12.0027 | 0 | 0 | 0 | Pass TRC; Pass PCT; Fail 2-year Threshold
[12 empty] | Commercial | Energy Star Commercial Dishwasher | Y | Offices | New | 20.6611 | 0.72921 | 28.3337 | 0 | 0 | 0 | Fail RIM; Pass PCT | Commercial | PSC to ECM Evaporator Fan Motor (Walk-In, Refrigerator) | Y | Assembly | Existing | 1.4234 | 0.68739 | 2.0708 | 6.0919e-05 | 5.5807e-06 | 0.00043769 | Commercial | LED Display Lighting (Exterior) | Y | College and University | Turnover | 7.5366 | 0.62791 | 12.0027 | 0 | 0 | 0 | Pass TRC; Pass PCT; Fail 2-year Threshold
[12 empty] | Commercial | Energy Star Commercial Dishwasher | Y | Restaurants | New | 20.6611 | 0.72921 | 28.3337 | 0 | 0 | 0 | Fail RIM; Pass PCT | Commercial | PSC to ECM Evaporator Fan Motor (Walk-In, Refrigerator) | Y | College and University | Existing | 1.374 | 0.66388 | 2.0697 | 7.1194e-07 | 5.9633e-07 | 5.491e-06 | Commercial | LED Display Lighting (Exterior) | Y | Grocery | Turnover | 7.5366 | 0.62791 | 12.0027 | 0 | 0 | 0 | Pass TRC; Pass PCT; Fail 2-year Threshold
[12 empty] | Commercial | Energy Star Commercial Dishwasher | Y | Retail | New | 20.6611 | 0.72921 | 28.3337 | 0 | 0 | 0 | Fail RIM; Pass PCT | Commercial | PSC to ECM Evaporator Fan Motor (Walk-In, Refrigerator) | Y | Grocery | Existing | 1.4234 | 0.68739 | 2.0708 | 0.070589 | 0.0064665 | 0.50717 | Commercial | LED Display Lighting (Exterior) | Y | Healthcare | Turnover | 7.5366 | 0.62791 | 12.0027 | 0 | 0 | 0 | Pass TRC; Pass PCT; Fail 2-year Threshold
[12 empty] | Commercial | Energy Star Commercial Dishwasher | Y | Schools K-12 | New | 20.6611 | 0.72921 | 28.3337 | 0 | 0 | 0 | Fail RIM; Pass PCT | Commercial | PSC to ECM Evaporator Fan Motor (Walk-In, Refrigerator) | Y | Healthcare | Existing | 1.374 | 0.66388 | 2.0697 | 0 | 0 | 0 | Commercial | LED Display Lighting (Exterior) | Y | Hospitals | Turnover | 7.5366 | 0.62791 | 12.0027 | 0 | 0 | 0 | Pass TRC; Pass PCT; Fail 2-year Threshold
[12 empty] | Commercial | Energy Star Commercial Dishwasher | Y | Warehouse | New | 20.6611 | 0.72921 | 28.3337 | 0 | 0 | 0 | Fail RIM; Pass PCT | Commercial | PSC to ECM Evaporator Fan Motor (Walk-In, Refrigerator) | Y | Hospitals | Existing | 1.374 | 0.66388 | 2.0697 | 0.00040578 | 0.00033989 | 0.0031297 | Commercial | LED Display Lighting (Exterior) | Y | Institutional | Turnover | 7.5366 | 0.62791 | 12.0027 | 0 | 0 | 0 | Pass TRC; Pass PCT; Fail 2-year Threshold
[12 empty] | Commercial | Heat Pump Water Heater | Y | Assembly | Turnover | 2.4829 | 0.67856 | 3.6591 | 0 | 0 | 0 | Fail RIM; Pass PCT | Commercial | PSC to ECM Evaporator Fan Motor (Walk-In, Refrigerator) | Y | Institutional | Existing | 1.4234 | 0.68739 | 2.0708 | 0 | 0 | 0 | Commercial | LED Display Lighting (Exterior) | Y | Lodging/Hospitality | Turnover | 7.5366 | 0.62791 | 12.0027 | 0 | 0 | 0 | Pass TRC; Pass PCT; Fail 2-year Threshold
[12 empty] | Commercial | Heat Pump Water Heater | Y | College and University | Turnover | 5.7831 | 0.69147 | 8.3634 | 0 | 0 | 0 | Fail RIM; Pass PCT | Commercial | PSC to ECM Evaporator Fan Motor (Walk-In, Refrigerator) | Y | Lodging/Hospitality | Existing | 1.374 | 0.66388 | 2.0697 | 0.010145 | 0.0084975 | 0.078244 | Commercial | LED Display Lighting (Exterior) | Y | Miscellaneous | Turnover | 7.5366 | 0.62791 | 12.0027 | 0 | 0 | 0 | Pass TRC; Pass PCT; Fail 2-year Threshold
[12 empty] | Commercial | Heat Pump Water Heater | Y | Grocery | Turnover | 4.774 | 0.65585 | 7.2792 | 0 | 0 | 0 | Fail RIM; Pass PCT | Commercial | PSC to ECM Evaporator Fan Motor (Walk-In, Refrigerator) | Y | Miscellaneous | Existing | 1.4234 | 0.68739 | 2.0708 | 0 | 0 | 0 | Commercial | LED Display Lighting (Exterior) | Y | Offices | Turnover | 7.5366 | 0.62791 | 12.0027 | 0 | 0 | 0 | Pass TRC; Pass PCT; Fail 2-year Threshold
[12 empty] | Commercial | Heat Pump Water Heater | Y | Healthcare | Turnover | 3.3106 | 0.67856 | 4.8788 | 0 | 0 | 0 | Fail RIM; Pass PCT | Commercial | PSC to ECM Evaporator Fan Motor (Walk-In, Refrigerator) | Y | Offices | Existing | 1.4234 | 0.68739 | 2.0708 | 0 | 0 | 0 | Commercial | LED Display Lighting (Exterior) | Y | Restaurants | Turnover | 7.5366 | 0.62791 | 12.0027 | 0 | 0 | 0 | Pass TRC; Pass PCT; Fail 2-year Threshold
[12 empty] | Commercial | Heat Pump Water Heater | Y | Hospitals | Turnover | 6.7609 | 0.69147 | 9.7775 | 0 | 0 | 0 | Fail RIM; Pass PCT | Commercial | PSC to ECM Evaporator Fan Motor (Walk-In, Refrigerator) | Y | Restaurants | Existing | 1.374 | 0.66388 | 2.0697 | 0.034195 | 0.028643 | 0.26374 | Commercial | LED Display Lighting (Exterior) | Y | Retail | Turnover | 7.5366 | 0.62791 | 12.0027 | 0 | 0 | 0 | Pass TRC; Pass PCT; Fail 2-year Threshold
[12 empty] | Commercial | Heat Pump Water Heater | Y | Institutional | Turnover | 7.9454 | 0.67856 | 11.7092 | 0 | 0 | 0 | Fail RIM; Pass PCT | Commercial | PSC to ECM Evaporator Fan Motor (Walk-In, Refrigerator) | Y | Retail | Existing | 1.4234 | 0.68739 | 2.0708 | 0.0025894 | 0.00023721 | 0.018604 | Commercial | LED Display Lighting (Exterior) | Y | Schools K-12 | Turnover | 7.5366 | 0.62791 | 12.0027 | 0 | 0 | 0 | Pass TRC; Pass PCT; Fail 2-year Threshold
[12 empty] | Commercial | Heat Pump Water Heater | Y | Lodging/Hospitality | Turnover | 7.6385 | 0.65585 | 11.6467 | 0 | 0 | 0 | Fail RIM; Pass PCT | Commercial | PSC to ECM Evaporator Fan Motor (Walk-In, Refrigerator) | Y | Schools K-12 | Existing | 1.374 | 0.66388 | 2.0697 | 0.0011136 | 0.0009328 | 0.0085891 | Commercial | LED Display Lighting (Exterior) | Y | Warehouse | Turnover | 7.5366 | 0.62791 | 12.0027 | 0 | 0 | 0 | Pass TRC; Pass PCT; Fail 2-year Threshold
[12 empty] | Commercial | Heat Pump Water Heater | Y | Miscellaneous | Turnover | 7.4488 | 0.67856 | 10.9774 | 0 | 0 | 0 | Fail RIM; Pass PCT | Commercial | PSC to ECM Evaporator Fan Motor (Walk-In, Refrigerator) | Y | Warehouse | Existing | 1.4234 | 0.68739 | 2.0708 | 0 | 0 | 0 | Commercial | LED Display Lighting (Exterior) | Y | Assembly | New | 7.5366 | 0.62791 | 12.0027 | 0 | 0 | 0 | Pass TRC; Pass PCT; Fail 2-year Threshold
[12 empty] | Commercial | Heat Pump Water Heater | Y | Offices | Turnover | 6.897 | 0.67856 | 10.1642 | 0 | 0 | 0 | Fail RIM; Pass PCT | Commercial | PSC to ECM Evaporator Fan Motor (Walk-In, Refrigerator) | Y | Assembly | New | 1.4234 | 0.68739 | 2.0708 | 5.6144e-06 | 5.1432e-07 | 4.0338e-05 | Commercial | LED Display Lighting (Exterior) | Y | College and University | New | 7.5366 | 0.62791 | 12.0027 | 0 | 0 | 0 | Pass TRC; Pass PCT; Fail 2-year Threshold
[12 empty] | Commercial | Heat Pump Water Heater | Y | Restaurants | Turnover | 3.9784 | 0.65585 | 6.066 | 0 | 0 | 0 | Fail RIM; Pass PCT | Commercial | PSC to ECM Evaporator Fan Motor (Walk-In, Refrigerator) | Y | College and University | New | 1.374 | 0.66388 | 2.0697 | 6.5549e-08 | 5.4906e-08 | 5.0556e-07 | Commercial | LED Display Lighting (Exterior) | Y | Grocery | New | 7.5366 | 0.62791 | 12.0027 | 0 | 0 | 0 | Pass TRC; Pass PCT; Fail 2-year Threshold
[12 empty] | Commercial | Heat Pump Water Heater | Y | Retail | Turnover | 4.7263 | 0.65585 | 7.2064 | 0 | 0 | 0 | Fail RIM; Pass PCT | Commercial | PSC to ECM Evaporator Fan Motor (Walk-In, Refrigerator) | Y | Grocery | New | 1.4234 | 0.68739 | 2.0708 | 0.0064992 | 0.00059538 | 0.046696 | Commercial | LED Display Lighting (Exterior) | Y | Healthcare | New | 7.5366 | 0.62791 | 12.0027 | 0 | 0 | 0 | Pass TRC; Pass PCT; Fail 2-year Threshold
[12 empty] | Commercial | Heat Pump Water Heater | Y | Schools K-12 | Turnover | 1.0346 | 0.67856 | 1.5247 | 0 | 0 | 0 | Fail RIM; Pass PCT | Commercial | PSC to ECM Evaporator Fan Motor (Walk-In, Refrigerator) | Y | Healthcare | New | 1.374 | 0.66388 | 2.0697 | 0 | 0 | 0 | Commercial | LED Display Lighting (Exterior) | Y | Hospitals | New | 7.5366 | 0.62791 | 12.0027 | 0 | 0 | 0 | Pass TRC; Pass PCT; Fail 2-year Threshold
[12 empty] | Commercial | Heat Pump Water Heater | Y | Warehouse | Turnover | 4.9659 | 0.67856 | 7.3182 | 0 | 0 | 0 | Fail RIM; Pass PCT | Commercial | PSC to ECM Evaporator Fan Motor (Walk-In, Refrigerator) | Y | Hospitals | New | 1.374 | 0.66388 | 2.0697 | 3.7361e-05 | 3.1294e-05 | 0.00028816 | Commercial | LED Display Lighting (Exterior) | Y | Institutional | New | 7.5366 | 0.62791 | 12.0027 | 0 | 0 | 0 | Pass TRC; Pass PCT; Fail 2-year Threshold
[12 empty] | Commercial | Heat Pump Water Heater | Y | Assembly | New | 2.4829 | 0.67856 | 3.6591 | 0 | 0 | 0 | Fail RIM; Pass PCT | Commercial | PSC to ECM Evaporator Fan Motor (Walk-In, Refrigerator) | Y | Institutional | New | 1.4234 | 0.68739 | 2.0708 | 0 | 0 | 0 | Commercial | LED Display Lighting (Exterior) | Y | Lodging/Hospitality | New | 7.5366 | 0.62791 | 12.0027 | 0 | 0 | 0 | Pass TRC; Pass PCT; Fail 2-year Threshold
[12 empty] | Commercial | Heat Pump Water Heater | Y | College and University | New | 5.7831 | 0.69147 | 8.3634 | 0 | 0 | 0 | Fail RIM; Pass PCT | Commercial | PSC to ECM Evaporator Fan Motor (Walk-In, Refrigerator) | Y | Lodging/Hospitality | New | 1.374 | 0.66388 | 2.0697 | 0.00093405 | 0.00078238 | 0.0072041 | Commercial | LED Display Lighting (Exterior) | Y | Miscellaneous | New | 7.5366 | 0.62791 | 12.0027 | 0 | 0 | 0 | Pass TRC; Pass PCT; Fail 2-year Threshold
[12 empty] | Commercial | Heat Pump Water Heater | Y | Grocery | New | 4.774 | 0.65585 | 7.2792 | 0 | 0 | 0 | Fail RIM; Pass PCT | Commercial | PSC to ECM Evaporator Fan Motor (Walk-In, Refrigerator) | Y | Miscellaneous | New | 1.4234 | 0.68739 | 2.0708 | 0 | 0 | 0 | Commercial | LED Display Lighting (Exterior) | Y | Offices | New | 7.5366 | 0.62791 | 12.0027 | 0 | 0 | 0 | Pass TRC; Pass PCT; Fail 2-year Threshold
[12 empty] | Commercial | Heat Pump Water Heater | Y | Healthcare | New | 3.3106 | 0.67856 | 4.8788 | 0 | 0 | 0 | Fail RIM; Pass PCT | Commercial | PSC to ECM Evaporator Fan Motor (Walk-In, Refrigerator) | Y | Offices | New | 1.4234 | 0.68739 | 2.0708 | 0 | 0 | 0 | Commercial | LED Display Lighting (Exterior) | Y | Restaurants | New | 7.5366 | 0.62791 | 12.0027 | 0 | 0 | 0 | Pass TRC; Pass PCT; Fail 2-year Threshold
[12 empty] | Commercial | Heat Pump Water Heater | Y | Hospitals | New | 6.7609 | 0.69147 | 9.7775 | 0 | 0 | 0 | Fail RIM; Pass PCT | Commercial | PSC to ECM Evaporator Fan Motor (Walk-In, Refrigerator) | Y | Restaurants | New | 1.374 | 0.66388 | 2.0697 | 0.0031484 | 0.0026372 | 0.024283 | Commercial | LED Display Lighting (Exterior) | Y | Retail | New | 7.5366 | 0.62791 | 12.0027 | 0 | 0 | 0 | Pass TRC; Pass PCT; Fail 2-year Threshold
[12 empty] | Commercial | Heat Pump Water Heater | Y | Institutional | New | 7.9454 | 0.67856 | 11.7092 | 0 | 0 | 0 | Fail RIM; Pass PCT | Commercial | PSC to ECM Evaporator Fan Motor (Walk-In, Refrigerator) | Y | Retail | New | 1.4234 | 0.68739 | 2.0708 | 0.00023841 | 2.184e-05 | 0.0017129 | Commercial | LED Display Lighting (Exterior) | Y | Schools K-12 | New | 7.5366 | 0.62791 | 12.0027 | 0 | 0 | 0 | Pass TRC; Pass PCT; Fail 2-year Threshold
[12 empty] | Commercial | Heat Pump Water Heater | Y | Lodging/Hospitality | New | 7.6385 | 0.65585 | 11.6467 | 0 | 0 | 0 | Fail RIM; Pass PCT | Commercial | PSC to ECM Evaporator Fan Motor (Walk-In, Refrigerator) | Y | Schools K-12 | New | 1.374 | 0.66388 | 2.0697 | 0.00010253 | 8.5884e-05 | 0.00079081 | Commercial | LED Display Lighting (Exterior) | Y | Warehouse | New | 7.5366 | 0.62791 | 12.0027 | 0 | 0 | 0 | Pass TRC; Pass PCT; Fail 2-year Threshold
[12 empty] | Commercial | Heat Pump Water Heater | Y | Miscellaneous | New | 7.4488 | 0.67856 | 10.9774 | 0 | 0 | 0 | Fail RIM; Pass PCT | Commercial | PSC to ECM Evaporator Fan Motor (Walk-In, Refrigerator) | Y | Warehouse | New | 1.4234 | 0.68739 | 2.0708 | 0 | 0 | 0 | Commercial | LED Parking Lighting | Y | Assembly | Turnover | 16.0939 | 0.61712 | 26.0791 | 0 | 0 | 0 | Pass TRC; Pass PCT; Fail 2-year Threshold
[12 empty] | Commercial | Heat Pump Water Heater | Y | Offices | New | 6.897 | 0.67856 | 10.1642 | 0 | 0 | 0 | Fail RIM; Pass PCT | Commercial | Demand Controlled Ventilation | Y | Assembly | Existing | 1.355 | 0.52052 | 2.6031 | 0.019953 | 0.11234 | 0.19165 | Commercial | LED Parking Lighting | Y | College and University | Turnover | 16.0939 | 0.61712 | 26.0791 | 0 | 0 | 0 | Pass TRC; Pass PCT; Fail 2-year Threshold
[12 empty] | Commercial | Heat Pump Water Heater | Y | Restaurants | New | 3.9784 | 0.65585 | 6.066 | 0 | 0 | 0 | Fail RIM; Pass PCT | Commercial | Demand Controlled Ventilation | Y | Miscellaneous | Existing | 2.0031 | 0.52052 | 3.8482 | 0.0067721 | 0.038127 | 0.065045 | Commercial | LED Parking Lighting | Y | Grocery | Turnover | 16.0939 | 0.61712 | 26.0791 | 0 | 0 | 0 | Pass TRC; Pass PCT; Fail 2-year Threshold
[12 empty] | Commercial | Heat Pump Water Heater | Y | Retail | New | 4.7263 | 0.65585 | 7.2064 | 0 | 0 | 0 | Fail RIM; Pass PCT | Commercial | Demand Controlled Ventilation | Y | Offices | Existing | 2.0986 | 0.52052 | 4.0318 | 0.53731 | 3.025 | 5.1607 | Commercial | LED Parking Lighting | Y | Healthcare | Turnover | 16.0939 | 0.61712 | 26.0791 | 0 | 0 | 0 | Pass TRC; Pass PCT; Fail 2-year Threshold
[12 empty] | Commercial | Heat Pump Water Heater | Y | Schools K-12 | New | 1.0346 | 0.67856 | 1.5247 | 0 | 0 | 0 | Fail RIM; Pass PCT | Commercial | Demand Controlled Ventilation | Y | Retail | Existing | 1.4847 | 0.52052 | 2.8524 | 0.31628 | 1.7807 | 3.0378 | Commercial | LED Parking Lighting | Y | Hospitals | Turnover | 16.0939 | 0.61712 | 26.0791 | 0 | 0 | 0 | Pass TRC; Pass PCT; Fail 2-year Threshold
[12 empty] | Commercial | Heat Pump Water Heater | Y | Warehouse | New | 4.9659 | 0.67856 | 7.3182 | 0 | 0 | 0 | Fail RIM; Pass PCT | Commercial | Demand Controlled Ventilation | Y | Assembly | New | 1.355 | 0.52052 | 2.6031 | 0.000431 | 0.0024265 | 0.0041396 | Commercial | LED Parking Lighting | Y | Institutional | Turnover | 16.0939 | 0.61712 | 26.0791 | 0 | 0 | 0 | Pass TRC; Pass PCT; Fail 2-year Threshold
[12 empty] | Commercial | Instantaneous Hot Water System | Y | Assembly | Turnover | 0.10072 | 0.63339 | 0.15901 | 0 | 0 | 0 | Fail RIM; Fail PCT | Commercial | Demand Controlled Ventilation | Y | Miscellaneous | New | 2.0031 | 0.52052 | 3.8482 | 0.00015588 | 0.0008776 | 0.0014972 | Commercial | LED Parking Lighting | Y | Lodging/Hospitality | Turnover | 16.0939 | 0.61712 | 26.0791 | 0 | 0 | 0 | Pass TRC; Pass PCT; Fail 2-year Threshold
[12 empty] | Commercial | Instantaneous Hot Water System | Y | College and University | Turnover | 0.23153 | 0.63364 | 0.3654 | 0 | 0 | 0 | Fail RIM; Fail PCT | Commercial | Demand Controlled Ventilation | Y | Offices | New | 2.0986 | 0.52052 | 4.0318 | 0.0092757 | 0.052222 | 0.089092 | Commercial | LED Parking Lighting | Y | Miscellaneous | Turnover | 16.0939 | 0.61712 | 26.0791 | 0 | 0 | 0 | Pass TRC; Pass PCT; Fail 2-year Threshold
[12 empty] | Commercial | Instantaneous Hot Water System | Y | Grocery | Turnover | 0.20218 | 0.63573 | 0.31803 | 0 | 0 | 0 | Fail RIM; Fail PCT | Commercial | Demand Controlled Ventilation | Y | Retail | New | 1.4847 | 0.52052 | 2.8524 | 0.0072802 | 0.040988 | 0.069925 | Commercial | LED Parking Lighting | Y | Offices | Turnover | 16.0939 | 0.61712 | 26.0791 | 0 | 0 | 0 | Pass TRC; Pass PCT; Fail 2-year Threshold
[12 empty] | Commercial | Instantaneous Hot Water System | Y | Healthcare | Turnover | 0.13429 | 0.63339 | 0.21202 | 0 | 0 | 0 | Fail RIM; Fail PCT | Industrial | Compressed Air Controls | Y | Agriculture and Assembly | Existing | 2.6048 | 0.86174 | 3.0228 | 0.0069389 | 0.0067556 | 0.051529 | Commercial | LED Parking Lighting | Y | Restaurants | Turnover | 16.0939 | 0.61712 | 26.0791 | 0 | 0 | 0 | Pass TRC; Pass PCT; Fail 2-year Threshold
[12 empty] | Commercial | Instantaneous Hot Water System | Y | Hospitals | Turnover | 0.27068 | 0.63364 | 0.42719 | 0 | 0 | 0 | Fail RIM; Fail PCT | Industrial | Compressed Air Controls | Y | Agriculture and Assembly | New | 2.6048 | 0.86174 | 3.0228 | 1.4873e-05 | 1.448e-05 | 0.00011045 | Commercial | LED Parking Lighting | Y | Retail | Turnover | 16.0939 | 0.61712 | 26.0791 | 0 | 0 | 0 | Pass TRC; Pass PCT; Fail 2-year Threshold
[12 empty] | Commercial | Instantaneous Hot Water System | Y | Institutional | Turnover | 0.3223 | 0.63339 | 0.50884 | 0 | 0 | 0 | Fail RIM; Fail PCT | Industrial | Compressed Air Equipment | Y | Agriculture and Assembly | New | 3.1755 | 0.86934 | 3.6527 | 0.00018754 | 0.00018259 | 0.0013927 | Commercial | LED Parking Lighting | Y | Schools K-12 | Turnover | 16.0939 | 0.61712 | 26.0791 | 0 | 0 | 0 | Pass TRC; Pass PCT; Fail 2-year Threshold
[12 empty] | Commercial | Instantaneous Hot Water System | Y | Lodging/Hospitality | Turnover | 0.32349 | 0.63573 | 0.50885 | 0 | 0 | 0 | Fail RIM; Fail PCT | Industrial | Compressed Air Equipment | Y | Agriculture and Assembly | Turnover | 3.1755 | 0.86934 | 3.6527 | 0.011405 | 0.011104 | 0.084694 | Commercial | LED Parking Lighting | Y | Warehouse | Turnover | 16.0939 | 0.61712 | 26.0791 | 0 | 0 | 0 | Pass TRC; Pass PCT; Fail 2-year Threshold
[12 empty] | Commercial | Instantaneous Hot Water System | Y | Miscellaneous | Turnover | 0.30215 | 0.63339 | 0.47704 | 0 | 0 | 0 | Fail RIM; Fail PCT | Industrial | Lighting Controls - Exterior | Y | Agriculture and Assembly | Existing | 4.3363 | 1.0775 | 4.0243 | 0 | 0 | 0.0030671 | Commercial | LED Parking Lighting | Y | Assembly | New | 16.0939 | 0.61712 | 26.0791 | 0 | 0 | 0 | Pass TRC; Pass PCT; Fail 2-year Threshold
[12 empty] | Commercial | Instantaneous Hot Water System | Y | Offices | Turnover | 0.27977 | 0.63339 | 0.4417 | 0 | 0 | 0 | Fail RIM; Fail PCT | Industrial | Lighting Controls - Exterior | Y | Agriculture and Assembly | New | 4.3363 | 1.0775 | 4.0243 | 0 | 0 | 5.0434e-05 | Commercial | LED Parking Lighting | Y | College and University | New | 16.0939 | 0.61712 | 26.0791 | 0 | 0 | 0 | Pass TRC; Pass PCT; Fail 2-year Threshold
[12 empty] | Commercial | Instantaneous Hot Water System | Y | Restaurants | Turnover | 0.16849 | 0.63573 | 0.26503 | 0 | 0 | 0 | Fail RIM; Fail PCT | Industrial | Building Envelope Improvements | Y | Agriculture and Assembly | Existing | 4.5503 | 0.86249 | 5.2758 | 0.010197 | 0.0099495 | 0.07158 | Commercial | LED Parking Lighting | Y | Grocery | New | 16.0939 | 0.61712 | 26.0791 | 0 | 0 | 0 | Pass TRC; Pass PCT; Fail 2-year Threshold
[12 empty] | Commercial | Instantaneous Hot Water System | Y | Retail | Turnover | 0.20016 | 0.63573 | 0.31485 | 0 | 0 | 0 | Fail RIM; Fail PCT | Industrial | Building Envelope Improvements | Y | Agriculture and Assembly | New | 4.5503 | 0.86249 | 5.2758 | 0.00016767 | 0.00016361 | 0.001177 | Commercial | LED Parking Lighting | Y | Healthcare | New | 16.0939 | 0.61712 | 26.0791 | 0 | 0 | 0 | Pass TRC; Pass PCT; Fail 2-year Threshold
[12 empty] | Commercial | Instantaneous Hot Water System | Y | Schools K-12 | Turnover | 0.041966 | 0.63339 | 0.066256 | 0 | 0 | 0 | Fail RIM; Fail PCT | Industrial | Efficient Lighting - High Bay | Y | Agriculture and Assembly | New | 3.1763 | 0.8587 | 3.6989 | 0.00042661 | 0.00041468 | 0.0029888 | Commercial | LED Parking Lighting | Y | Hospitals | New | 16.0939 | 0.61712 | 26.0791 | 0 | 0 | 0 | Pass TRC; Pass PCT; Fail 2-year Threshold
[12 empty] | Commercial | Instantaneous Hot Water System | Y | Warehouse | Turnover | 0.20143 | 0.63339 | 0.31802 | 0 | 0 | 0 | Fail RIM; Fail PCT | Industrial | Efficient Lighting - High Bay | Y | Agriculture and Assembly | Turnover | 3.1763 | 0.8587 | 3.6989 | 0.032826 | 0.031908 | 0.22998 | Commercial | LED Parking Lighting | Y | Institutional | New | 16.0939 | 0.61712 | 26.0791 | 0 | 0 | 0 | Pass TRC; Pass PCT; Fail 2-year Threshold
[12 empty] | Commercial | Instantaneous Hot Water System | Y | Assembly | New | 0.10072 | 0.63339 | 0.15901 | 0 | 0 | 0 | Fail RIM; Fail PCT | Industrial | Efficient Lighting - Other Interior Lighting | Y | Agriculture and Assembly | New | 1.795 | 0.86117 | 2.0844 | 0 | 0 | 0 | Commercial | LED Parking Lighting | Y | Lodging/Hospitality | New | 16.0939 | 0.61712 | 26.0791 | 0 | 0 | 0 | Pass TRC; Pass PCT; Fail 2-year Threshold
[12 empty] | Commercial | Instantaneous Hot Water System | Y | College and University | New | 0.23153 | 0.63364 | 0.3654 | 0 | 0 | 0 | Fail RIM; Fail PCT | Industrial | Efficient Lighting - Other Interior Lighting | Y | Agriculture and Assembly | Turnover | 1.795 | 0.86117 | 2.0844 | 0.015105 | 0.014682 | 0.10582 | Commercial | LED Parking Lighting | Y | Miscellaneous | New | 16.0939 | 0.61712 | 26.0791 | 0 | 0 | 0 | Pass TRC; Pass PCT; Fail 2-year Threshold
[12 empty] | Commercial | Instantaneous Hot Water System | Y | Grocery | New | 0.20218 | 0.63573 | 0.31803 | 0 | 0 | 0 | Fail RIM; Fail PCT | Industrial | Lighting Controls | Y | Agriculture and Assembly | Existing | 4.3193 | 0.85931 | 5.0265 | 0.0042608 | 0.0041416 | 0.029851 | Commercial | LED Parking Lighting | Y | Offices | New | 16.0939 | 0.61712 | 26.0791 | 0 | 0 | 0 | Pass TRC; Pass PCT; Fail 2-year Threshold
[12 empty] | Commercial | Instantaneous Hot Water System | Y | Healthcare | New | 0.13429 | 0.63339 | 0.21202 | 0 | 0 | 0 | Fail RIM; Fail PCT | Industrial | Lighting Controls | Y | Agriculture and Assembly | New | 4.3193 | 0.85931 | 5.0265 | 7.0063e-05 | 6.8103e-05 | 0.00049085 | Commercial | LED Parking Lighting | Y | Restaurants | New | 16.0939 | 0.61712 | 26.0791 | 0 | 0 | 0 | Pass TRC; Pass PCT; Fail 2-year Threshold
[12 empty] | Commercial | Instantaneous Hot Water System | Y | Hospitals | New | 0.27068 | 0.63364 | 0.42719 | 0 | 0 | 0 | Fail RIM; Fail PCT | Industrial | Fan Equipment Upgrades | Y | Agriculture and Assembly | New | 3.3854 | 0.86934 | 3.8942 | 7.3967e-05 | 7.2014e-05 | 0.00054928 | Commercial | LED Parking Lighting | Y | Retail | New | 16.0939 | 0.61712 | 26.0791 | 0 | 0 | 0 | Pass TRC; Pass PCT; Fail 2-year Threshold
[12 empty] | Commercial | Instantaneous Hot Water System | Y | Institutional | New | 0.3223 | 0.63339 | 0.50884 | 0 | 0 | 0 | Fail RIM; Fail PCT | Industrial | Fan Equipment Upgrades | Y | Agriculture and Assembly | Turnover | 3.3854 | 0.86934 | 3.8942 | 0.0044982 | 0.0043794 | 0.033404 | Commercial | LED Parking Lighting | Y | Schools K-12 | New | 16.0939 | 0.61712 | 26.0791 | 0 | 0 | 0 | Pass TRC; Pass PCT; Fail 2-year Threshold
[12 empty] | Commercial | Instantaneous Hot Water System | Y | Lodging/Hospitality | New | 0.32349 | 0.63573 | 0.50885 | 0 | 0 | 0 | Fail RIM; Fail PCT | Industrial | Motor Equipment Upgrades | Y | Agriculture and Assembly | New | 3.4443 | 0.86794 | 3.9684 | 5.5944e-05 | 5.4467e-05 | 0.00041545 | Commercial | LED Parking Lighting | Y | Warehouse | New | 16.0939 | 0.61712 | 26.0791 | 0 | 0 | 0 | Pass TRC; Pass PCT; Fail 2-year Threshold
[12 empty] | Commercial | Instantaneous Hot Water System | Y | Miscellaneous | New | 0.30215 | 0.63339 | 0.47704 | 0 | 0 | 0 | Fail RIM; Fail PCT | Industrial | Motor Equipment Upgrades | Y | Agriculture and Assembly | Turnover | 3.4443 | 0.86794 | 3.9684 | 0.0041231 | 0.0040142 | 0.030618 | Commercial | LED Street Lights | Y | Assembly | Turnover | 5.4707 | 0.61712 | 8.8649 | 0 | 0 | 0 | Pass TRC; Pass PCT; Fail 2-year Threshold
[12 empty] | Commercial | Instantaneous Hot Water System | Y | Offices | New | 0.27977 | 0.63339 | 0.4417 | 0 | 0 | 0 | Fail RIM; Fail PCT | Industrial | Motor Optimization | Y | Agriculture and Assembly | Existing | 4.2436 | 0.86794 | 4.8893 | 0.0097972 | 0.0095385 | 0.072755 | Commercial | LED Street Lights | Y | College and University | Turnover | 5.4707 | 0.61712 | 8.8649 | 0 | 0 | 0 | Pass TRC; Pass PCT; Fail 2-year Threshold
[12 empty] | Commercial | Instantaneous Hot Water System | Y | Restaurants | New | 0.16849 | 0.63573 | 0.26503 | 0 | 0 | 0 | Fail RIM; Fail PCT | Industrial | Motor Optimization | Y | Agriculture and Assembly | New | 4.2436 | 0.86794 | 4.8893 | 0.0001611 | 0.00015685 | 0.0011964 | Commercial | LED Street Lights | Y | Grocery | Turnover | 5.4707 | 0.61712 | 8.8649 | 0 | 0 | 0 | Pass TRC; Pass PCT; Fail 2-year Threshold
[12 empty] | Commercial | Instantaneous Hot Water System | Y | Retail | New | 0.20016 | 0.63573 | 0.31485 | 0 | 0 | 0 | Fail RIM; Fail PCT | Industrial | Pump Equipment Upgrade | Y | Agriculture and Assembly | New | 2.4636 | 0.86934 | 2.8338 | 0 | 0 | 0 | Commercial | LED Street Lights | Y | Healthcare | Turnover | 5.4707 | 0.61712 | 8.8649 | 0 | 0 | 0 | Pass TRC; Pass PCT; Fail 2-year Threshold
[12 empty] | Commercial | Instantaneous Hot Water System | Y | Schools K-12 | New | 0.041966 | 0.63339 | 0.066256 | 0 | 0 | 0 | Fail RIM; Fail PCT | Industrial | Pump Equipment Upgrade | Y | Agriculture and Assembly | Turnover | 2.4636 | 0.86934 | 2.8338 | 0.0062349 | 0.0060703 | 0.046301 | Commercial | LED Street Lights | Y | Hospitals | Turnover | 5.4707 | 0.61712 | 8.8649 | 0 | 0 | 0 | Pass TRC; Pass PCT; Fail 2-year Threshold
[12 empty] | Commercial | Instantaneous Hot Water System | Y | Warehouse | New | 0.20143 | 0.63339 | 0.31802 | 0 | 0 | 0 | Fail RIM; Fail PCT | Industrial | Process Refrig Controls | Y | Agriculture and Assembly | Existing | 1.6505 | 0.8663 | 1.9053 | 0.00019782 | 0.00019294 | 0.0014369 | Commercial | LED Street Lights | Y | Institutional | Turnover | 5.4707 | 0.61712 | 8.8649 | 0 | 0 | 0 | Pass TRC; Pass PCT; Fail 2-year Threshold
[12 empty] | Commercial | Solar Water Heater | Y | Assembly | Turnover | 0.56947 | 0.6689 | 0.85134 | 0 | 0 | 0 | Fail RIM; Fail PCT | Industrial | Process Refrig Controls | Y | Agriculture and Assembly | New | 1.6505 | 0.8663 | 1.9053 | 3.2528e-06 | 3.1726e-06 | 2.3627e-05 | Commercial | LED Street Lights | Y | Lodging/Hospitality | Turnover | 5.4707 | 0.61712 | 8.8649 | 0 | 0 | 0 | Pass TRC; Pass PCT; Fail 2-year Threshold
[12 empty] | Commercial | Solar Water Heater | Y | College and University | Turnover | 1.3098 | 0.6689 | 1.9581 | 0 | 0 | 0 | Fail RIM; Pass PCT | Industrial | Process Refrig Equipment Upgrade | Y | Agriculture and Assembly | New | 2.9669 | 0.86426 | 3.4329 | 2.644e-05 | 2.5788e-05 | 0.00019205 | Commercial | LED Street Lights | Y | Miscellaneous | Turnover | 5.4707 | 0.61712 | 8.8649 | 0 | 0 | 0 | Pass TRC; Pass PCT; Fail 2-year Threshold
[12 empty] | Commercial | Solar Water Heater | Y | Grocery | Turnover | 1.1389 | 0.6689 | 1.7027 | 0 | 0 | 0 | Fail RIM; Pass PCT | Industrial | Process Refrig Equipment Upgrade | Y | Agriculture and Assembly | Turnover | 2.9669 | 0.86426 | 3.4329 | 0.0016079 | 0.0015683 | 0.011679 | Commercial | LED Street Lights | Y | Offices | Turnover | 5.4707 | 0.61712 | 8.8649 | 0 | 0 | 0 | Pass TRC; Pass PCT; Fail 2-year Threshold
[12 empty] | Commercial | Solar Water Heater | Y | Healthcare | Turnover | 0.75929 | 0.6689 | 1.1351 | 0 | 0 | 0 | Fail RIM; Pass PCT | Industrial | Process Refrig System Optimization | Y | Agriculture and Assembly | Existing | 1.1989 | 0.75423 | 1.5896 | 0.0079799 | 0.0077831 | 0.057963 | Commercial | LED Street Lights | Y | Restaurants | Turnover | 5.4707 | 0.61712 | 8.8649 | 0 | 0 | 0 | Pass TRC; Pass PCT; Fail 2-year Threshold
[12 empty] | Commercial | Solar Water Heater | Y | Hospitals | Turnover | 1.5312 | 0.6689 | 2.2892 | 0 | 0 | 0 | Fail RIM; Pass PCT | Industrial | Process Refrig System Optimization | Y | Agriculture and Assembly | New | 1.1989 | 0.75423 | 1.5896 | 0.00013122 | 0.00012798 | 0.00095312 | Commercial | LED Street Lights | Y | Retail | Turnover | 5.4707 | 0.61712 | 8.8649 | 0 | 0 | 0 | Pass TRC; Pass PCT; Fail 2-year Threshold
[12 empty] | Commercial | Solar Water Heater | Y | Institutional | Turnover | 1.8223 | 0.6689 | 2.7243 | 0 | 0 | 0 | Fail RIM; Pass PCT | Industrial | Compressed Air Controls | Y | Chemicals and Plastics | Existing | 3.5081 | 0.86174 | 4.071 | 0.041649 | 0.040549 | 0.30929 | Commercial | LED Street Lights | Y | Schools K-12 | Turnover | 5.4707 | 0.61712 | 8.8649 | 0 | 0 | 0 | Pass TRC; Pass PCT; Fail 2-year Threshold
[12 empty] | Commercial | Solar Water Heater | Y | Lodging/Hospitality | Turnover | 1.8223 | 0.6689 | 2.7243 | 0 | 0 | 0 | Fail RIM; Pass PCT | Industrial | Compressed Air Controls | Y | Chemicals and Plastics | New | 3.5081 | 0.86174 | 4.071 | 8.3861e-05 | 8.1646e-05 | 0.00062276 | Commercial | LED Street Lights | Y | Warehouse | Turnover | 5.4707 | 0.61712 | 8.8649 | 0 | 0 | 0 | Pass TRC; Pass PCT; Fail 2-year Threshold
[12 empty] | Commercial | Solar Water Heater | Y | Miscellaneous | Turnover | 1.7084 | 0.6689 | 2.554 | 0 | 0 | 0 | Fail RIM; Pass PCT | Industrial | Compressed Air Equipment | Y | Chemicals and Plastics | New | 5.4229 | 0.86934 | 6.238 | 0.0010932 | 0.0010644 | 0.0081185 | Commercial | LED Street Lights | Y | Assembly | New | 5.4707 | 0.61712 | 8.8649 | 0 | 0 | 0 | Pass TRC; Pass PCT; Fail 2-year Threshold
[12 empty] | Commercial | Solar Water Heater | Y | Offices | Turnover | 1.5818 | 0.6689 | 2.3648 | 0 | 0 | 0 | Fail RIM; Pass PCT | Industrial | Compressed Air Equipment | Y | Chemicals and Plastics | Turnover | 5.4229 | 0.86934 | 6.238 | 0.066484 | 0.064728 | 0.49371 | Commercial | LED Street Lights | Y | College and University | New | 5.4707 | 0.61712 | 8.8649 | 0 | 0 | 0 | Pass TRC; Pass PCT; Fail 2-year Threshold
[12 empty] | Commercial | Solar Water Heater | Y | Restaurants | Turnover | 0.94911 | 0.6689 | 1.4189 | 0 | 0 | 0 | Fail RIM; Pass PCT | Industrial | Lighting Controls - Exterior | Y | Chemicals and Plastics | Existing | 3.8718 | 1.0775 | 3.5932 | 0 | 0 | 0.0073711 | Commercial | LED Street Lights | Y | Grocery | New | 5.4707 | 0.61712 | 8.8649 | 0 | 0 | 0 | Pass TRC; Pass PCT; Fail 2-year Threshold
[12 empty] | Commercial | Solar Water Heater | Y | Retail | Turnover | 1.1275 | 0.6689 | 1.6857 | 0 | 0 | 0 | Fail RIM; Pass PCT | Industrial | Lighting Controls - Exterior | Y | Chemicals and Plastics | New | 3.8718 | 1.0775 | 3.5932 | 0 | 0 | 0.00012121 | Commercial | LED Street Lights | Y | Healthcare | New | 5.4707 | 0.61712 | 8.8649 | 0 | 0 | 0 | Pass TRC; Pass PCT; Fail 2-year Threshold
[12 empty] | Commercial | Solar Water Heater | Y | Schools K-12 | Turnover | 0.23728 | 0.6689 | 0.35473 | 0 | 0 | 0 | Fail RIM; Fail PCT | Industrial | Efficient Lighting - High Bay | Y | Chemicals and Plastics | New | 3.1763 | 0.8587 | 3.6989 | 0.00029175 | 0.00028359 | 0.002044 | Commercial | LED Street Lights | Y | Hospitals | New | 5.4707 | 0.61712 | 8.8649 | 0 | 0 | 0 | Pass TRC; Pass PCT; Fail 2-year Threshold
[12 empty] | Commercial | Solar Water Heater | Y | Warehouse | Turnover | 1.1389 | 0.6689 | 1.7027 | 0 | 0 | 0 | Fail RIM; Pass PCT | Industrial | Efficient Lighting - High Bay | Y | Chemicals and Plastics | Turnover | 3.1763 | 0.8587 | 3.6989 | 0.017743 | 0.017246 | 0.1243 | Commercial | LED Street Lights | Y | Institutional | New | 5.4707 | 0.61712 | 8.8649 | 0 | 0 | 0 | Pass TRC; Pass PCT; Fail 2-year Threshold
[12 empty] | Commercial | Solar Water Heater | Y | Assembly | New | 0.56947 | 0.6689 | 0.85134 | 0 | 0 | 0 | Fail RIM; Fail PCT | Industrial | Efficient Lighting - Other Interior Lighting | Y | Chemicals and Plastics | New | 1.795 | 0.86117 | 2.0844 | 0.00053064 | 0.0005158 | 0.0037176 | Commercial | LED Street Lights | Y | Lodging/Hospitality | New | 5.4707 | 0.61712 | 8.8649 | 0 | 0 | 0 | Pass TRC; Pass PCT; Fail 2-year Threshold
[12 empty] | Commercial | Solar Water Heater | Y | College and University | New | 1.3098 | 0.6689 | 1.9581 | 0 | 0 | 0 | Fail RIM; Pass PCT | Industrial | Efficient Lighting - Other Interior Lighting | Y | Chemicals and Plastics | Turnover | 1.795 | 0.86117 | 2.0844 | 0.046433 | 0.045134 | 0.3253 | Commercial | LED Street Lights | Y | Miscellaneous | New | 5.4707 | 0.61712 | 8.8649 | 0 | 0 | 0 | Pass TRC; Pass PCT; Fail 2-year Threshold
[12 empty] | Commercial | Solar Water Heater | Y | Grocery | New | 1.1389 | 0.6689 | 1.7027 | 0 | 0 | 0 | Fail RIM; Pass PCT | Industrial | Lighting Controls | Y | Chemicals and Plastics | Existing | 3.8566 | 0.85931 | 4.4881 | 0.010981 | 0.010674 | 0.076933 | Commercial | LED Street Lights | Y | Offices | New | 5.4707 | 0.61712 | 8.8649 | 0 | 0 | 0 | Pass TRC; Pass PCT; Fail 2-year Threshold
[12 empty] | Commercial | Solar Water Heater | Y | Healthcare | New | 0.75929 | 0.6689 | 1.1351 | 0 | 0 | 0 | Fail RIM; Pass PCT | Industrial | Lighting Controls | Y | Chemicals and Plastics | New | 3.8566 | 0.85931 | 4.4881 | 0.00018057 | 0.00017552 | 0.0012651 | Commercial | LED Street Lights | Y | Restaurants | New | 5.4707 | 0.61712 | 8.8649 | 0 | 0 | 0 | Pass TRC; Pass PCT; Fail 2-year Threshold
[12 empty] | Commercial | Solar Water Heater | Y | Hospitals | New | 1.5312 | 0.6689 | 2.2892 | 0 | 0 | 0 | Fail RIM; Pass PCT | Industrial | Fan Equipment Upgrades | Y | Chemicals and Plastics | New | 3.2222 | 0.86934 | 3.7065 | 7.9649e-05 | 7.7545e-05 | 0.00059148 | Commercial | LED Street Lights | Y | Retail | New | 5.4707 | 0.61712 | 8.8649 | 0 | 0 | 0 | Pass TRC; Pass PCT; Fail 2-year Threshold
[12 empty] | Commercial | Solar Water Heater | Y | Institutional | New | 1.8223 | 0.6689 | 2.7243 | 0 | 0 | 0 | Fail RIM; Pass PCT | Industrial | Fan Equipment Upgrades | Y | Chemicals and Plastics | Turnover | 3.2222 | 0.86934 | 3.7065 | 0.0048437 | 0.0047158 | 0.03597 | Commercial | LED Street Lights | Y | Schools K-12 | New | 5.4707 | 0.61712 | 8.8649 | 0 | 0 | 0 | Pass TRC; Pass PCT; Fail 2-year Threshold
[12 empty] | Commercial | Solar Water Heater | Y | Lodging/Hospitality | New | 1.8223 | 0.6689 | 2.7243 | 0 | 0 | 0 | Fail RIM; Pass PCT | Industrial | Motor Equipment Upgrades | Y | Chemicals and Plastics | New | 2.5434 | 0.86794 | 2.9304 | 9.9011e-05 | 9.6396e-05 | 0.00073526 | Commercial | LED Street Lights | Y | Warehouse | New | 5.4707 | 0.61712 | 8.8649 | 0 | 0 | 0 | Pass TRC; Pass PCT; Fail 2-year Threshold
[12 empty] | Commercial | Solar Water Heater | Y | Miscellaneous | New | 1.7084 | 0.6689 | 2.554 | 0 | 0 | 0 | Fail RIM; Pass PCT | Industrial | Motor Equipment Upgrades | Y | Chemicals and Plastics | Turnover | 2.5434 | 0.86794 | 2.9304 | 0.014288 | 0.013911 | 0.1061 | Commercial | LED Traffic and Crosswalk Lighting | Y | Assembly | Turnover | 0.28876 | 0.65081 | 0.4437 | 0 | 0 | 0 | Fail TRC; Fail PCT
[12 empty] | Commercial | Solar Water Heater | Y | Offices | New | 1.5818 | 0.6689 | 2.3648 | 0 | 0 | 0 | Fail RIM; Pass PCT | Industrial | Pump Equipment Upgrade | Y | Chemicals and Plastics | New | 3.2266 | 0.86934 | 3.7116 | 0.00058219 | 0.00056681 | 0.0043233 | Commercial | LED Traffic and Crosswalk Lighting | Y | College and University | Turnover | 0.28876 | 0.65081 | 0.4437 | 0 | 0 | 0 | Fail TRC; Fail PCT
[12 empty] | Commercial | Solar Water Heater | Y | Restaurants | New | 0.94911 | 0.6689 | 1.4189 | 0 | 0 | 0 | Fail RIM; Pass PCT | Industrial | Pump Equipment Upgrade | Y | Chemicals and Plastics | Turnover | 3.2266 | 0.86934 | 3.7116 | 0.035405 | 0.03447 | 0.26292 | Commercial | LED Traffic and Crosswalk Lighting | Y | Grocery | Turnover | 0.28876 | 0.65081 | 0.4437 | 0 | 0 | 0 | Fail TRC; Fail PCT
[12 empty] | Commercial | Solar Water Heater | Y | Retail | New | 1.1275 | 0.6689 | 1.6857 | 0 | 0 | 0 | Fail RIM; Pass PCT | Industrial | Process Refrig Controls | Y | Chemicals and Plastics | Existing | 2.3013 | 0.8663 | 2.6564 | 0.0029808 | 0.0029073 | 0.021651 | Commercial | LED Traffic and Crosswalk Lighting | Y | Healthcare | Turnover | 0.28876 | 0.65081 | 0.4437 | 0 | 0 | 0 | Fail TRC; Fail PCT
[12 empty] | Commercial | Solar Water Heater | Y | Schools K-12 | New | 0.23728 | 0.6689 | 0.35473 | 0 | 0 | 0 | Fail RIM; Fail PCT | Industrial | Process Refrig Controls | Y | Chemicals and Plastics | New | 2.3013 | 0.8663 | 2.6564 | 4.9015e-05 | 4.7806e-05 | 0.00035602 | Commercial | LED Traffic and Crosswalk Lighting | Y | Hospitals | Turnover | 0.28876 | 0.65081 | 0.4437 | 0 | 0 | 0 | Fail TRC; Fail PCT
[12 empty] | Commercial | Solar Water Heater | Y | Warehouse | New | 1.1389 | 0.6689 | 1.7027 | 0 | 0 | 0 | Fail RIM; Pass PCT | Industrial | Process Refrig Equipment Upgrade | Y | Chemicals and Plastics | New | 3.2733 | 0.86426 | 3.7874 | 0.00022421 | 0.00021868 | 0.0016286 | Commercial | LED Traffic and Crosswalk Lighting | Y | Institutional | Turnover | 0.28876 | 0.65081 | 0.4437 | 0 | 0 | 0 | Fail TRC; Fail PCT
[12 empty] | Commercial | CFL - 15W Flood | Y | Assembly | Turnover | 23.1188 | 0.6631 | 34.8649 | 0 | 0 | 0 | Fail RIM; Pass PCT | Industrial | Process Refrig Equipment Upgrade | Y | Chemicals and Plastics | Turnover | 3.2733 | 0.86426 | 3.7874 | 0.013635 | 0.013299 | 0.099041 | Commercial | LED Traffic and Crosswalk Lighting | Y | Lodging/Hospitality | Turnover | 0.28876 | 0.65081 | 0.4437 | 0 | 0 | 0 | Fail TRC; Fail PCT
[12 empty] | Commercial | CFL - 15W Flood | Y | College and University | Turnover | 23.1188 | 0.6631 | 34.8649 | 0 | 0 | 0 | Fail RIM; Pass PCT | Industrial | Process Heat Equipment Upgrade | Y | Chemicals and Plastics | New | 2.3508 | 0.86426 | 2.7201 | 0.00024767 | 0.00024156 | 0.001799 | Commercial | LED Traffic and Crosswalk Lighting | Y | Miscellaneous | Turnover | 0.28876 | 0.65081 | 0.4437 | 0 | 0 | 0 | Fail TRC; Fail PCT
[12 empty] | Commercial | CFL - 15W Flood | Y | Grocery | Turnover | 23.1188 | 0.6631 | 34.8649 | 0 | 0 | 0 | Fail RIM; Pass PCT | Industrial | Process Heat Equipment Upgrade | Y | Chemicals and Plastics | Turnover | 2.3508 | 0.86426 | 2.7201 | 0.015061 | 0.01469 | 0.1094 | Commercial | LED Traffic and Crosswalk Lighting | Y | Offices | Turnover | 0.28876 | 0.65081 | 0.4437 | 0 | 0 | 0 | Fail TRC; Fail PCT
[12 empty] | Commercial | CFL - 15W Flood | Y | Healthcare | Turnover | 23.1188 | 0.6631 | 34.8649 | 0 | 0 | 0 | Fail RIM; Pass PCT | Industrial | Process Heat Improved Controls | Y | Chemicals and Plastics | Existing | 1.1947 | 0.8663 | 1.379 | 0.00157 | 0.0015313 | 0.011404 | Commercial | LED Traffic and Crosswalk Lighting | Y | Restaurants | Turnover | 0.28876 | 0.65081 | 0.4437 | 0 | 0 | 0 | Fail TRC; Fail PCT
[12 empty] | Commercial | CFL - 15W Flood | Y | Hospitals | Turnover | 23.1188 | 0.6631 | 34.8649 | 0 | 0 | 0 | Fail RIM; Pass PCT | Industrial | Process Heat Improved Controls | Y | Chemicals and Plastics | New | 1.1947 | 0.8663 | 1.379 | 2.5816e-05 | 2.5179e-05 | 0.00018752 | Commercial | LED Traffic and Crosswalk Lighting | Y | Retail | Turnover | 0.28876 | 0.65081 | 0.4437 | 0 | 0 | 0 | Fail TRC; Fail PCT
[12 empty] | Commercial | CFL - 15W Flood | Y | Institutional | Turnover | 23.1188 | 0.6631 | 34.8649 | 0 | 0 | 0 | Fail RIM; Pass PCT | Industrial | Lighting Controls - Exterior | Y | Construction | Existing | 3.9186 | 1.0775 | 3.6367 | 0 | 0 | 0.0012311 | Commercial | LED Traffic and Crosswalk Lighting | Y | Schools K-12 | Turnover | 0.28876 | 0.65081 | 0.4437 | 0 | 0 | 0 | Fail TRC; Fail PCT
[12 empty] | Commercial | CFL - 15W Flood | Y | Lodging/Hospitality | Turnover | 23.1188 | 0.6631 | 34.8649 | 0 | 0 | 0 | Fail RIM; Pass PCT | Industrial | Lighting Controls - Exterior | Y | Construction | New | 3.9186 | 1.0775 | 3.6367 | 0 | 0 | 2.0243e-05 | Commercial | LED Traffic and Crosswalk Lighting | Y | Warehouse | Turnover | 0.28876 | 0.65081 | 0.4437 | 0 | 0 | 0 | Fail TRC; Fail PCT
[12 empty] | Commercial | CFL - 15W Flood | Y | Miscellaneous | Turnover | 23.1188 | 0.6631 | 34.8649 | 0 | 0 | 0 | Fail RIM; Pass PCT | Industrial | Building Envelope Improvements | Y | Construction | Existing | 5.083 | 0.86249 | 5.8934 | 0.0023642 | 0.0023068 | 0.016596 | Commercial | LED Traffic and Crosswalk Lighting | Y | Assembly | New | 0.28876 | 0.65081 | 0.4437 | 0 | 0 | 0 | Fail TRC; Fail PCT
[12 empty] | Commercial | CFL - 15W Flood | Y | Offices | Turnover | 23.1188 | 0.6631 | 34.8649 | 0 | 0 | 0 | Fail RIM; Pass PCT | Industrial | Building Envelope Improvements | Y | Construction | New | 5.083 | 0.86249 | 5.8934 | 3.8876e-05 | 3.7933e-05 | 0.0002729 | Commercial | LED Traffic and Crosswalk Lighting | Y | College and University | New | 0.28876 | 0.65081 | 0.4437 | 0 | 0 | 0 | Fail TRC; Fail PCT
[12 empty] | Commercial | CFL - 15W Flood | Y | Restaurants | Turnover | 23.1188 | 0.6631 | 34.8649 | 0 | 0 | 0 | Fail RIM; Pass PCT | Industrial | HVAC Equipment Upgrades | Y | Construction | New | 6.0369 | 0.8666 | 6.9662 | 3.4967e-05 | 3.4119e-05 | 0.00024546 | Commercial | LED Traffic and Crosswalk Lighting | Y | Grocery | New | 0.28876 | 0.65081 | 0.4437 | 0 | 0 | 0 | Fail TRC; Fail PCT
[12 empty] | Commercial | CFL - 15W Flood | Y | Retail | Turnover | 23.1188 | 0.6631 | 34.8649 | 0 | 0 | 0 | Fail RIM; Pass PCT | Industrial | HVAC Equipment Upgrades | Y | Construction | Turnover | 6.0369 | 0.8666 | 6.9662 | 0.0021265 | 0.0020749 | 0.014927 | Commercial | LED Traffic and Crosswalk Lighting | Y | Healthcare | New | 0.28876 | 0.65081 | 0.4437 | 0 | 0 | 0 | Fail TRC; Fail PCT
[12 empty] | Commercial | CFL - 15W Flood | Y | Schools K-12 | Turnover | 23.1188 | 0.6631 | 34.8649 | 0 | 0 | 0 | Fail RIM; Pass PCT | Industrial | HVAC Recommissioning | Y | Construction | Existing | 2.3635 | 0.85949 | 2.7499 | 0.0032259 | 0.0031476 | 0.022645 | Commercial | LED Traffic and Crosswalk Lighting | Y | Hospitals | New | 0.28876 | 0.65081 | 0.4437 | 0 | 0 | 0 | Fail TRC; Fail PCT
[12 empty] | Commercial | CFL - 15W Flood | Y | Warehouse | Turnover | 23.1188 | 0.6631 | 34.8649 | 0 | 0 | 0 | Fail RIM; Pass PCT | Industrial | HVAC Recommissioning | Y | Construction | New | 2.3635 | 0.85949 | 2.7499 | 5.3046e-05 | 5.1759e-05 | 0.00037237 | Commercial | LED Traffic and Crosswalk Lighting | Y | Institutional | New | 0.28876 | 0.65081 | 0.4437 | 0 | 0 | 0 | Fail TRC; Fail PCT
[12 empty] | Commercial | CFL - 15W Flood | Y | Assembly | New | 23.1188 | 0.6631 | 34.8649 | 0 | 0 | 0 | Fail RIM; Pass PCT | Industrial | Efficient Lighting - High Bay | Y | Construction | New | 3.1763 | 0.8587 | 3.6989 | 7.5047e-05 | 7.2948e-05 | 0.00052577 | Commercial | LED Traffic and Crosswalk Lighting | Y | Lodging/Hospitality | New | 0.28876 | 0.65081 | 0.4437 | 0 | 0 | 0 | Fail TRC; Fail PCT
[12 empty] | Commercial | CFL - 15W Flood | Y | College and University | New | 23.1188 | 0.6631 | 34.8649 | 0 | 0 | 0 | Fail RIM; Pass PCT | Industrial | Efficient Lighting - High Bay | Y | Construction | Turnover | 3.1763 | 0.8587 | 3.6989 | 0.0045639 | 0.0044362 | 0.031974 | Commercial | LED Traffic and Crosswalk Lighting | Y | Miscellaneous | New | 0.28876 | 0.65081 | 0.4437 | 0 | 0 | 0 | Fail TRC; Fail PCT
[12 empty] | Commercial | CFL - 15W Flood | Y | Grocery | New | 23.1188 | 0.6631 | 34.8649 | 0 | 0 | 0 | Fail RIM; Pass PCT | Industrial | Efficient Lighting - Other Interior Lighting | Y | Construction | New | 1.795 | 0.86117 | 2.0844 | 5.9725e-05 | 5.8054e-05 | 0.00041842 | Commercial | LED Traffic and Crosswalk Lighting | Y | Offices | New | 0.28876 | 0.65081 | 0.4437 | 0 | 0 | 0 | Fail TRC; Fail PCT
[12 empty] | Commercial | CFL - 15W Flood | Y | Healthcare | New | 23.1188 | 0.6631 | 34.8649 | 0 | 0 | 0 | Fail RIM; Pass PCT | Industrial | Efficient Lighting - Other Interior Lighting | Y | Construction | Turnover | 1.795 | 0.86117 | 2.0844 | 0.0063123 | 0.0061357 | 0.044223 | Commercial | LED Traffic and Crosswalk Lighting | Y | Restaurants | New | 0.28876 | 0.65081 | 0.4437 | 0 | 0 | 0 | Fail TRC; Fail PCT
[12 empty] | Commercial | CFL - 15W Flood | Y | Hospitals | New | 23.1188 | 0.6631 | 34.8649 | 0 | 0 | 0 | Fail RIM; Pass PCT | Industrial | Lighting Controls | Y | Construction | Existing | 3.9033 | 0.85931 | 4.5424 | 0.0018345 | 0.0017832 | 0.012852 | Commercial | LED Traffic and Crosswalk Lighting | Y | Retail | New | 0.28876 | 0.65081 | 0.4437 | 0 | 0 | 0 | Fail TRC; Fail PCT
[12 empty] | Commercial | CFL - 15W Flood | Y | Institutional | New | 23.1188 | 0.6631 | 34.8649 | 0 | 0 | 0 | Fail RIM; Pass PCT | Industrial | Lighting Controls | Y | Construction | New | 3.9033 | 0.85931 | 4.5424 | 3.0165e-05 | 2.9322e-05 | 0.00021134 | Commercial | LED Traffic and Crosswalk Lighting | Y | Schools K-12 | New | 0.28876 | 0.65081 | 0.4437 | 0 | 0 | 0 | Fail TRC; Fail PCT
[12 empty] | Commercial | CFL - 15W Flood | Y | Lodging/Hospitality | New | 23.1188 | 0.6631 | 34.8649 | 0 | 0 | 0 | Fail RIM; Pass PCT | Industrial | Fan Equipment Upgrades | Y | Construction | New | 4.0118 | 0.86934 | 4.6148 | 2.4188e-05 | 2.355e-05 | 0.00017962 | Commercial | LED Traffic and Crosswalk Lighting | Y | Warehouse | New | 0.28876 | 0.65081 | 0.4437 | 0 | 0 | 0 | Fail TRC; Fail PCT
[12 empty] | Commercial | CFL - 15W Flood | Y | Miscellaneous | New | 23.1188 | 0.6631 | 34.8649 | 0 | 0 | 0 | Fail RIM; Pass PCT | Industrial | Fan Equipment Upgrades | Y | Construction | Turnover | 4.0118 | 0.86934 | 4.6148 | 0.001471 | 0.0014321 | 0.010924 | Commercial | Geothermal Heat Pump | Y | Assembly | Turnover | 0.041045 | 0.62997 | 0.065154 | 0 | 0 | 0 | Fail TRC; Fail PCT
[12 empty] | Commercial | CFL - 15W Flood | Y | Offices | New | 23.1188 | 0.6631 | 34.8649 | 0 | 0 | 0 | Fail RIM; Pass PCT | Industrial | Motor Equipment Upgrades | Y | Construction | New | 3.2717 | 0.86794 | 3.7695 | 1.0925e-05 | 1.0636e-05 | 8.1129e-05 | Commercial | Geothermal Heat Pump | Y | College and University | Turnover | 0.048756 | 0.68418 | 0.071261 | 0 | 0 | 0 | Fail TRC; Fail PCT
[12 empty] | Commercial | CFL - 15W Flood | Y | Restaurants | New | 23.1188 | 0.6631 | 34.8649 | 0 | 0 | 0 | Fail RIM; Pass PCT | Industrial | Motor Equipment Upgrades | Y | Construction | Turnover | 3.2717 | 0.86794 | 3.7695 | 0.0012307 | 0.0011982 | 0.0091391 | Commercial | Geothermal Heat Pump | Y | Grocery | Turnover | 0.022968 | 0.62997 | 0.036459 | 0 | 0 | 0 | Fail TRC; Fail PCT
[12 empty] | Commercial | CFL - 15W Flood | Y | Retail | New | 23.1188 | 0.6631 | 34.8649 | 0 | 0 | 0 | Fail RIM; Pass PCT | Industrial | Motor Optimization | Y | Construction | Existing | 1.1959 | 0.86794 | 1.3778 | 0.0024217 | 0.0023578 | 0.017984 | Commercial | Geothermal Heat Pump | Y | Healthcare | Turnover | 0.08916 | 0.62997 | 0.14153 | 0 | 0 | 0 | Fail TRC; Fail PCT
[12 empty] | Commercial | CFL - 15W Flood | Y | Schools K-12 | New | 23.1188 | 0.6631 | 34.8649 | 0 | 0 | 0 | Fail RIM; Pass PCT | Industrial | Motor Optimization | Y | Construction | New | 1.1959 | 0.86794 | 1.3778 | 0 | 0 | 0 | Commercial | Geothermal Heat Pump | Y | Hospitals | Turnover | 0.090565 | 0.68418 | 0.13237 | 0 | 0 | 0 | Fail TRC; Fail PCT
[12 empty] | Commercial | CFL - 15W Flood | Y | Warehouse | New | 23.1188 | 0.6631 | 34.8649 | 0 | 0 | 0 | Fail RIM; Pass PCT | Industrial | Pump Equipment Upgrade | Y | Construction | New | 5.4954 | 0.86934 | 6.3214 | 0.00016738 | 0.00016296 | 0.001243 | Commercial | Geothermal Heat Pump | Y | Institutional | Turnover | 0.022255 | 0.62997 | 0.035327 | 0 | 0 | 0 | Fail TRC; Fail PCT
[12 empty] | Commercial | High Efficiency HID Lighting | Y | Assembly | Turnover | 1.6046 | 0.63617 | 2.5223 | 0 | 0 | 0 | Fail RIM; Pass PCT | Industrial | Pump Equipment Upgrade | Y | Construction | Turnover | 5.4954 | 0.86934 | 6.3214 | 0.010179 | 0.0099102 | 0.07559 | Commercial | Geothermal Heat Pump | Y | Lodging/Hospitality | Turnover | 0.067651 | 0.62997 | 0.10739 | 0 | 0 | 0 | Fail TRC; Fail PCT
[12 empty] | Commercial | High Efficiency HID Lighting | Y | College and University | Turnover | 1.6046 | 0.63617 | 2.5223 | 0 | 0 | 0 | Fail RIM; Pass PCT | Industrial | Process Refrig Equipment Upgrade | Y | Construction | New | 2.6385 | 0.86426 | 3.0529 | 4.4223e-05 | 4.3133e-05 | 0.00032122 | Commercial | Geothermal Heat Pump | Y | Miscellaneous | Turnover | 0.022923 | 0.62997 | 0.036388 | 0 | 0 | 0 | Fail TRC; Fail PCT
[12 empty] | Commercial | High Efficiency HID Lighting | Y | Grocery | Turnover | 1.6046 | 0.63617 | 2.5223 | 0 | 0 | 0 | Fail RIM; Pass PCT | Industrial | Process Refrig Equipment Upgrade | Y | Construction | Turnover | 2.6385 | 0.86426 | 3.0529 | 0.0026894 | 0.0026231 | 0.019535 | Commercial | Geothermal Heat Pump | Y | Offices | Turnover | 0.046059 | 0.62997 | 0.073113 | 0 | 0 | 0 | Fail TRC; Fail PCT
[12 empty] | Commercial | High Efficiency HID Lighting | Y | Healthcare | Turnover | 1.6046 | 0.63617 | 2.5223 | 0 | 0 | 0 | Fail RIM; Pass PCT | Industrial | Lighting Controls - Exterior | Y | Electrical and Electronic Equip. | Existing | 3.7947 | 1.0775 | 3.5217 | 0 | 0 | 0.0024354 | Commercial | Geothermal Heat Pump | Y | Restaurants | Turnover | 0.067034 | 0.62997 | 0.10641 | 0 | 0 | 0 | Fail TRC; Fail PCT
[12 empty] | Commercial | High Efficiency HID Lighting | Y | Hospitals | Turnover | 1.6046 | 0.63617 | 2.5223 | 0 | 0 | 0 | Fail RIM; Pass PCT | Industrial | Lighting Controls - Exterior | Y | Electrical and Electronic Equip. | New | 3.7947 | 1.0775 | 3.5217 | 0 | 0 | 4.0046e-05 | Commercial | Geothermal Heat Pump | Y | Retail | Turnover | 0.052393 | 0.62997 | 0.083168 | 0 | 0 | 0 | Fail TRC; Fail PCT
[12 empty] | Commercial | High Efficiency HID Lighting | Y | Institutional | Turnover | 1.6046 | 0.63617 | 2.5223 | 0 | 0 | 0 | Fail RIM; Pass PCT | Industrial | Building Envelope Improvements | Y | Electrical and Electronic Equip. | Existing | 4.2203 | 0.86249 | 4.8932 | 0.0051703 | 0.0050449 | 0.036295 | Commercial | Geothermal Heat Pump | Y | Schools K-12 | Turnover | 0.045574 | 0.62997 | 0.072343 | 0 | 0 | 0 | Fail TRC; Fail PCT
[12 empty] | Commercial | High Efficiency HID Lighting | Y | Lodging/Hospitality | Turnover | 1.6046 | 0.63617 | 2.5223 | 0 | 0 | 0 | Fail RIM; Pass PCT | Industrial | Building Envelope Improvements | Y | Electrical and Electronic Equip. | New | 4.2203 | 0.86249 | 4.8932 | 8.502e-05 | 8.2957e-05 | 0.00059682 | Commercial | Geothermal Heat Pump | Y | Warehouse | Turnover | 0.010033 | 0.62997 | 0.015926 | 0 | 0 | 0 | Fail TRC; Fail PCT
[12 empty] | Commercial | High Efficiency HID Lighting | Y | Miscellaneous | Turnover | 1.6046 | 0.63617 | 2.5223 | 0 | 0 | 0 | Fail RIM; Pass PCT | Industrial | HVAC Improved Controls | Y | Electrical and Electronic Equip. | Existing | 5.397 | 0.86249 | 6.2575 | 0.0020795 | 0.0020291 | 0.014598 | Commercial | Geothermal Heat Pump | Y | Assembly | New | 0.041045 | 0.62997 | 0.065154 | 0 | 0 | 0 | Fail TRC; Fail PCT
[12 empty] | Commercial | High Efficiency HID Lighting | Y | Offices | Turnover | 1.6046 | 0.63617 | 2.5223 | 0 | 0 | 0 | Fail RIM; Pass PCT | Industrial | HVAC Improved Controls | Y | Electrical and Electronic Equip. | New | 5.397 | 0.86249 | 6.2575 | 3.4195e-05 | 3.3365e-05 | 0.00024004 | Commercial | Geothermal Heat Pump | Y | College and University | New | 0.048756 | 0.68418 | 0.071261 | 0 | 0 | 0 | Fail TRC; Fail PCT
[12 empty] | Commercial | High Efficiency HID Lighting | Y | Restaurants | Turnover | 1.6046 | 0.63617 | 2.5223 | 0 | 0 | 0 | Fail RIM; Pass PCT | Industrial | Efficient Lighting - High Bay | Y | Electrical and Electronic Equip. | New | 3.1763 | 0.8587 | 3.6989 | 9.752e-05 | 9.4792e-05 | 0.00068322 | Commercial | Geothermal Heat Pump | Y | Grocery | New | 0.022968 | 0.62997 | 0.036459 | 0 | 0 | 0 | Fail TRC; Fail PCT
[12 empty] | Commercial | High Efficiency HID Lighting | Y | Retail | Turnover | 1.6046 | 0.63617 | 2.5223 | 0 | 0 | 0 | Fail RIM; Pass PCT | Industrial | Efficient Lighting - High Bay | Y | Electrical and Electronic Equip. | Turnover | 3.1763 | 0.8587 | 3.6989 | 0.0059306 | 0.0057647 | 0.041549 | Commercial | Geothermal Heat Pump | Y | Healthcare | New | 0.08916 | 0.62997 | 0.14153 | 0 | 0 | 0 | Fail TRC; Fail PCT
[12 empty] | Commercial | High Efficiency HID Lighting | Y | Schools K-12 | Turnover | 1.6046 | 0.63617 | 2.5223 | 0 | 0 | 0 | Fail RIM; Pass PCT | Industrial | Efficient Lighting - Other Interior Lighting | Y | Electrical and Electronic Equip. | New | 1.795 | 0.86117 | 2.0844 | 0.00017737 | 0.00017241 | 0.0012426 | Commercial | Geothermal Heat Pump | Y | Hospitals | New | 0.090565 | 0.68418 | 0.13237 | 0 | 0 | 0 | Fail TRC; Fail PCT
[12 empty] | Commercial | High Efficiency HID Lighting | Y | Warehouse | Turnover | 1.6046 | 0.63617 | 2.5223 | 0 | 0 | 0 | Fail RIM; Pass PCT | Industrial | Efficient Lighting - Other Interior Lighting | Y | Electrical and Electronic Equip. | Turnover | 1.795 | 0.86117 | 2.0844 | 0.014927 | 0.01451 | 0.10458 | Commercial | Geothermal Heat Pump | Y | Institutional | New | 0.022255 | 0.62997 | 0.035327 | 0 | 0 | 0 | Fail TRC; Fail PCT
[12 empty] | Commercial | High Efficiency HID Lighting | Y | Assembly | New | 1.6046 | 0.63617 | 2.5223 | 0 | 0 | 0 | Fail RIM; Pass PCT | Industrial | Lighting Controls | Y | Electrical and Electronic Equip. | Existing | 3.7799 | 0.85931 | 4.3988 | 0.0029204 | 0.0028387 | 0.02046 | Commercial | Geothermal Heat Pump | Y | Lodging/Hospitality | New | 0.067651 | 0.62997 | 0.10739 | 0 | 0 | 0 | Fail TRC; Fail PCT
[12 empty] | Commercial | High Efficiency HID Lighting | Y | College and University | New | 1.6046 | 0.63617 | 2.5223 | 0 | 0 | 0 | Fail RIM; Pass PCT | Industrial | Lighting Controls | Y | Electrical and Electronic Equip. | New | 3.7799 | 0.85931 | 4.3988 | 4.8023e-05 | 4.6679e-05 | 0.00033644 | Commercial | Geothermal Heat Pump | Y | Miscellaneous | New | 0.022923 | 0.62997 | 0.036388 | 0 | 0 | 0 | Fail TRC; Fail PCT
[12 empty] | Commercial | High Efficiency HID Lighting | Y | Grocery | New | 1.6046 | 0.63617 | 2.5223 | 0 | 0 | 0 | Fail RIM; Pass PCT | Industrial | Motor Equipment Upgrades | Y | Electrical and Electronic Equip. | New | 3.3174 | 0.86794 | 3.8221 | 1.4435e-05 | 1.4054e-05 | 0.0001072 | Commercial | Geothermal Heat Pump | Y | Offices | New | 0.046059 | 0.62997 | 0.073113 | 0 | 0 | 0 | Fail TRC; Fail PCT
[12 empty] | Commercial | High Efficiency HID Lighting | Y | Healthcare | New | 1.6046 | 0.63617 | 2.5223 | 0 | 0 | 0 | Fail RIM; Pass PCT | Industrial | Motor Equipment Upgrades | Y | Electrical and Electronic Equip. | Turnover | 3.3174 | 0.86794 | 3.8221 | 0.00087785 | 0.00085467 | 0.006519 | Commercial | Geothermal Heat Pump | Y | Restaurants | New | 0.067034 | 0.62997 | 0.10641 | 0 | 0 | 0 | Fail TRC; Fail PCT
[12 empty] | Commercial | High Efficiency HID Lighting | Y | Hospitals | New | 1.6046 | 0.63617 | 2.5223 | 0 | 0 | 0 | Fail RIM; Pass PCT | Industrial | Compressed Air Equipment | Y | Lumber/Furniture/Pulp/Paper | New | 5.0273 | 0.86934 | 5.7829 | 0.0006149 | 0.00059866 | 0.0045663 | Commercial | Geothermal Heat Pump | Y | Retail | New | 0.052393 | 0.62997 | 0.083168 | 0 | 0 | 0 | Fail TRC; Fail PCT
[12 empty] | Commercial | High Efficiency HID Lighting | Y | Institutional | New | 1.6046 | 0.63617 | 2.5223 | 0 | 0 | 0 | Fail RIM; Pass PCT | Industrial | Compressed Air Equipment | Y | Lumber/Furniture/Pulp/Paper | Turnover | 5.0273 | 0.86934 | 5.7829 | 0.037394 | 0.036407 | 0.27769 | Commercial | Geothermal Heat Pump | Y | Schools K-12 | New | 0.045574 | 0.62997 | 0.072343 | 0 | 0 | 0 | Fail TRC; Fail PCT
[12 empty] | Commercial | High Efficiency HID Lighting | Y | Lodging/Hospitality | New | 1.6046 | 0.63617 | 2.5223 | 0 | 0 | 0 | Fail RIM; Pass PCT | Industrial | Lighting Controls - Exterior | Y | Lumber/Furniture/Pulp/Paper | Existing | 3.1418 | 1.0775 | 2.9157 | 0 | 0 | 0.0030239 | Commercial | Geothermal Heat Pump | Y | Warehouse | New | 0.010033 | 0.62997 | 0.015926 | 0 | 0 | 0 | Fail TRC; Fail PCT
[12 empty] | Commercial | High Efficiency HID Lighting | Y | Miscellaneous | New | 1.6046 | 0.63617 | 2.5223 | 0 | 0 | 0 | Fail RIM; Pass PCT | Industrial | Lighting Controls - Exterior | Y | Lumber/Furniture/Pulp/Paper | New | 3.1418 | 1.0775 | 2.9157 | 0 | 0 | 4.9724e-05 | Commercial | High Efficiency Chiller (Air Cooled, 50 tons) | Y | Grocery | Turnover | 0.9031 | 0.66777 | 1.3524 | 0 | 0 | 0 | Fail TRC; Pass PCT
[12 empty] | Commercial | High Efficiency HID Lighting | Y | Offices | New | 1.6046 | 0.63617 | 2.5223 | 0 | 0 | 0 | Fail RIM; Pass PCT | Industrial | Efficient Lighting - High Bay | Y | Lumber/Furniture/Pulp/Paper | New | 3.1763 | 0.8587 | 3.6989 | 0.00012686 | 0.00012331 | 0.00088878 | Commercial | High Efficiency Chiller (Air Cooled, 50 tons) | Y | Institutional | Turnover | 0.88309 | 0.66777 | 1.3224 | 0 | 0 | 0 | Fail TRC; Pass PCT
[12 empty] | Commercial | High Efficiency HID Lighting | Y | Restaurants | New | 1.6046 | 0.63617 | 2.5223 | 0 | 0 | 0 | Fail RIM; Pass PCT | Industrial | Efficient Lighting - High Bay | Y | Lumber/Furniture/Pulp/Paper | Turnover | 3.1763 | 0.8587 | 3.6989 | 0.0077149 | 0.0074991 | 0.05405 | Commercial | High Efficiency Chiller (Air Cooled, 50 tons) | Y | Miscellaneous | Turnover | 0.91311 | 0.66777 | 1.3674 | 0 | 0 | 0 | Fail TRC; Pass PCT
[12 empty] | Commercial | High Efficiency HID Lighting | Y | Retail | New | 1.6046 | 0.63617 | 2.5223 | 0 | 0 | 0 | Fail RIM; Pass PCT | Industrial | Efficient Lighting - Other Interior Lighting | Y | Lumber/Furniture/Pulp/Paper | New | 1.795 | 0.86117 | 2.0844 | 0.00017557 | 0.00017066 | 0.00123 | Commercial | High Efficiency Chiller (Air Cooled, 50 tons) | Y | Warehouse | Turnover | 0.39652 | 0.66777 | 0.59379 | 0 | 0 | 0 | Fail TRC; Fail PCT
[12 empty] | Commercial | High Efficiency HID Lighting | Y | Schools K-12 | New | 1.6046 | 0.63617 | 2.5223 | 0 | 0 | 0 | Fail RIM; Pass PCT | Industrial | Efficient Lighting - Other Interior Lighting | Y | Lumber/Furniture/Pulp/Paper | Turnover | 1.795 | 0.86117 | 2.0844 | 0.010677 | 0.010378 | 0.074801 | Commercial | High Efficiency Chiller (Air Cooled, 50 tons) | Y | Grocery | New | 0.9031 | 0.66777 | 1.3524 | 0 | 0 | 0 | Fail TRC; Pass PCT
[12 empty] | Commercial | High Efficiency HID Lighting | Y | Warehouse | New | 1.6046 | 0.63617 | 2.5223 | 0 | 0 | 0 | Fail RIM; Pass PCT | Industrial | Lighting Controls | Y | Lumber/Furniture/Pulp/Paper | Existing | 3.1295 | 0.85931 | 3.6419 | 0.0043018 | 0.0041814 | 0.030138 | Commercial | High Efficiency Chiller (Air Cooled, 50 tons) | Y | Institutional | New | 0.88309 | 0.66777 | 1.3224 | 0 | 0 | 0 | Fail TRC; Pass PCT
[12 empty] | Commercial | LED - 9W Flood | Y | Assembly | Turnover | 50.0468 | 0.62791 | 79.7033 | 0 | 0 | 0 | Fail RIM; Pass PCT | Industrial | Lighting Controls | Y | Lumber/Furniture/Pulp/Paper | New | 3.1295 | 0.85931 | 3.6419 | 7.0737e-05 | 6.8758e-05 | 0.00049558 | Commercial | High Efficiency Chiller (Air Cooled, 50 tons) | Y | Miscellaneous | New | 0.91311 | 0.66777 | 1.3674 | 0 | 0 | 0 | Fail TRC; Pass PCT
[12 empty] | Commercial | LED - 9W Flood | Y | College and University | Turnover | 50.0468 | 0.62791 | 79.7033 | 0 | 0 | 0 | Fail RIM; Pass PCT | Industrial | Fan Equipment Upgrades | Y | Lumber/Furniture/Pulp/Paper | New | 3.1607 | 0.86934 | 3.6357 | 0.00035869 | 0.00034921 | 0.0026636 | Commercial | High Efficiency Chiller (Air Cooled, 50 tons) | Y | Warehouse | New | 0.39652 | 0.66777 | 0.59379 | 0 | 0 | 0 | Fail TRC; Fail PCT
[12 empty] | Commercial | LED - 9W Flood | Y | Grocery | Turnover | 50.0468 | 0.62791 | 79.7033 | 0 | 0 | 0 | Fail RIM; Pass PCT | Industrial | Fan Equipment Upgrades | Y | Lumber/Furniture/Pulp/Paper | Turnover | 3.1607 | 0.86934 | 3.6357 | 0.021813 | 0.021237 | 0.16198 | Commercial | High Efficiency Chiller (Water cooled-centrifugal, 200 tons) | Y | Grocery | Turnover | 0.87982 | 0.73314 | 1.2001 | 0 | 0 | 0 | Fail TRC; Pass PCT
[12 empty] | Commercial | LED - 9W Flood | Y | Healthcare | Turnover | 50.0468 | 0.62791 | 79.7033 | 0 | 0 | 0 | Fail RIM; Pass PCT | Industrial | Pump Equipment Upgrade | Y | Lumber/Furniture/Pulp/Paper | New | 2.3151 | 0.86934 | 2.6631 | 0.00040814 | 0.00039736 | 0.0030309 | Commercial | High Efficiency Chiller (Water cooled-centrifugal, 200 tons) | Y | Institutional | Turnover | 0.86033 | 0.73314 | 1.1735 | 0 | 0 | 0 | Fail TRC; Pass PCT
[12 empty] | Commercial | LED - 9W Flood | Y | Hospitals | Turnover | 50.0468 | 0.62791 | 79.7033 | 0 | 0 | 0 | Fail RIM; Pass PCT | Industrial | Pump Equipment Upgrade | Y | Lumber/Furniture/Pulp/Paper | Turnover | 2.3151 | 0.86934 | 2.6631 | 0.02482 | 0.024165 | 0.18432 | Commercial | High Efficiency Chiller (Water cooled-centrifugal, 200 tons) | Y | Miscellaneous | Turnover | 0.88957 | 0.73314 | 1.2134 | 0 | 0 | 0 | Fail TRC; Pass PCT
[12 empty] | Commercial | LED - 9W Flood | Y | Institutional | Turnover | 50.0468 | 0.62791 | 79.7033 | 0 | 0 | 0 | Fail RIM; Pass PCT | Industrial | Pump System Optimization | Y | Lumber/Furniture/Pulp/Paper | Existing | 2.1554 | 0.86794 | 2.4833 | 0.029595 | 0.028814 | 0.21978 | Commercial | High Efficiency Chiller (Water cooled-centrifugal, 200 tons) | Y | Warehouse | Turnover | 0.38629 | 0.73314 | 0.5269 | 0 | 0 | 0 | Fail TRC; Fail PCT
[12 empty] | Commercial | LED - 9W Flood | Y | Lodging/Hospitality | Turnover | 50.0468 | 0.62791 | 79.7033 | 0 | 0 | 0 | Fail RIM; Pass PCT | Industrial | Pump System Optimization | Y | Lumber/Furniture/Pulp/Paper | New | 2.1554 | 0.86794 | 2.4833 | 0.00048666 | 0.0004738 | 0.0036139 | Commercial | High Efficiency Chiller (Water cooled-centrifugal, 200 tons) | Y | Grocery | New | 0.87982 | 0.73314 | 1.2001 | 0 | 0 | 0 | Fail TRC; Pass PCT
[12 empty] | Commercial | LED - 9W Flood | Y | Miscellaneous | Turnover | 50.0468 | 0.62791 | 79.7033 | 0 | 0 | 0 | Fail RIM; Pass PCT | Industrial | Process Refrig Equipment Upgrade | Y | Lumber/Furniture/Pulp/Paper | New | 2.2784 | 0.86426 | 2.6363 | 3.7807e-06 | 3.6875e-06 | 2.7462e-05 | Commercial | High Efficiency Chiller (Water cooled-centrifugal, 200 tons) | Y | Institutional | New | 0.86033 | 0.73314 | 1.1735 | 0 | 0 | 0 | Fail TRC; Pass PCT
[12 empty] | Commercial | LED - 9W Flood | Y | Offices | Turnover | 50.0468 | 0.62791 | 79.7033 | 0 | 0 | 0 | Fail RIM; Pass PCT | Industrial | Process Refrig Equipment Upgrade | Y | Lumber/Furniture/Pulp/Paper | Turnover | 2.2784 | 0.86426 | 2.6363 | 0.00022992 | 0.00022425 | 0.00167 | Commercial | High Efficiency Chiller (Water cooled-centrifugal, 200 tons) | Y | Miscellaneous | New | 0.88957 | 0.73314 | 1.2134 | 0 | 0 | 0 | Fail TRC; Pass PCT
[12 empty] | Commercial | LED - 9W Flood | Y | Restaurants | Turnover | 50.0468 | 0.62791 | 79.7033 | 0 | 0 | 0 | Fail RIM; Pass PCT | Industrial | Lighting Controls - Exterior | Y | Metal Products and Machinery | Existing | 3.4447 | 1.0775 | 3.1969 | 0 | 0 | 0.0065395 | Commercial | High Efficiency Chiller (Water cooled-centrifugal, 200 tons) | Y | Warehouse | New | 0.38629 | 0.73314 | 0.5269 | 0 | 0 | 0 | Fail TRC; Fail PCT
[12 empty] | Commercial | LED - 9W Flood | Y | Retail | Turnover | 50.0468 | 0.62791 | 79.7033 | 0 | 0 | 0 | Fail RIM; Pass PCT | Industrial | Lighting Controls - Exterior | Y | Metal Products and Machinery | New | 3.4447 | 1.0775 | 3.1969 | 0 | 0 | 0.00010753 | Commercial | High Efficiency Chiller (Water cooled-positive displacement, 100 tons) | Y | Assembly | Turnover | 0.92652 | 0.73314 | 1.2638 | 0 | 0 | 0 | Fail TRC; Pass PCT
[12 empty] | Commercial | LED - 9W Flood | Y | Schools K-12 | Turnover | 50.0468 | 0.62791 | 79.7033 | 0 | 0 | 0 | Fail RIM; Pass PCT | Industrial | Building Envelope Improvements | Y | Metal Products and Machinery | Existing | 5.6927 | 0.86249 | 6.6003 | 0.014434 | 0.014084 | 0.10132 | Commercial | High Efficiency Chiller (Water cooled-positive displacement, 100 tons) | Y | Grocery | Turnover | 0.51182 | 0.73314 | 0.69812 | 0 | 0 | 0 | Fail TRC; Fail PCT
[12 empty] | Commercial | LED - 9W Flood | Y | Warehouse | Turnover | 50.0468 | 0.62791 | 79.7033 | 0 | 0 | 0 | Fail RIM; Pass PCT | Industrial | Building Envelope Improvements | Y | Metal Products and Machinery | New | 5.6927 | 0.86249 | 6.6003 | 0.00023734 | 0.00023159 | 0.0016661 | Commercial | High Efficiency Chiller (Water cooled-positive displacement, 100 tons) | Y | Institutional | Turnover | 0.50048 | 0.73314 | 0.68265 | 0 | 0 | 0 | Fail TRC; Fail PCT
[12 empty] | Commercial | LED - 9W Flood | Y | Assembly | New | 50.0468 | 0.62791 | 79.7033 | 0 | 0 | 0 | Fail RIM; Pass PCT | Industrial | HVAC Equipment Upgrades | Y | Metal Products and Machinery | New | 5.5779 | 0.8666 | 6.4365 | 0.00023808 | 0.0002323 | 0.0016713 | Commercial | High Efficiency Chiller (Water cooled-positive displacement, 100 tons) | Y | Miscellaneous | Turnover | 0.51749 | 0.73314 | 0.70586 | 0 | 0 | 0 | Fail TRC; Fail PCT
[12 empty] | Commercial | LED - 9W Flood | Y | College and University | New | 50.0468 | 0.62791 | 79.7033 | 0 | 0 | 0 | Fail RIM; Pass PCT | Industrial | HVAC Equipment Upgrades | Y | Metal Products and Machinery | Turnover | 5.5779 | 0.8666 | 6.4365 | 0.014478 | 0.014127 | 0.10163 | Commercial | High Efficiency Chiller (Water cooled-positive displacement, 100 tons) | Y | Warehouse | Turnover | 0.22472 | 0.73314 | 0.30652 | 0 | 0 | 0 | Fail TRC; Fail PCT
[12 empty] | Commercial | LED - 9W Flood | Y | Grocery | New | 50.0468 | 0.62791 | 79.7033 | 0 | 0 | 0 | Fail RIM; Pass PCT | Industrial | Efficient Lighting - High Bay | Y | Metal Products and Machinery | New | 3.1763 | 0.8587 | 3.6989 | 0.00055324 | 0.00053777 | 0.003876 | Commercial | High Efficiency Chiller (Water cooled-positive displacement, 100 tons) | Y | Assembly | New | 0.92652 | 0.73314 | 1.2638 | 0 | 0 | 0 | Fail TRC; Pass PCT
[12 empty] | Commercial | LED - 9W Flood | Y | Healthcare | New | 50.0468 | 0.62791 | 79.7033 | 0 | 0 | 0 | Fail RIM; Pass PCT | Industrial | Efficient Lighting - High Bay | Y | Metal Products and Machinery | Turnover | 3.1763 | 0.8587 | 3.6989 | 0.033645 | 0.032704 | 0.23571 | Commercial | High Efficiency Chiller (Water cooled-positive displacement, 100 tons) | Y | Grocery | New | 0.51182 | 0.73314 | 0.69812 | 0 | 0 | 0 | Fail TRC; Fail PCT
[12 empty] | Commercial | LED - 9W Flood | Y | Hospitals | New | 50.0468 | 0.62791 | 79.7033 | 0 | 0 | 0 | Fail RIM; Pass PCT | Industrial | Efficient Lighting - Other Interior Lighting | Y | Metal Products and Machinery | New | 1.795 | 0.86117 | 2.0844 | 0.00022399 | 0.00021773 | 0.0015693 | Commercial | High Efficiency Chiller (Water cooled-positive displacement, 100 tons) | Y | Institutional | New | 0.50048 | 0.73314 | 0.68265 | 0 | 0 | 0 | Fail TRC; Fail PCT
[12 empty] | Commercial | LED - 9W Flood | Y | Institutional | New | 50.0468 | 0.62791 | 79.7033 | 0 | 0 | 0 | Fail RIM; Pass PCT | Industrial | Efficient Lighting - Other Interior Lighting | Y | Metal Products and Machinery | Turnover | 1.795 | 0.86117 | 2.0844 | 0.028382 | 0.027588 | 0.19884 | Commercial | High Efficiency Chiller (Water cooled-positive displacement, 100 tons) | Y | Miscellaneous | New | 0.51749 | 0.73314 | 0.70586 | 0 | 0 | 0 | Fail TRC; Fail PCT
[12 empty] | Commercial | LED - 9W Flood | Y | Lodging/Hospitality | New | 50.0468 | 0.62791 | 79.7033 | 0 | 0 | 0 | Fail RIM; Pass PCT | Industrial | Lighting Controls | Y | Metal Products and Machinery | Existing | 3.4313 | 0.85931 | 3.9931 | 0.010077 | 0.0097953 | 0.0706 | Commercial | High Efficiency Chiller (Water cooled-positive displacement, 100 tons) | Y | Warehouse | New | 0.22472 | 0.73314 | 0.30652 | 0 | 0 | 0 | Fail TRC; Fail PCT
[12 empty] | Commercial | LED - 9W Flood | Y | Miscellaneous | New | 50.0468 | 0.62791 | 79.7033 | 0 | 0 | 0 | Fail RIM; Pass PCT | Industrial | Lighting Controls | Y | Metal Products and Machinery | New | 3.4313 | 0.85931 | 3.9931 | 0.00016571 | 0.00016107 | 0.0011609 | Commercial | High Efficiency Data Center Cooling | Y | Assembly | Turnover | 0.5631 | 0.68524 | 0.82175 | 0 | 0 | 0 | Fail TRC; Fail PCT
[12 empty] | Commercial | LED - 9W Flood | Y | Offices | New | 50.0468 | 0.62791 | 79.7033 | 0 | 0 | 0 | Fail RIM; Pass PCT | Industrial | Fan Equipment Upgrades | Y | Metal Products and Machinery | New | 4.9807 | 0.86934 | 5.7293 | 0.00012706 | 0.00012371 | 0.00094358 | Commercial | High Efficiency Data Center Cooling | Y | College and University | Turnover | 0.5631 | 0.68524 | 0.82175 | 0 | 0 | 0 | Fail TRC; Fail PCT
[12 empty] | Commercial | LED - 9W Flood | Y | Restaurants | New | 50.0468 | 0.62791 | 79.7033 | 0 | 0 | 0 | Fail RIM; Pass PCT | Industrial | Fan Equipment Upgrades | Y | Metal Products and Machinery | Turnover | 4.9807 | 0.86934 | 5.7293 | 0.0077272 | 0.0075231 | 0.057382 | Commercial | High Efficiency Data Center Cooling | Y | Grocery | Turnover | 0.5631 | 0.68524 | 0.82175 | 0 | 0 | 0 | Fail TRC; Fail PCT
[12 empty] | Commercial | LED - 9W Flood | Y | Retail | New | 50.0468 | 0.62791 | 79.7033 | 0 | 0 | 0 | Fail RIM; Pass PCT | Industrial | Motor Equipment Upgrades | Y | Metal Products and Machinery | New | 2.9777 | 0.86794 | 3.4307 | 2.6521e-05 | 2.5821e-05 | 0.00019695 | Commercial | High Efficiency Data Center Cooling | Y | Healthcare | Turnover | 0.5631 | 0.68524 | 0.82175 | 0 | 0 | 0 | Fail TRC; Fail PCT
[12 empty] | Commercial | LED - 9W Flood | Y | Schools K-12 | New | 50.0468 | 0.62791 | 79.7033 | 0 | 0 | 0 | Fail RIM; Pass PCT | Industrial | Motor Equipment Upgrades | Y | Metal Products and Machinery | Turnover | 2.9777 | 0.86794 | 3.4307 | 0.0018776 | 0.001828 | 0.013943 | Commercial | High Efficiency Data Center Cooling | Y | Hospitals | Turnover | 0.5631 | 0.68524 | 0.82175 | 0 | 0 | 0 | Fail TRC; Fail PCT
[12 empty] | Commercial | LED - 9W Flood | Y | Warehouse | New | 50.0468 | 0.62791 | 79.7033 | 0 | 0 | 0 | Fail RIM; Pass PCT | Industrial | Pump Equipment Upgrade | Y | Metal Products and Machinery | New | 4.9807 | 0.86934 | 5.7293 | 0.00021514 | 0.00020946 | 0.0015977 | Commercial | High Efficiency Data Center Cooling | Y | Institutional | Turnover | 0.5631 | 0.68524 | 0.82175 | 0 | 0 | 0 | Fail TRC; Fail PCT
[12 empty] | Commercial | LED Display Lighting (Exterior) | Y | Assembly | Turnover | 7.5366 | 0.62791 | 12.0027 | 0 | 0 | 0 | Fail RIM; Pass PCT | Industrial | Pump Equipment Upgrade | Y | Metal Products and Machinery | Turnover | 4.9807 | 0.86934 | 5.7293 | 0.013084 | 0.012738 | 0.09716 | Commercial | High Efficiency Data Center Cooling | Y | Lodging/Hospitality | Turnover | 0.5631 | 0.68524 | 0.82175 | 0 | 0 | 0 | Fail TRC; Fail PCT
[12 empty] | Commercial | LED Display Lighting (Exterior) | Y | College and University | Turnover | 7.5366 | 0.62791 | 12.0027 | 0 | 0 | 0 | Fail RIM; Pass PCT | Industrial | Process Refrig Controls | Y | Metal Products and Machinery | Existing | 1.2307 | 0.8663 | 1.4206 | 0.00061373 | 0.0005986 | 0.0044579 | Commercial | High Efficiency Data Center Cooling | Y | Miscellaneous | Turnover | 0.5631 | 0.68524 | 0.82175 | 0 | 0 | 0 | Fail TRC; Fail PCT
[12 empty] | Commercial | LED Display Lighting (Exterior) | Y | Grocery | Turnover | 7.5366 | 0.62791 | 12.0027 | 0 | 0 | 0 | Fail RIM; Pass PCT | Industrial | Process Refrig Controls | Y | Metal Products and Machinery | New | 1.2307 | 0.8663 | 1.4206 | 1.0092e-05 | 9.8432e-06 | 7.3305e-05 | Commercial | High Efficiency Data Center Cooling | Y | Offices | Turnover | 0.5631 | 0.68524 | 0.82175 | 0 | 0 | 0 | Fail TRC; Fail PCT
[12 empty] | Commercial | LED Display Lighting (Exterior) | Y | Healthcare | Turnover | 7.5366 | 0.62791 | 12.0027 | 0 | 0 | 0 | Fail RIM; Pass PCT | Industrial | Process Refrig Equipment Upgrade | Y | Metal Products and Machinery | New | 2.7888 | 0.86426 | 3.2269 | 4.0092e-05 | 3.9104e-05 | 0.00029122 | Commercial | High Efficiency Data Center Cooling | Y | Restaurants | Turnover | 0.5631 | 0.68524 | 0.82175 | 0 | 0 | 0 | Fail TRC; Fail PCT
[12 empty] | Commercial | LED Display Lighting (Exterior) | Y | Hospitals | Turnover | 7.5366 | 0.62791 | 12.0027 | 0 | 0 | 0 | Fail RIM; Pass PCT | Industrial | Process Refrig Equipment Upgrade | Y | Metal Products and Machinery | Turnover | 2.7888 | 0.86426 | 3.2269 | 0.0024382 | 0.002378 | 0.01771 | Commercial | High Efficiency Data Center Cooling | Y | Retail | Turnover | 0.5631 | 0.68524 | 0.82175 | 0 | 0 | 0 | Fail TRC; Fail PCT
[12 empty] | Commercial | LED Display Lighting (Exterior) | Y | Institutional | Turnover | 7.5366 | 0.62791 | 12.0027 | 0 | 0 | 0 | Fail RIM; Pass PCT | Industrial | Process Other Systems Optimization | Y | Metal Products and Machinery | Existing | 1.6013 | 0.757 | 2.1154 | 0.018308 | 0.017857 | 0.13298 | Commercial | High Efficiency Data Center Cooling | Y | Schools K-12 | Turnover | 0.5631 | 0.68524 | 0.82175 | 0 | 0 | 0 | Fail TRC; Fail PCT
[12 empty] | Commercial | LED Display Lighting (Exterior) | Y | Lodging/Hospitality | Turnover | 7.5366 | 0.62791 | 12.0027 | 0 | 0 | 0 | Fail RIM; Pass PCT | Industrial | Process Other Systems Optimization | Y | Metal Products and Machinery | New | 1.6013 | 0.757 | 2.1154 | 0.00030105 | 0.00029363 | 0.0021868 | Commercial | High Efficiency Data Center Cooling | Y | Warehouse | Turnover | 0.5631 | 0.68524 | 0.82175 | 0 | 0 | 0 | Fail TRC; Fail PCT
[12 empty] | Commercial | LED Display Lighting (Exterior) | Y | Miscellaneous | Turnover | 7.5366 | 0.62791 | 12.0027 | 0 | 0 | 0 | Fail RIM; Pass PCT | Industrial | HVAC Equipment Upgrades | Y | Miscellaneous Manufacturing | New | 2.551 | 0.8666 | 2.9437 | 0.0001161 | 0.00011328 | 0.000815 | Commercial | High Efficiency Data Center Cooling | Y | Assembly | New | 0.5631 | 0.68524 | 0.82175 | 0 | 0 | 0 | Fail TRC; Fail PCT
[12 empty] | Commercial | LED Display Lighting (Exterior) | Y | Offices | Turnover | 7.5366 | 0.62791 | 12.0027 | 0 | 0 | 0 | Fail RIM; Pass PCT | Industrial | HVAC Equipment Upgrades | Y | Miscellaneous Manufacturing | Turnover | 2.551 | 0.8666 | 2.9437 | 0.0070605 | 0.0068892 | 0.049563 | Commercial | High Efficiency Data Center Cooling | Y | College and University | New | 0.5631 | 0.68524 | 0.82175 | 0 | 0 | 0 | Fail TRC; Fail PCT
[12 empty] | Commercial | LED Display Lighting (Exterior) | Y | Restaurants | Turnover | 7.5366 | 0.62791 | 12.0027 | 0 | 0 | 0 | Fail RIM; Pass PCT | Industrial | Efficient Lighting - High Bay | Y | Miscellaneous Manufacturing | New | 3.1763 | 0.8587 | 3.6989 | 2.9246e-05 | 2.8428e-05 | 0.00020489 | Commercial | High Efficiency Data Center Cooling | Y | Grocery | New | 0.5631 | 0.68524 | 0.82175 | 0 | 0 | 0 | Fail TRC; Fail PCT
[12 empty] | Commercial | LED Display Lighting (Exterior) | Y | Retail | Turnover | 7.5366 | 0.62791 | 12.0027 | 0 | 0 | 0 | Fail RIM; Pass PCT | Industrial | Efficient Lighting - High Bay | Y | Miscellaneous Manufacturing | Turnover | 3.1763 | 0.8587 | 3.6989 | 0.0017785 | 0.0017288 | 0.01246 | Commercial | High Efficiency Data Center Cooling | Y | Healthcare | New | 0.5631 | 0.68524 | 0.82175 | 0 | 0 | 0 | Fail TRC; Fail PCT
[12 empty] | Commercial | LED Display Lighting (Exterior) | Y | Schools K-12 | Turnover | 7.5366 | 0.62791 | 12.0027 | 0 | 0 | 0 | Fail RIM; Pass PCT | Industrial | Efficient Lighting - Other Interior Lighting | Y | Miscellaneous Manufacturing | New | 1.795 | 0.86117 | 2.0844 | 2.6596e-05 | 2.5852e-05 | 0.00018633 | Commercial | High Efficiency Data Center Cooling | Y | Hospitals | New | 0.5631 | 0.68524 | 0.82175 | 0 | 0 | 0 | Fail TRC; Fail PCT
[12 empty] | Commercial | LED Display Lighting (Exterior) | Y | Warehouse | Turnover | 7.5366 | 0.62791 | 12.0027 | 0 | 0 | 0 | Fail RIM; Pass PCT | Industrial | Efficient Lighting - Other Interior Lighting | Y | Miscellaneous Manufacturing | Turnover | 1.795 | 0.86117 | 2.0844 | 0.0016174 | 0.0015721 | 0.011331 | Commercial | High Efficiency Data Center Cooling | Y | Institutional | New | 0.5631 | 0.68524 | 0.82175 | 0 | 0 | 0 | Fail TRC; Fail PCT
[12 empty] | Commercial | LED Display Lighting (Exterior) | Y | Assembly | New | 7.5366 | 0.62791 | 12.0027 | 0 | 0 | 0 | Fail RIM; Pass PCT | Industrial | Fan Equipment Upgrades | Y | Miscellaneous Manufacturing | New | 4.0118 | 0.86934 | 4.6148 | 4.9821e-06 | 4.8505e-06 | 3.6998e-05 | Commercial | High Efficiency Data Center Cooling | Y | Lodging/Hospitality | New | 0.5631 | 0.68524 | 0.82175 | 0 | 0 | 0 | Fail TRC; Fail PCT
[12 empty] | Commercial | LED Display Lighting (Exterior) | Y | College and University | New | 7.5366 | 0.62791 | 12.0027 | 0 | 0 | 0 | Fail RIM; Pass PCT | Industrial | Fan Equipment Upgrades | Y | Miscellaneous Manufacturing | Turnover | 4.0118 | 0.86934 | 4.6148 | 0.00030298 | 0.00029498 | 0.00225 | Commercial | High Efficiency Data Center Cooling | Y | Miscellaneous | New | 0.5631 | 0.68524 | 0.82175 | 0 | 0 | 0 | Fail TRC; Fail PCT
[12 empty] | Commercial | LED Display Lighting (Exterior) | Y | Grocery | New | 7.5366 | 0.62791 | 12.0027 | 0 | 0 | 0 | Fail RIM; Pass PCT | Industrial | Motor Equipment Upgrades | Y | Miscellaneous Manufacturing | New | 2.5063 | 0.86794 | 2.8877 | 1.7077e-06 | 1.6626e-06 | 1.2682e-05 | Commercial | High Efficiency Data Center Cooling | Y | Offices | New | 0.5631 | 0.68524 | 0.82175 | 0 | 0 | 0 | Fail TRC; Fail PCT
[12 empty] | Commercial | LED Display Lighting (Exterior) | Y | Healthcare | New | 7.5366 | 0.62791 | 12.0027 | 0 | 0 | 0 | Fail RIM; Pass PCT | Industrial | Motor Equipment Upgrades | Y | Miscellaneous Manufacturing | Turnover | 2.5063 | 0.86794 | 2.8877 | 0.00010385 | 0.00010111 | 0.00077121 | Commercial | High Efficiency Data Center Cooling | Y | Restaurants | New | 0.5631 | 0.68524 | 0.82175 | 0 | 0 | 0 | Fail TRC; Fail PCT
[12 empty] | Commercial | LED Display Lighting (Exterior) | Y | Hospitals | New | 7.5366 | 0.62791 | 12.0027 | 0 | 0 | 0 | Fail RIM; Pass PCT | Industrial | Pump Equipment Upgrade | Y | Miscellaneous Manufacturing | New | 5.4954 | 0.86934 | 6.3214 | 2.2128e-05 | 2.1544e-05 | 0.00016433 | Commercial | High Efficiency Data Center Cooling | Y | Retail | New | 0.5631 | 0.68524 | 0.82175 | 0 | 0 | 0 | Fail TRC; Fail PCT
[12 empty] | Commercial | LED Display Lighting (Exterior) | Y | Institutional | New | 7.5366 | 0.62791 | 12.0027 | 0 | 0 | 0 | Fail RIM; Pass PCT | Industrial | Pump Equipment Upgrade | Y | Miscellaneous Manufacturing | Turnover | 5.4954 | 0.86934 | 6.3214 | 0.0013457 | 0.0013102 | 0.0099932 | Commercial | High Efficiency Data Center Cooling | Y | Schools K-12 | New | 0.5631 | 0.68524 | 0.82175 | 0 | 0 | 0 | Fail TRC; Fail PCT
[12 empty] | Commercial | LED Display Lighting (Exterior) | Y | Lodging/Hospitality | New | 7.5366 | 0.62791 | 12.0027 | 0 | 0 | 0 | Fail RIM; Pass PCT | Industrial | Pump System Optimization | Y | Miscellaneous Manufacturing | Existing | 3.8779 | 0.86794 | 4.468 | 0.0012357 | 0.001203 | 0.0091762 | Commercial | High Efficiency Data Center Cooling | Y | Warehouse | New | 0.5631 | 0.68524 | 0.82175 | 0 | 0 | 0 | Fail TRC; Fail PCT
[12 empty] | Commercial | LED Display Lighting (Exterior) | Y | Miscellaneous | New | 7.5366 | 0.62791 | 12.0027 | 0 | 0 | 0 | Fail RIM; Pass PCT | Industrial | Pump System Optimization | Y | Miscellaneous Manufacturing | New | 3.8779 | 0.86794 | 4.468 | 2.0319e-05 | 1.9782e-05 | 0.00015089 | Commercial | High Efficiency DX 135k- less than 240k BTU | Y | Assembly | Turnover | 0.43841 | 0.72404 | 0.60551 | 0 | 0 | 0 | Fail TRC; Fail PCT
[12 empty] | Commercial | LED Display Lighting (Exterior) | Y | Offices | New | 7.5366 | 0.62791 | 12.0027 | 0 | 0 | 0 | Fail RIM; Pass PCT | Industrial | Process Refrig Equipment Upgrade | Y | Miscellaneous Manufacturing | New | 2.3021 | 0.86426 | 2.6637 | 7.0431e-07 | 6.8694e-07 | 5.1158e-06 | Commercial | High Efficiency DX 135k- less than 240k BTU | Y | College and University | Turnover | 0.48638 | 0.72404 | 0.67176 | 0 | 0 | 0 | Fail TRC; Fail PCT
[12 empty] | Commercial | LED Display Lighting (Exterior) | Y | Restaurants | New | 7.5366 | 0.62791 | 12.0027 | 0 | 0 | 0 | Fail RIM; Pass PCT | Industrial | Process Refrig Equipment Upgrade | Y | Miscellaneous Manufacturing | Turnover | 2.3021 | 0.86426 | 2.6637 | 4.2831e-05 | 4.1775e-05 | 0.00031111 | Commercial | High Efficiency DX 135k- less than 240k BTU | Y | Grocery | Turnover | 0.24218 | 0.72404 | 0.33449 | 0 | 0 | 0 | Fail TRC; Fail PCT
[12 empty] | Commercial | LED Display Lighting (Exterior) | Y | Retail | New | 7.5366 | 0.62791 | 12.0027 | 0 | 0 | 0 | Fail RIM; Pass PCT | Industrial | Lighting Controls - Exterior | Y | Primary Resources Industries | Existing | 3.7301 | 1.0775 | 3.4617 | 0 | 0 | 0.0045182 | Commercial | High Efficiency DX 135k- less than 240k BTU | Y | Healthcare | Turnover | 0.95398 | 0.72404 | 1.3176 | 0 | 0 | 0 | Fail TRC; Pass PCT
[12 empty] | Commercial | LED Display Lighting (Exterior) | Y | Schools K-12 | New | 7.5366 | 0.62791 | 12.0027 | 0 | 0 | 0 | Fail RIM; Pass PCT | Industrial | Lighting Controls - Exterior | Y | Primary Resources Industries | New | 3.7301 | 1.0775 | 3.4617 | 0 | 0 | 7.4296e-05 | Commercial | High Efficiency DX 135k- less than 240k BTU | Y | Hospitals | Turnover | 0.90366 | 0.72404 | 1.2481 | 0 | 0 | 0 | Fail TRC; Pass PCT
[12 empty] | Commercial | LED Display Lighting (Exterior) | Y | Warehouse | New | 7.5366 | 0.62791 | 12.0027 | 0 | 0 | 0 | Fail RIM; Pass PCT | Industrial | Building Envelope Improvements | Y | Primary Resources Industries | Existing | 5.6486 | 0.86249 | 6.5491 | 0.0014838 | 0.0014478 | 0.010416 | Commercial | High Efficiency DX 135k- less than 240k BTU | Y | Institutional | Turnover | 0.23682 | 0.72404 | 0.32708 | 0 | 0 | 0 | Fail TRC; Fail PCT
[12 empty] | Commercial | LED Exterior Lighting | Y | Assembly | Turnover | 1.7053 | 0.63617 | 2.6806 | 0 | 0 | 0 | Fail RIM; Pass PCT | Industrial | Building Envelope Improvements | Y | Primary Resources Industries | New | 5.6486 | 0.86249 | 6.5491 | 2.4399e-05 | 2.3807e-05 | 0.00017128 | Commercial | High Efficiency DX 135k- less than 240k BTU | Y | Lodging/Hospitality | Turnover | 0.72421 | 0.72404 | 1.0002 | 0 | 0 | 0 | Fail TRC; Pass PCT
[12 empty] | Commercial | LED Exterior Lighting | Y | College and University | Turnover | 1.7053 | 0.63617 | 2.6806 | 0 | 0 | 0 | Fail RIM; Pass PCT | Industrial | HVAC Equipment Upgrades | Y | Primary Resources Industries | New | 3.4601 | 0.8666 | 3.9927 | 5.4649e-05 | 5.3323e-05 | 0.00038363 | Commercial | High Efficiency DX 135k- less than 240k BTU | Y | Miscellaneous | Turnover | 0.24487 | 0.72404 | 0.3382 | 0 | 0 | 0 | Fail TRC; Fail PCT
[12 empty] | Commercial | LED Exterior Lighting | Y | Grocery | Turnover | 1.7053 | 0.63617 | 2.6806 | 0 | 0 | 0 | Fail RIM; Pass PCT | Industrial | HVAC Equipment Upgrades | Y | Primary Resources Industries | Turnover | 3.4601 | 0.8666 | 3.9927 | 0.0033234 | 0.0032428 | 0.02333 | Commercial | High Efficiency DX 135k- less than 240k BTU | Y | Offices | Turnover | 0.49343 | 0.72404 | 0.68149 | 0 | 0 | 0 | Fail TRC; Fail PCT
[12 empty] | Commercial | LED Exterior Lighting | Y | Healthcare | Turnover | 1.7053 | 0.63617 | 2.6806 | 0 | 0 | 0 | Fail RIM; Pass PCT | Industrial | Efficient Lighting - High Bay | Y | Primary Resources Industries | New | 3.1763 | 0.8587 | 3.6989 | 0.00035992 | 0.00034985 | 0.0025215 | Commercial | High Efficiency DX 135k- less than 240k BTU | Y | Restaurants | Turnover | 0.71045 | 0.72404 | 0.98124 | 0 | 0 | 0 | Fail TRC; Fail PCT
[12 empty] | Commercial | LED Exterior Lighting | Y | Hospitals | Turnover | 1.7053 | 0.63617 | 2.6806 | 0 | 0 | 0 | Fail RIM; Pass PCT | Industrial | Efficient Lighting - High Bay | Y | Primary Resources Industries | Turnover | 3.1763 | 0.8587 | 3.6989 | 0.021888 | 0.021276 | 0.15334 | Commercial | High Efficiency DX 135k- less than 240k BTU | Y | Retail | Turnover | 0.55682 | 0.72404 | 0.76905 | 0 | 0 | 0 | Fail TRC; Fail PCT
[12 empty] | Commercial | LED Exterior Lighting | Y | Institutional | Turnover | 1.7053 | 0.63617 | 2.6806 | 0 | 0 | 0 | Fail RIM; Pass PCT | Industrial | Efficient Lighting - Other Interior Lighting | Y | Primary Resources Industries | New | 1.795 | 0.86117 | 2.0844 | 0.00016305 | 0.00015849 | 0.0011423 | Commercial | High Efficiency DX 135k- less than 240k BTU | Y | Schools K-12 | Turnover | 0.48403 | 0.72404 | 0.66852 | 0 | 0 | 0 | Fail TRC; Fail PCT
[12 empty] | Commercial | LED Exterior Lighting | Y | Lodging/Hospitality | Turnover | 1.7053 | 0.63617 | 2.6806 | 0 | 0 | 0 | Fail RIM; Pass PCT | Industrial | Efficient Lighting - Other Interior Lighting | Y | Primary Resources Industries | Turnover | 1.795 | 0.86117 | 2.0844 | 0.014121 | 0.013726 | 0.098929 | Commercial | High Efficiency DX 135k- less than 240k BTU | Y | Warehouse | Turnover | 0.10633 | 0.72404 | 0.14686 | 0 | 0 | 0 | Fail TRC; Fail PCT
[12 empty] | Commercial | LED Exterior Lighting | Y | Miscellaneous | Turnover | 1.7053 | 0.63617 | 2.6806 | 0 | 0 | 0 | Fail RIM; Pass PCT | Industrial | Lighting Controls | Y | Primary Resources Industries | Existing | 3.7155 | 0.85931 | 4.3238 | 0.0091128 | 0.0088579 | 0.063843 | Commercial | High Efficiency DX 135k- less than 240k BTU | Y | Assembly | New | 0.43841 | 0.72404 | 0.60551 | 0 | 0 | 0 | Fail TRC; Fail PCT
[12 empty] | Commercial | LED Exterior Lighting | Y | Offices | Turnover | 1.7053 | 0.63617 | 2.6806 | 0 | 0 | 0 | Fail RIM; Pass PCT | Industrial | Lighting Controls | Y | Primary Resources Industries | New | 3.7155 | 0.85931 | 4.3238 | 0.00014985 | 0.00014566 | 0.0010498 | Commercial | High Efficiency DX 135k- less than 240k BTU | Y | College and University | New | 0.48638 | 0.72404 | 0.67176 | 0 | 0 | 0 | Fail TRC; Fail PCT
[12 empty] | Commercial | LED Exterior Lighting | Y | Restaurants | Turnover | 1.7053 | 0.63617 | 2.6806 | 0 | 0 | 0 | Fail RIM; Pass PCT | Industrial | Motor Equipment Upgrades | Y | Primary Resources Industries | New | 3.157 | 0.86794 | 3.6373 | 7.7739e-06 | 7.5685e-06 | 5.7729e-05 | Commercial | High Efficiency DX 135k- less than 240k BTU | Y | Grocery | New | 0.24218 | 0.72404 | 0.33449 | 0 | 0 | 0 | Fail TRC; Fail PCT
[12 empty] | Commercial | LED Exterior Lighting | Y | Retail | Turnover | 1.7053 | 0.63617 | 2.6806 | 0 | 0 | 0 | Fail RIM; Pass PCT | Industrial | Motor Equipment Upgrades | Y | Primary Resources Industries | Turnover | 3.157 | 0.86794 | 3.6373 | 0.00047276 | 0.00046027 | 0.0035107 | Commercial | High Efficiency DX 135k- less than 240k BTU | Y | Healthcare | New | 0.95398 | 0.72404 | 1.3176 | 0 | 0 | 0 | Fail TRC; Pass PCT
[12 empty] | Commercial | LED Exterior Lighting | Y | Schools K-12 | Turnover | 1.7053 | 0.63617 | 2.6806 | 0 | 0 | 0 | Fail RIM; Pass PCT | Industrial | Process Refrig Equipment Upgrade | Y | Primary Resources Industries | New | 3.7098 | 0.86426 | 4.2925 | 5.9142e-05 | 5.7683e-05 | 0.00042958 | Commercial | High Efficiency DX 135k- less than 240k BTU | Y | Hospitals | New | 0.90366 | 0.72404 | 1.2481 | 0 | 0 | 0 | Fail TRC; Pass PCT
[12 empty] | Commercial | LED Exterior Lighting | Y | Warehouse | Turnover | 1.7053 | 0.63617 | 2.6806 | 0 | 0 | 0 | Fail RIM; Pass PCT | Industrial | Process Refrig Equipment Upgrade | Y | Primary Resources Industries | Turnover | 3.7098 | 0.86426 | 4.2925 | 0.0035966 | 0.0035079 | 0.026124 | Commercial | High Efficiency DX 135k- less than 240k BTU | Y | Institutional | New | 0.23682 | 0.72404 | 0.32708 | 0 | 0 | 0 | Fail TRC; Fail PCT
[12 empty] | Commercial | LED Exterior Lighting | Y | Assembly | New | 1.7053 | 0.63617 | 2.6806 | 0 | 0 | 0 | Fail RIM; Pass PCT | Industrial | Process Other Systems Optimization | Y | Primary Resources Industries | Existing | 1.4734 | 0.757 | 1.9464 | 0.00027979 | 0.00027289 | 0.0020323 | Commercial | High Efficiency DX 135k- less than 240k BTU | Y | Lodging/Hospitality | New | 0.72421 | 0.72404 | 1.0002 | 0 | 0 | 0 | Fail TRC; Pass PCT
[12 empty] | Commercial | LED Exterior Lighting | Y | College and University | New | 1.7053 | 0.63617 | 2.6806 | 0 | 0 | 0 | Fail RIM; Pass PCT | Industrial | Process Other Systems Optimization | Y | Primary Resources Industries | New | 1.4734 | 0.757 | 1.9464 | 4.6008e-06 | 4.4874e-06 | 3.3419e-05 | Commercial | High Efficiency DX 135k- less than 240k BTU | Y | Miscellaneous | New | 0.24487 | 0.72404 | 0.3382 | 0 | 0 | 0 | Fail TRC; Fail PCT
[12 empty] | Commercial | LED Exterior Lighting | Y | Grocery | New | 1.7053 | 0.63617 | 2.6806 | 0 | 0 | 0 | Fail RIM; Pass PCT | Industrial | Compressed Air Equipment | Y | Stone/Clay/Glass/Concrete | New | 3.3054 | 0.86934 | 3.8022 | 2.1341e-05 | 2.0777e-05 | 0.00015848 | Commercial | High Efficiency DX 135k- less than 240k BTU | Y | Offices | New | 0.49343 | 0.72404 | 0.68149 | 0 | 0 | 0 | Fail TRC; Fail PCT
[12 empty] | Commercial | LED Exterior Lighting | Y | Healthcare | New | 1.7053 | 0.63617 | 2.6806 | 0 | 0 | 0 | Fail RIM; Pass PCT | Industrial | Compressed Air Equipment | Y | Stone/Clay/Glass/Concrete | Turnover | 3.3054 | 0.86934 | 3.8022 | 0.0012978 | 0.0012636 | 0.0096378 | Commercial | High Efficiency DX 135k- less than 240k BTU | Y | Restaurants | New | 0.71045 | 0.72404 | 0.98124 | 0 | 0 | 0 | Fail TRC; Fail PCT
[12 empty] | Commercial | LED Exterior Lighting | Y | Hospitals | New | 1.7053 | 0.63617 | 2.6806 | 0 | 0 | 0 | Fail RIM; Pass PCT | Industrial | Lighting Controls - Exterior | Y | Stone/Clay/Glass/Concrete | Existing | 3.658 | 1.0775 | 3.3948 | 0 | 0 | 0.0010711 | Commercial | High Efficiency DX 135k- less than 240k BTU | Y | Retail | New | 0.55682 | 0.72404 | 0.76905 | 0 | 0 | 0 | Fail TRC; Fail PCT
[12 empty] | Commercial | LED Exterior Lighting | Y | Institutional | New | 1.7053 | 0.63617 | 2.6806 | 0 | 0 | 0 | Fail RIM; Pass PCT | Industrial | Lighting Controls - Exterior | Y | Stone/Clay/Glass/Concrete | New | 3.658 | 1.0775 | 3.3948 | 0 | 0 | 1.7612e-05 | Commercial | High Efficiency DX 135k- less than 240k BTU | Y | Schools K-12 | New | 0.48403 | 0.72404 | 0.66852 | 0 | 0 | 0 | Fail TRC; Fail PCT
[12 empty] | Commercial | LED Exterior Lighting | Y | Lodging/Hospitality | New | 1.7053 | 0.63617 | 2.6806 | 0 | 0 | 0 | Fail RIM; Pass PCT | Industrial | Building Envelope Improvements | Y | Stone/Clay/Glass/Concrete | Existing | 4.7401 | 0.86249 | 5.4958 | 0.00029496 | 0.0002878 | 0.0020705 | Commercial | High Efficiency DX 135k- less than 240k BTU | Y | Warehouse | New | 0.10633 | 0.72404 | 0.14686 | 0 | 0 | 0 | Fail TRC; Fail PCT
[12 empty] | Commercial | LED Exterior Lighting | Y | Miscellaneous | New | 1.7053 | 0.63617 | 2.6806 | 0 | 0 | 0 | Fail RIM; Pass PCT | Industrial | Building Envelope Improvements | Y | Stone/Clay/Glass/Concrete | New | 4.7401 | 0.86249 | 5.4958 | 4.8502e-06 | 4.7325e-06 | 3.4047e-05 | Commercial | High Efficiency PTAC | Y | Assembly | Turnover | 4.6066 | 0.6853 | 6.7221 | 0 | 0 | 0 | Pass TRC; Pass PCT; Fail 2-year Threshold
[12 empty] | Commercial | LED Exterior Lighting | Y | Offices | New | 1.7053 | 0.63617 | 2.6806 | 0 | 0 | 0 | Fail RIM; Pass PCT | Industrial | Efficient Lighting - High Bay | Y | Stone/Clay/Glass/Concrete | New | 3.1763 | 0.8587 | 3.6989 | 4.2585e-05 | 4.1394e-05 | 0.00029835 | Commercial | High Efficiency PTAC | Y | College and University | Turnover | 5.0845 | 0.68954 | 7.3737 | 0 | 0 | 0 | Pass TRC; Pass PCT; Fail 2-year Threshold
[12 empty] | Commercial | LED Exterior Lighting | Y | Restaurants | New | 1.7053 | 0.63617 | 2.6806 | 0 | 0 | 0 | Fail RIM; Pass PCT | Industrial | Efficient Lighting - High Bay | Y | Stone/Clay/Glass/Concrete | Turnover | 3.1763 | 0.8587 | 3.6989 | 0.0025898 | 0.0025173 | 0.018144 | Commercial | High Efficiency PTAC | Y | Healthcare | Turnover | 10.0239 | 0.6853 | 14.6271 | 0 | 0 | 0 | Pass TRC; Pass PCT; Fail 2-year Threshold
[12 empty] | Commercial | LED Exterior Lighting | Y | Retail | New | 1.7053 | 0.63617 | 2.6806 | 0 | 0 | 0 | Fail RIM; Pass PCT | Industrial | Efficient Lighting - Other Interior Lighting | Y | Stone/Clay/Glass/Concrete | New | 1.795 | 0.86117 | 2.0844 | 6.4496e-05 | 6.2691e-05 | 0.00045185 | Commercial | High Efficiency PTAC | Y | Hospitals | Turnover | 9.4466 | 0.68954 | 13.6999 | 0 | 0 | 0 | Pass TRC; Pass PCT; Fail 2-year Threshold
[12 empty] | Commercial | LED Exterior Lighting | Y | Schools K-12 | New | 1.7053 | 0.63617 | 2.6806 | 0 | 0 | 0 | Fail RIM; Pass PCT | Industrial | Efficient Lighting - Other Interior Lighting | Y | Stone/Clay/Glass/Concrete | Turnover | 1.795 | 0.86117 | 2.0844 | 0.0039222 | 0.0038125 | 0.027478 | Commercial | High Efficiency PTAC | Y | Lodging/Hospitality | Turnover | 7.6095 | 0.6853 | 11.104 | 0 | 0 | 0 | Pass TRC; Pass PCT; Fail 2-year Threshold
[12 empty] | Commercial | LED Exterior Lighting | Y | Warehouse | New | 1.7053 | 0.63617 | 2.6806 | 0 | 0 | 0 | Fail RIM; Pass PCT | Industrial | Lighting Controls | Y | Stone/Clay/Glass/Concrete | Existing | 3.6437 | 0.85931 | 4.2402 | 0.0014756 | 0.0014343 | 0.010338 | Commercial | High Efficiency PTAC | Y | Offices | Turnover | 5.4647 | 0.72553 | 7.532 | 0 | 0 | 0 | Pass TRC; Pass PCT; Fail 2-year Threshold
[12 empty] | Commercial | LED Parking Lighting | Y | Assembly | Turnover | 16.0939 | 0.61712 | 26.0791 | 0 | 0 | 0 | Fail RIM; Pass PCT | Industrial | Lighting Controls | Y | Stone/Clay/Glass/Concrete | New | 3.6437 | 0.85931 | 4.2402 | 2.4264e-05 | 2.3585e-05 | 0.00016999 | Commercial | High Efficiency PTAC | Y | Restaurants | Turnover | 7.465 | 0.6853 | 10.8932 | 0 | 0 | 0 | Pass TRC; Pass PCT; Fail 2-year Threshold
[12 empty] | Commercial | LED Parking Lighting | Y | College and University | Turnover | 16.0939 | 0.61712 | 26.0791 | 0 | 0 | 0 | Fail RIM; Pass PCT | Industrial | Fan Equipment Upgrades | Y | Stone/Clay/Glass/Concrete | New | 4.0118 | 0.86934 | 4.6148 | 3.6524e-05 | 3.5559e-05 | 0.00027123 | Commercial | High Efficiency PTAC | Y | Retail | Turnover | 5.8508 | 0.6853 | 8.5376 | 0 | 0 | 0 | Pass TRC; Pass PCT; Fail 2-year Threshold
[12 empty] | Commercial | LED Parking Lighting | Y | Grocery | Turnover | 16.0939 | 0.61712 | 26.0791 | 0 | 0 | 0 | Fail RIM; Pass PCT | Industrial | Fan Equipment Upgrades | Y | Stone/Clay/Glass/Concrete | Turnover | 4.0118 | 0.86934 | 4.6148 | 0.0022211 | 0.0021625 | 0.016494 | Commercial | High Efficiency PTAC | Y | Schools K-12 | Turnover | 5.086 | 0.6853 | 7.4215 | 0 | 0 | 0 | Pass TRC; Pass PCT; Fail 2-year Threshold
[12 empty] | Commercial | LED Parking Lighting | Y | Healthcare | Turnover | 16.0939 | 0.61712 | 26.0791 | 0 | 0 | 0 | Fail RIM; Pass PCT | Industrial | Pump Equipment Upgrade | Y | Stone/Clay/Glass/Concrete | New | 4.0118 | 0.86934 | 4.6148 | 6.1927e-05 | 6.0291e-05 | 0.00045987 | Commercial | High Efficiency PTAC | Y | Assembly | New | 4.6066 | 0.6853 | 6.7221 | 0 | 0 | 0 | Pass TRC; Pass PCT; Fail 2-year Threshold
[12 empty] | Commercial | LED Parking Lighting | Y | Hospitals | Turnover | 16.0939 | 0.61712 | 26.0791 | 0 | 0 | 0 | Fail RIM; Pass PCT | Industrial | Pump Equipment Upgrade | Y | Stone/Clay/Glass/Concrete | Turnover | 4.0118 | 0.86934 | 4.6148 | 0.003766 | 0.0036665 | 0.027966 | Commercial | High Efficiency PTAC | Y | College and University | New | 5.0845 | 0.68954 | 7.3737 | 0 | 0 | 0 | Pass TRC; Pass PCT; Fail 2-year Threshold
[12 empty] | Commercial | LED Parking Lighting | Y | Institutional | Turnover | 16.0939 | 0.61712 | 26.0791 | 0 | 0 | 0 | Fail RIM; Pass PCT | Industrial | Process Refrig Equipment Upgrade | Y | Stone/Clay/Glass/Concrete | New | 2.1171 | 0.86426 | 2.4496 | 8.2939e-06 | 8.0894e-06 | 6.0243e-05 | Commercial | High Efficiency PTAC | Y | Healthcare | New | 10.0239 | 0.6853 | 14.6271 | 0 | 0 | 0 | Pass TRC; Pass PCT; Fail 2-year Threshold
[12 empty] | Commercial | LED Parking Lighting | Y | Lodging/Hospitality | Turnover | 16.0939 | 0.61712 | 26.0791 | 0 | 0 | 0 | Fail RIM; Pass PCT | Industrial | Process Refrig Equipment Upgrade | Y | Stone/Clay/Glass/Concrete | Turnover | 2.1171 | 0.86426 | 2.4496 | 0.00050438 | 0.00049194 | 0.0036636 | Commercial | High Efficiency PTAC | Y | Hospitals | New | 9.4466 | 0.68954 | 13.6999 | 0 | 0 | 0 | Pass TRC; Pass PCT; Fail 2-year Threshold
[12 empty] | Commercial | LED Parking Lighting | Y | Miscellaneous | Turnover | 16.0939 | 0.61712 | 26.0791 | 0 | 0 | 0 | Fail RIM; Pass PCT | Industrial | Process Heat Equipment Upgrade | Y | Stone/Clay/Glass/Concrete | New | 2.3508 | 0.86426 | 2.7201 | 0.00047903 | 0.00046722 | 0.0034795 | Commercial | High Efficiency PTAC | Y | Lodging/Hospitality | New | 7.6095 | 0.6853 | 11.104 | 0 | 0 | 0 | Pass TRC; Pass PCT; Fail 2-year Threshold
[12 empty] | Commercial | LED Parking Lighting | Y | Offices | Turnover | 16.0939 | 0.61712 | 26.0791 | 0 | 0 | 0 | Fail RIM; Pass PCT | Industrial | Process Heat Equipment Upgrade | Y | Stone/Clay/Glass/Concrete | Turnover | 2.3508 | 0.86426 | 2.7201 | 0.029131 | 0.028413 | 0.2116 | Commercial | High Efficiency PTAC | Y | Offices | New | 5.4647 | 0.72553 | 7.532 | 0 | 0 | 0 | Pass TRC; Pass PCT; Fail 2-year Threshold
[12 empty] | Commercial | LED Parking Lighting | Y | Restaurants | Turnover | 16.0939 | 0.61712 | 26.0791 | 0 | 0 | 0 | Fail RIM; Pass PCT | Industrial | Compressed Air Equipment | Y | Textiles and Leather | New | 5.8118 | 0.86934 | 6.6853 | 1.9402e-05 | 1.8889e-05 | 0.00014408 | Commercial | High Efficiency PTAC | Y | Restaurants | New | 7.465 | 0.6853 | 10.8932 | 0 | 0 | 0 | Pass TRC; Pass PCT; Fail 2-year Threshold
[12 empty] | Commercial | LED Parking Lighting | Y | Retail | Turnover | 16.0939 | 0.61712 | 26.0791 | 0 | 0 | 0 | Fail RIM; Pass PCT | Industrial | Compressed Air Equipment | Y | Textiles and Leather | Turnover | 5.8118 | 0.86934 | 6.6853 | 0.0011799 | 0.0011487 | 0.0087619 | Commercial | High Efficiency PTAC | Y | Retail | New | 5.8508 | 0.6853 | 8.5376 | 0 | 0 | 0 | Pass TRC; Pass PCT; Fail 2-year Threshold
[12 empty] | Commercial | LED Parking Lighting | Y | Schools K-12 | Turnover | 16.0939 | 0.61712 | 26.0791 | 0 | 0 | 0 | Fail RIM; Pass PCT | Industrial | Lighting Controls - Exterior | Y | Textiles and Leather | Existing | 4.2702 | 1.0775 | 3.9629 | 0 | 0 | 0.00079686 | Commercial | High Efficiency PTAC | Y | Schools K-12 | New | 5.086 | 0.6853 | 7.4215 | 0 | 0 | 0 | Pass TRC; Pass PCT; Fail 2-year Threshold
[12 empty] | Commercial | LED Parking Lighting | Y | Warehouse | Turnover | 16.0939 | 0.61712 | 26.0791 | 0 | 0 | 0 | Fail RIM; Pass PCT | Industrial | Lighting Controls - Exterior | Y | Textiles and Leather | New | 4.2702 | 1.0775 | 3.9629 | 0 | 0 | 1.3103e-05 | Commercial | High Efficiency PTHP | Y | Assembly | Turnover | 4.6645 | 0.6853 | 6.8066 | 0 | 0 | 0 | Pass TRC; Pass PCT; Fail 2-year Threshold
[12 empty] | Commercial | LED Parking Lighting | Y | Assembly | New | 16.0939 | 0.61712 | 26.0791 | 0 | 0 | 0 | Fail RIM; Pass PCT | Industrial | Building Envelope Improvements | Y | Textiles and Leather | Existing | 2.606 | 0.86249 | 3.0215 | 0.0005533 | 0.00053988 | 0.0038841 | Commercial | High Efficiency PTHP | Y | College and University | Turnover | 5.1394 | 0.68921 | 7.4569 | 0 | 0 | 0 | Pass TRC; Pass PCT; Fail 2-year Threshold
[12 empty] | Commercial | LED Parking Lighting | Y | College and University | New | 16.0939 | 0.61712 | 26.0791 | 0 | 0 | 0 | Fail RIM; Pass PCT | Industrial | Building Envelope Improvements | Y | Textiles and Leather | New | 2.606 | 0.86249 | 3.0215 | 9.0983e-06 | 8.8776e-06 | 6.3869e-05 | Commercial | High Efficiency PTHP | Y | Healthcare | Turnover | 10.1147 | 0.6853 | 14.7596 | 0 | 0 | 0 | Pass TRC; Pass PCT; Fail 2-year Threshold
[12 empty] | Commercial | LED Parking Lighting | Y | Grocery | New | 16.0939 | 0.61712 | 26.0791 | 0 | 0 | 0 | Fail RIM; Pass PCT | Industrial | HVAC Equipment Upgrades | Y | Textiles and Leather | New | 6.4939 | 0.8666 | 7.4936 | 2.0079e-05 | 1.9592e-05 | 0.00014095 | Commercial | High Efficiency PTHP | Y | Hospitals | Turnover | 9.5444 | 0.68921 | 13.8482 | 0 | 0 | 0 | Pass TRC; Pass PCT; Fail 2-year Threshold
[12 empty] | Commercial | LED Parking Lighting | Y | Healthcare | New | 16.0939 | 0.61712 | 26.0791 | 0 | 0 | 0 | Fail RIM; Pass PCT | Industrial | HVAC Equipment Upgrades | Y | Textiles and Leather | Turnover | 6.4939 | 0.8666 | 7.4936 | 0.0012211 | 0.0011914 | 0.0085717 | Commercial | High Efficiency PTHP | Y | Lodging/Hospitality | Turnover | 7.6707 | 0.6853 | 11.1933 | 0 | 0 | 0 | Pass TRC; Pass PCT; Fail 2-year Threshold
[12 empty] | Commercial | LED Parking Lighting | Y | Hospitals | New | 16.0939 | 0.61712 | 26.0791 | 0 | 0 | 0 | Fail RIM; Pass PCT | Industrial | Efficient Lighting - High Bay | Y | Textiles and Leather | New | 3.1763 | 0.8587 | 3.6989 | 3.1779e-05 | 3.089e-05 | 0.00022264 | Commercial | High Efficiency PTHP | Y | Offices | Turnover | 5.2185 | 0.6853 | 7.6149 | 0 | 0 | 0 | Pass TRC; Pass PCT; Fail 2-year Threshold
[12 empty] | Commercial | LED Parking Lighting | Y | Institutional | New | 16.0939 | 0.61712 | 26.0791 | 0 | 0 | 0 | Fail RIM; Pass PCT | Industrial | Efficient Lighting - High Bay | Y | Textiles and Leather | Turnover | 3.1763 | 0.8587 | 3.6989 | 0.0019326 | 0.0018785 | 0.01354 | Commercial | High Efficiency PTHP | Y | Restaurants | Turnover | 7.6787 | 0.6853 | 11.205 | 0 | 0 | 0 | Pass TRC; Pass PCT; Fail 2-year Threshold
[12 empty] | Commercial | LED Parking Lighting | Y | Lodging/Hospitality | New | 16.0939 | 0.61712 | 26.0791 | 0 | 0 | 0 | Fail RIM; Pass PCT | Industrial | Efficient Lighting - Other Interior Lighting | Y | Textiles and Leather | New | 1.795 | 0.86117 | 2.0844 | 5.7799e-05 | 5.6183e-05 | 0.00040494 | Commercial | High Efficiency PTHP | Y | Retail | Turnover | 5.9848 | 0.6853 | 8.7331 | 0 | 0 | 0 | Pass TRC; Pass PCT; Fail 2-year Threshold
[12 empty] | Commercial | LED Parking Lighting | Y | Miscellaneous | New | 16.0939 | 0.61712 | 26.0791 | 0 | 0 | 0 | Fail RIM; Pass PCT | Industrial | Efficient Lighting - Other Interior Lighting | Y | Textiles and Leather | Turnover | 1.795 | 0.86117 | 2.0844 | 0.0054124 | 0.005261 | 0.037919 | Commercial | High Efficiency PTHP | Y | Schools K-12 | Turnover | 5.2093 | 0.6853 | 7.6015 | 0 | 0 | 0 | Pass TRC; Pass PCT; Fail 2-year Threshold
[12 empty] | Commercial | LED Parking Lighting | Y | Offices | New | 16.0939 | 0.61712 | 26.0791 | 0 | 0 | 0 | Fail RIM; Pass PCT | Industrial | Lighting Controls | Y | Textiles and Leather | Existing | 4.2535 | 0.85931 | 4.9499 | 0.0010371 | 0.0010081 | 0.0072658 | Commercial | High Efficiency PTHP | Y | Assembly | New | 4.6645 | 0.6853 | 6.8066 | 0 | 0 | 0 | Pass TRC; Pass PCT; Fail 2-year Threshold
[12 empty] | Commercial | LED Parking Lighting | Y | Restaurants | New | 16.0939 | 0.61712 | 26.0791 | 0 | 0 | 0 | Fail RIM; Pass PCT | Industrial | Lighting Controls | Y | Textiles and Leather | New | 4.2535 | 0.85931 | 4.9499 | 1.7054e-05 | 1.6577e-05 | 0.00011948 | Commercial | High Efficiency PTHP | Y | College and University | New | 5.1394 | 0.68921 | 7.4569 | 0 | 0 | 0 | Pass TRC; Pass PCT; Fail 2-year Threshold
[12 empty] | Commercial | LED Parking Lighting | Y | Retail | New | 16.0939 | 0.61712 | 26.0791 | 0 | 0 | 0 | Fail RIM; Pass PCT | Industrial | Fan Equipment Upgrades | Y | Textiles and Leather | New | 5.722 | 0.86934 | 6.582 | 2.4795e-05 | 2.4141e-05 | 0.00018413 | Commercial | High Efficiency PTHP | Y | Healthcare | New | 10.1147 | 0.6853 | 14.7596 | 0 | 0 | 0 | Pass TRC; Pass PCT; Fail 2-year Threshold
[12 empty] | Commercial | LED Parking Lighting | Y | Schools K-12 | New | 16.0939 | 0.61712 | 26.0791 | 0 | 0 | 0 | Fail RIM; Pass PCT | Industrial | Fan Equipment Upgrades | Y | Textiles and Leather | Turnover | 5.722 | 0.86934 | 6.582 | 0.0015079 | 0.0014681 | 0.011198 | Commercial | High Efficiency PTHP | Y | Hospitals | New | 9.5444 | 0.68921 | 13.8482 | 0 | 0 | 0 | Pass TRC; Pass PCT; Fail 2-year Threshold
[12 empty] | Commercial | LED Parking Lighting | Y | Warehouse | New | 16.0939 | 0.61712 | 26.0791 | 0 | 0 | 0 | Fail RIM; Pass PCT | Industrial | Motor Equipment Upgrades | Y | Textiles and Leather | New | 3.8768 | 0.86794 | 4.4667 | 7.5494e-06 | 7.35e-06 | 5.6062e-05 | Commercial | High Efficiency PTHP | Y | Lodging/Hospitality | New | 7.6707 | 0.6853 | 11.1933 | 0 | 0 | 0 | Pass TRC; Pass PCT; Fail 2-year Threshold
[12 empty] | Commercial | LED Street Lights | Y | Assembly | Turnover | 5.4707 | 0.61712 | 8.8649 | 0 | 0 | 0 | Fail RIM; Pass PCT | Industrial | Motor Equipment Upgrades | Y | Textiles and Leather | Turnover | 3.8768 | 0.86794 | 4.4667 | 0.00045911 | 0.00044698 | 0.0034094 | Commercial | High Efficiency PTHP | Y | Offices | New | 5.2185 | 0.6853 | 7.6149 | 0 | 0 | 0 | Pass TRC; Pass PCT; Fail 2-year Threshold
[12 empty] | Commercial | LED Street Lights | Y | College and University | Turnover | 5.4707 | 0.61712 | 8.8649 | 0 | 0 | 0 | Fail RIM; Pass PCT | Industrial | Motor Optimization | Y | Textiles and Leather | Existing | 1.7809 | 0.86794 | 2.0519 | 0.012993 | 0.01265 | 0.096488 | Commercial | High Efficiency PTHP | Y | Restaurants | New | 7.6787 | 0.6853 | 11.205 | 0 | 0 | 0 | Pass TRC; Pass PCT; Fail 2-year Threshold
[12 empty] | Commercial | LED Street Lights | Y | Grocery | Turnover | 5.4707 | 0.61712 | 8.8649 | 0 | 0 | 0 | Fail RIM; Pass PCT | Industrial | Motor Optimization | Y | Textiles and Leather | New | 1.7809 | 0.86794 | 2.0519 | 1.0286e-05 | 1.0014e-05 | 7.6385e-05 | Commercial | High Efficiency PTHP | Y | Retail | New | 5.9848 | 0.6853 | 8.7331 | 0 | 0 | 0 | Pass TRC; Pass PCT; Fail 2-year Threshold
[12 empty] | Commercial | LED Street Lights | Y | Healthcare | Turnover | 5.4707 | 0.61712 | 8.8649 | 0 | 0 | 0 | Fail RIM; Pass PCT | Industrial | Pump Equipment Upgrade | Y | Textiles and Leather | New | 5.722 | 0.86934 | 6.582 | 4.2041e-05 | 4.0931e-05 | 0.0003122 | Commercial | High Efficiency PTHP | Y | Schools K-12 | New | 5.2093 | 0.6853 | 7.6015 | 0 | 0 | 0 | Pass TRC; Pass PCT; Fail 2-year Threshold
[12 empty] | Commercial | LED Street Lights | Y | Hospitals | Turnover | 5.4707 | 0.61712 | 8.8649 | 0 | 0 | 0 | Fail RIM; Pass PCT | Industrial | Pump Equipment Upgrade | Y | Textiles and Leather | Turnover | 5.722 | 0.86934 | 6.582 | 0.0025567 | 0.0024892 | 0.018986 | Commercial | Variable Refrigerant Flow (VRF) HVAC Systems | Y | Assembly | Turnover | 0.599 | 0.64902 | 0.92294 | 0 | 0 | 0 | Fail TRC; Fail PCT
[12 empty] | Commercial | LED Street Lights | Y | Institutional | Turnover | 5.4707 | 0.61712 | 8.8649 | 0 | 0 | 0 | Fail RIM; Pass PCT | Industrial | Process Refrig Equipment Upgrade | Y | Textiles and Leather | New | 3.3129 | 0.86426 | 3.8332 | 5.53e-06 | 5.3937e-06 | 4.0168e-05 | Commercial | Variable Refrigerant Flow (VRF) HVAC Systems | Y | College and University | Turnover | 0.69007 | 0.68039 | 1.0142 | 0 | 0 | 0 | Fail TRC; Pass PCT
[12 empty] | Commercial | LED Street Lights | Y | Lodging/Hospitality | Turnover | 5.4707 | 0.61712 | 8.8649 | 0 | 0 | 0 | Fail RIM; Pass PCT | Industrial | Process Refrig Equipment Upgrade | Y | Textiles and Leather | Turnover | 3.3129 | 0.86426 | 3.8332 | 0.0003363 | 0.00032801 | 0.0024428 | Commercial | Variable Refrigerant Flow (VRF) HVAC Systems | Y | Grocery | Turnover | 0.36322 | 0.64902 | 0.55965 | 0 | 0 | 0 | Fail TRC; Fail PCT
[12 empty] | Commercial | LED Street Lights | Y | Miscellaneous | Turnover | 5.4707 | 0.61712 | 8.8649 | 0 | 0 | 0 | Fail RIM; Pass PCT | Industrial | Lighting Controls - Exterior | Y | Transportation Equipment | Existing | 4.1712 | 1.0775 | 3.8711 | 0 | 0 | 0.0032503 | Commercial | Variable Refrigerant Flow (VRF) HVAC Systems | Y | Institutional | Turnover | 0.33275 | 0.64902 | 0.5127 | 0 | 0 | 0 | Fail TRC; Fail PCT
[12 empty] | Commercial | LED Street Lights | Y | Offices | Turnover | 5.4707 | 0.61712 | 8.8649 | 0 | 0 | 0 | Fail RIM; Pass PCT | Industrial | Lighting Controls - Exterior | Y | Transportation Equipment | New | 4.1712 | 1.0775 | 3.8711 | 0 | 0 | 5.3448e-05 | Commercial | Variable Refrigerant Flow (VRF) HVAC Systems | Y | Miscellaneous | Turnover | 0.33438 | 0.64902 | 0.51521 | 0 | 0 | 0 | Fail TRC; Fail PCT
[12 empty] | Commercial | LED Street Lights | Y | Restaurants | Turnover | 5.4707 | 0.61712 | 8.8649 | 0 | 0 | 0 | Fail RIM; Pass PCT | Industrial | Building Envelope Improvements | Y | Transportation Equipment | Existing | 5.4174 | 0.86249 | 6.2811 | 0.0082891 | 0.008088 | 0.058188 | Commercial | Variable Refrigerant Flow (VRF) HVAC Systems | Y | Offices | Turnover | 0.65918 | 0.64902 | 1.0157 | 0 | 0 | 0 | Fail TRC; Pass PCT
[12 empty] | Commercial | LED Street Lights | Y | Retail | Turnover | 5.4707 | 0.61712 | 8.8649 | 0 | 0 | 0 | Fail RIM; Pass PCT | Industrial | Building Envelope Improvements | Y | Transportation Equipment | New | 5.4174 | 0.86249 | 6.2811 | 0.0001363 | 0.000133 | 0.00095683 | Commercial | Variable Refrigerant Flow (VRF) HVAC Systems | Y | Retail | Turnover | 0.78963 | 0.64902 | 1.2167 | 0 | 0 | 0 | Fail TRC; Pass PCT
[12 empty] | Commercial | LED Street Lights | Y | Schools K-12 | Turnover | 5.4707 | 0.61712 | 8.8649 | 0 | 0 | 0 | Fail RIM; Pass PCT | Industrial | HVAC Recommissioning | Y | Transportation Equipment | Existing | 2.3452 | 0.85949 | 2.7286 | 0.0081921 | 0.0079934 | 0.057507 | Commercial | Variable Refrigerant Flow (VRF) HVAC Systems | Y | Schools K-12 | Turnover | 0.68968 | 0.64902 | 1.0627 | 0 | 0 | 0 | Fail TRC; Pass PCT
[12 empty] | Commercial | LED Street Lights | Y | Warehouse | Turnover | 5.4707 | 0.61712 | 8.8649 | 0 | 0 | 0 | Fail RIM; Pass PCT | Industrial | HVAC Recommissioning | Y | Transportation Equipment | New | 2.3452 | 0.85949 | 2.7286 | 0.00013471 | 0.00013144 | 0.00094563 | Commercial | Variable Refrigerant Flow (VRF) HVAC Systems | Y | Warehouse | Turnover | 0.15385 | 0.64902 | 0.23705 | 0 | 0 | 0 | Fail TRC; Fail PCT
[12 empty] | Commercial | LED Street Lights | Y | Assembly | New | 5.4707 | 0.61712 | 8.8649 | 0 | 0 | 0 | Fail RIM; Pass PCT | Industrial | Efficient Lighting - High Bay | Y | Transportation Equipment | New | 3.1763 | 0.8587 | 3.6989 | 0.00011941 | 0.00011607 | 0.00083656 | Commercial | Variable Refrigerant Flow (VRF) HVAC Systems | Y | Assembly | New | 0.599 | 0.64902 | 0.92294 | 0 | 0 | 0 | Fail TRC; Fail PCT
[12 empty] | Commercial | LED Street Lights | Y | College and University | New | 5.4707 | 0.61712 | 8.8649 | 0 | 0 | 0 | Fail RIM; Pass PCT | Industrial | Efficient Lighting - High Bay | Y | Transportation Equipment | Turnover | 3.1763 | 0.8587 | 3.6989 | 0.0072616 | 0.0070585 | 0.050874 | Commercial | Variable Refrigerant Flow (VRF) HVAC Systems | Y | College and University | New | 0.69007 | 0.68039 | 1.0142 | 0 | 0 | 0 | Fail TRC; Pass PCT
[12 empty] | Commercial | LED Street Lights | Y | Grocery | New | 5.4707 | 0.61712 | 8.8649 | 0 | 0 | 0 | Fail RIM; Pass PCT | Industrial | Efficient Lighting - Other Interior Lighting | Y | Transportation Equipment | New | 1.795 | 0.86117 | 2.0844 | 8.7351e-06 | 8.4908e-06 | 6.1197e-05 | Commercial | Variable Refrigerant Flow (VRF) HVAC Systems | Y | Grocery | New | 0.36322 | 0.64902 | 0.55965 | 0 | 0 | 0 | Fail TRC; Fail PCT
[12 empty] | Commercial | LED Street Lights | Y | Healthcare | New | 5.4707 | 0.61712 | 8.8649 | 0 | 0 | 0 | Fail RIM; Pass PCT | Industrial | Efficient Lighting - Other Interior Lighting | Y | Transportation Equipment | Turnover | 1.795 | 0.86117 | 2.0844 | 0.0206 | 0.020024 | 0.14432 | Commercial | Variable Refrigerant Flow (VRF) HVAC Systems | Y | Institutional | New | 0.33275 | 0.64902 | 0.5127 | 0 | 0 | 0 | Fail TRC; Fail PCT
[12 empty] | Commercial | LED Street Lights | Y | Hospitals | New | 5.4707 | 0.61712 | 8.8649 | 0 | 0 | 0 | Fail RIM; Pass PCT | Industrial | Lighting Controls | Y | Transportation Equipment | Existing | 4.1549 | 0.85931 | 4.8351 | 0.010649 | 0.010351 | 0.074604 | Commercial | Variable Refrigerant Flow (VRF) HVAC Systems | Y | Miscellaneous | New | 0.33438 | 0.64902 | 0.51521 | 0 | 0 | 0 | Fail TRC; Fail PCT
[12 empty] | Commercial | LED Street Lights | Y | Institutional | New | 5.4707 | 0.61712 | 8.8649 | 0 | 0 | 0 | Fail RIM; Pass PCT | Industrial | Lighting Controls | Y | Transportation Equipment | New | 4.1549 | 0.85931 | 4.8351 | 0.00017511 | 0.00017021 | 0.0012268 | Commercial | Variable Refrigerant Flow (VRF) HVAC Systems | Y | Offices | New | 0.65918 | 0.64902 | 1.0157 | 0 | 0 | 0 | Fail TRC; Pass PCT
[12 empty] | Commercial | LED Street Lights | Y | Lodging/Hospitality | New | 5.4707 | 0.61712 | 8.8649 | 0 | 0 | 0 | Fail RIM; Pass PCT | Industrial | Fan Equipment Upgrades | Y | Transportation Equipment | New | 2.8834 | 0.86934 | 3.3168 | 2.5982e-05 | 2.5296e-05 | 0.00019294 | Commercial | Variable Refrigerant Flow (VRF) HVAC Systems | Y | Retail | New | 0.78963 | 0.64902 | 1.2167 | 0 | 0 | 0 | Fail TRC; Pass PCT
[12 empty] | Commercial | LED Street Lights | Y | Miscellaneous | New | 5.4707 | 0.61712 | 8.8649 | 0 | 0 | 0 | Fail RIM; Pass PCT | Industrial | Fan Equipment Upgrades | Y | Transportation Equipment | Turnover | 2.8834 | 0.86934 | 3.3168 | 0.00158 | 0.0015383 | 0.011733 | Commercial | Variable Refrigerant Flow (VRF) HVAC Systems | Y | Schools K-12 | New | 0.68968 | 0.64902 | 1.0627 | 0 | 0 | 0 | Fail TRC; Pass PCT
[12 empty] | Commercial | LED Street Lights | Y | Offices | New | 5.4707 | 0.61712 | 8.8649 | 0 | 0 | 0 | Fail RIM; Pass PCT | Industrial | Pump Equipment Upgrade | Y | Transportation Equipment | New | 2.8834 | 0.86934 | 3.3168 | 4.4053e-05 | 4.2889e-05 | 0.00032714 | Commercial | Variable Refrigerant Flow (VRF) HVAC Systems | Y | Warehouse | New | 0.15385 | 0.64902 | 0.23705 | 0 | 0 | 0 | Fail TRC; Fail PCT
[12 empty] | Commercial | LED Street Lights | Y | Restaurants | New | 5.4707 | 0.61712 | 8.8649 | 0 | 0 | 0 | Fail RIM; Pass PCT | Industrial | Pump Equipment Upgrade | Y | Transportation Equipment | Turnover | 2.8834 | 0.86934 | 3.3168 | 0.002679 | 0.0026082 | 0.019894 | Commercial | CFL-23W | Y | Assembly | Turnover | 10.9969 | 0.67371 | 16.3231 | 0 | 0 | 0 | Pass TRC; Pass PCT; Fail 2-year Threshold
[12 empty] | Commercial | LED Street Lights | Y | Retail | New | 5.4707 | 0.61712 | 8.8649 | 0 | 0 | 0 | Fail RIM; Pass PCT | Industrial | Lighting Controls - Exterior | Y | Water and Wastewater | Existing | 3.9186 | 1.0775 | 3.6367 | 0 | 0 | 1.5077e-05 | Commercial | CFL-23W | Y | College and University | Turnover | 16.7955 | 0.67636 | 24.8321 | 0 | 0 | 0 | Pass TRC; Pass PCT; Fail 2-year Threshold
[12 empty] | Commercial | LED Street Lights | Y | Schools K-12 | New | 5.4707 | 0.61712 | 8.8649 | 0 | 0 | 0 | Fail RIM; Pass PCT | Industrial | Lighting Controls - Exterior | Y | Water and Wastewater | New | 3.9186 | 1.0775 | 3.6367 | 0 | 0 | 2.4793e-07 | Commercial | CFL-23W | Y | Grocery | Turnover | 22.8905 | 0.72744 | 31.4672 | 0 | 0 | 0 | Pass TRC; Pass PCT; Fail 2-year Threshold
[12 empty] | Commercial | LED Street Lights | Y | Warehouse | New | 5.4707 | 0.61712 | 8.8649 | 0 | 0 | 0 | Fail RIM; Pass PCT | Industrial | Building Envelope Improvements | Y | Water and Wastewater | Existing | 5.083 | 0.86249 | 5.8934 | 2.8956e-05 | 2.8253e-05 | 0.00020326 | Commercial | CFL-23W | Y | Healthcare | Turnover | 19.2255 | 0.67371 | 28.537 | 0 | 0 | 0 | Pass TRC; Pass PCT; Fail 2-year Threshold
[12 empty] | Commercial | LED Traffic and Crosswalk Lighting | Y | Assembly | Turnover | 0.28876 | 0.65081 | 0.4437 | 0 | 0 | 0 | Fail RIM; Fail PCT | Industrial | Building Envelope Improvements | Y | Water and Wastewater | New | 5.083 | 0.86249 | 5.8934 | 4.7614e-07 | 4.6459e-07 | 3.3424e-06 | Commercial | CFL-23W | Y | Hospitals | Turnover | 25.9172 | 0.67636 | 38.3185 | 0 | 0 | 0 | Pass TRC; Pass PCT; Fail 2-year Threshold
[12 empty] | Commercial | LED Traffic and Crosswalk Lighting | Y | College and University | Turnover | 0.28876 | 0.65081 | 0.4437 | 0 | 0 | 0 | Fail RIM; Fail PCT | Industrial | HVAC Equipment Upgrades | Y | Water and Wastewater | New | 6.0369 | 0.8666 | 6.9662 | 4.2826e-07 | 4.1787e-07 | 3.0063e-06 | Commercial | CFL-23W | Y | Institutional | Turnover | 12.6144 | 0.67371 | 18.7239 | 0 | 0 | 0 | Pass TRC; Pass PCT; Fail 2-year Threshold
[12 empty] | Commercial | LED Traffic and Crosswalk Lighting | Y | Grocery | Turnover | 0.28876 | 0.65081 | 0.4437 | 0 | 0 | 0 | Fail RIM; Fail PCT | Industrial | HVAC Equipment Upgrades | Y | Water and Wastewater | Turnover | 6.0369 | 0.8666 | 6.9662 | 2.6044e-05 | 2.5412e-05 | 0.00018282 | Commercial | CFL-23W | Y | Lodging/Hospitality | Turnover | 15.4998 | 0.72744 | 21.3073 | 0 | 0 | 0 | Pass TRC; Pass PCT; Fail 2-year Threshold
[12 empty] | Commercial | LED Traffic and Crosswalk Lighting | Y | Healthcare | Turnover | 0.28876 | 0.65081 | 0.4437 | 0 | 0 | 0 | Fail RIM; Fail PCT | Industrial | HVAC Recommissioning | Y | Water and Wastewater | Existing | 2.3635 | 0.85949 | 2.7499 | 3.9509e-05 | 3.8551e-05 | 0.00027735 | Commercial | CFL-23W | Y | Miscellaneous | Turnover | 16.8548 | 0.67371 | 25.0181 | 0 | 0 | 0 | Pass TRC; Pass PCT; Fail 2-year Threshold
[12 empty] | Commercial | LED Traffic and Crosswalk Lighting | Y | Hospitals | Turnover | 0.28876 | 0.65081 | 0.4437 | 0 | 0 | 0 | Fail RIM; Fail PCT | Industrial | HVAC Recommissioning | Y | Water and Wastewater | New | 2.3635 | 0.85949 | 2.7499 | 6.4968e-07 | 6.3392e-07 | 4.5606e-06 | Commercial | CFL-23W | Y | Offices | Turnover | 12.4385 | 0.67371 | 18.4628 | 0 | 0 | 0 | Pass TRC; Pass PCT; Fail 2-year Threshold
[12 empty] | Commercial | LED Traffic and Crosswalk Lighting | Y | Institutional | Turnover | 0.28876 | 0.65081 | 0.4437 | 0 | 0 | 0 | Fail RIM; Fail PCT | Industrial | Efficient Lighting - High Bay | Y | Water and Wastewater | New | 3.1763 | 0.8587 | 3.6989 | 9.1915e-07 | 8.9344e-07 | 6.4394e-06 | Commercial | CFL-23W | Y | Restaurants | Turnover | 13.8607 | 0.72744 | 19.054 | 0 | 0 | 0 | Pass TRC; Pass PCT; Fail 2-year Threshold
[12 empty] | Commercial | LED Traffic and Crosswalk Lighting | Y | Lodging/Hospitality | Turnover | 0.28876 | 0.65081 | 0.4437 | 0 | 0 | 0 | Fail RIM; Fail PCT | Industrial | Efficient Lighting - High Bay | Y | Water and Wastewater | Turnover | 3.1763 | 0.8587 | 3.6989 | 5.5897e-05 | 5.4333e-05 | 0.00039161 | Commercial | CFL-23W | Y | Retail | Turnover | 20.5784 | 0.72744 | 28.2887 | 0 | 0 | 0 | Pass TRC; Pass PCT; Fail 2-year Threshold
[12 empty] | Commercial | LED Traffic and Crosswalk Lighting | Y | Miscellaneous | Turnover | 0.28876 | 0.65081 | 0.4437 | 0 | 0 | 0 | Fail RIM; Fail PCT | Industrial | Efficient Lighting - Other Interior Lighting | Y | Water and Wastewater | New | 1.795 | 0.86117 | 2.0844 | 7.3148e-07 | 7.1102e-07 | 5.1247e-06 | Commercial | CFL-23W | Y | Schools K-12 | Turnover | 9.0966 | 0.67371 | 13.5023 | 0 | 0 | 0 | Pass TRC; Pass PCT; Fail 2-year Threshold
[12 empty] | Commercial | LED Traffic and Crosswalk Lighting | Y | Offices | Turnover | 0.28876 | 0.65081 | 0.4437 | 0 | 0 | 0 | Fail RIM; Fail PCT | Industrial | Efficient Lighting - Other Interior Lighting | Y | Water and Wastewater | Turnover | 1.795 | 0.86117 | 2.0844 | 7.7311e-05 | 7.5148e-05 | 0.00054163 | Commercial | CFL-23W | Y | Warehouse | Turnover | 14.6218 | 0.67371 | 21.7036 | 0 | 0 | 0 | Pass TRC; Pass PCT; Fail 2-year Threshold
[12 empty] | Commercial | LED Traffic and Crosswalk Lighting | Y | Restaurants | Turnover | 0.28876 | 0.65081 | 0.4437 | 0 | 0 | 0 | Fail RIM; Fail PCT | Industrial | Lighting Controls | Y | Water and Wastewater | Existing | 3.9033 | 0.85931 | 4.5424 | 2.2468e-05 | 2.1839e-05 | 0.00015741 | Commercial | CFL-23W | Y | Assembly | New | 10.9969 | 0.67371 | 16.3231 | 0 | 0 | 0 | Pass TRC; Pass PCT; Fail 2-year Threshold
[12 empty] | Commercial | LED Traffic and Crosswalk Lighting | Y | Retail | Turnover | 0.28876 | 0.65081 | 0.4437 | 0 | 0 | 0 | Fail RIM; Fail PCT | Industrial | Lighting Controls | Y | Water and Wastewater | New | 3.9033 | 0.85931 | 4.5424 | 3.6945e-07 | 3.5912e-07 | 2.5883e-06 | Commercial | CFL-23W | Y | College and University | New | 16.7955 | 0.67636 | 24.8321 | 0 | 0 | 0 | Pass TRC; Pass PCT; Fail 2-year Threshold
[12 empty] | Commercial | LED Traffic and Crosswalk Lighting | Y | Schools K-12 | Turnover | 0.28876 | 0.65081 | 0.4437 | 0 | 0 | 0 | Fail RIM; Fail PCT | Industrial | Fan Equipment Upgrades | Y | Water and Wastewater | New | 4.0118 | 0.86934 | 4.6148 | 2.9625e-07 | 2.8843e-07 | 2.2e-06 | Commercial | CFL-23W | Y | Grocery | New | 22.8905 | 0.72744 | 31.4672 | 0 | 0 | 0 | Pass TRC; Pass PCT; Fail 2-year Threshold
[12 empty] | Commercial | LED Traffic and Crosswalk Lighting | Y | Warehouse | Turnover | 0.28876 | 0.65081 | 0.4437 | 0 | 0 | 0 | Fail RIM; Fail PCT | Industrial | Fan Equipment Upgrades | Y | Water and Wastewater | Turnover | 4.0118 | 0.86934 | 4.6148 | 1.8016e-05 | 1.754e-05 | 0.00013379 | Commercial | CFL-23W | Y | Healthcare | New | 19.2255 | 0.67371 | 28.537 | 0 | 0 | 0 | Pass TRC; Pass PCT; Fail 2-year Threshold
[12 empty] | Commercial | LED Traffic and Crosswalk Lighting | Y | Assembly | New | 0.28876 | 0.65081 | 0.4437 | 0 | 0 | 0 | Fail RIM; Fail PCT | Industrial | Motor Equipment Upgrades | Y | Water and Wastewater | New | 3.2717 | 0.86794 | 3.7695 | 1.338e-07 | 1.3027e-07 | 9.9364e-07 | Commercial | CFL-23W | Y | Hospitals | New | 25.9172 | 0.67636 | 38.3185 | 0 | 0 | 0 | Pass TRC; Pass PCT; Fail 2-year Threshold
[12 empty] | Commercial | LED Traffic and Crosswalk Lighting | Y | College and University | New | 0.28876 | 0.65081 | 0.4437 | 0 | 0 | 0 | Fail RIM; Fail PCT | Industrial | Motor Equipment Upgrades | Y | Water and Wastewater | Turnover | 3.2717 | 0.86794 | 3.7695 | 1.5073e-05 | 1.4675e-05 | 0.00011193 | Commercial | CFL-23W | Y | Institutional | New | 12.6144 | 0.67371 | 18.7239 | 0 | 0 | 0 | Pass TRC; Pass PCT; Fail 2-year Threshold
[12 empty] | Commercial | LED Traffic and Crosswalk Lighting | Y | Grocery | New | 0.28876 | 0.65081 | 0.4437 | 0 | 0 | 0 | Fail RIM; Fail PCT | Industrial | Motor Optimization | Y | Water and Wastewater | Existing | 1.1959 | 0.86794 | 1.3778 | 2.966e-05 | 2.8877e-05 | 0.00022026 | Commercial | CFL-23W | Y | Lodging/Hospitality | New | 15.4998 | 0.72744 | 21.3073 | 0 | 0 | 0 | Pass TRC; Pass PCT; Fail 2-year Threshold
[12 empty] | Commercial | LED Traffic and Crosswalk Lighting | Y | Healthcare | New | 0.28876 | 0.65081 | 0.4437 | 0 | 0 | 0 | Fail RIM; Fail PCT | Industrial | Motor Optimization | Y | Water and Wastewater | New | 1.1959 | 0.86794 | 1.3778 | 0 | 0 | 0 | Commercial | CFL-23W | Y | Miscellaneous | New | 16.8548 | 0.67371 | 25.0181 | 0 | 0 | 0 | Pass TRC; Pass PCT; Fail 2-year Threshold
[12 empty] | Commercial | LED Traffic and Crosswalk Lighting | Y | Hospitals | New | 0.28876 | 0.65081 | 0.4437 | 0 | 0 | 0 | Fail RIM; Fail PCT | Industrial | Pump Equipment Upgrade | Y | Water and Wastewater | New | 5.4954 | 0.86934 | 6.3214 | 2.05e-06 | 1.9959e-06 | 1.5223e-05 | Commercial | CFL-23W | Y | Offices | New | 12.4385 | 0.67371 | 18.4628 | 0 | 0 | 0 | Pass TRC; Pass PCT; Fail 2-year Threshold
[12 empty] | Commercial | LED Traffic and Crosswalk Lighting | Y | Institutional | New | 0.28876 | 0.65081 | 0.4437 | 0 | 0 | 0 | Fail RIM; Fail PCT | Industrial | Pump Equipment Upgrade | Y | Water and Wastewater | Turnover | 5.4954 | 0.86934 | 6.3214 | 0.00012467 | 0.00012138 | 0.00092579 | Commercial | CFL-23W | Y | Restaurants | New | 13.8607 | 0.72744 | 19.054 | 0 | 0 | 0 | Pass TRC; Pass PCT; Fail 2-year Threshold
[12 empty] | Commercial | LED Traffic and Crosswalk Lighting | Y | Lodging/Hospitality | New | 0.28876 | 0.65081 | 0.4437 | 0 | 0 | 0 | Fail RIM; Fail PCT | Industrial | Process Refrig Equipment Upgrade | Y | Water and Wastewater | New | 2.6385 | 0.86426 | 3.0529 | 5.4163e-07 | 5.2827e-07 | 3.9342e-06 | Commercial | CFL-23W | Y | Retail | New | 20.5784 | 0.72744 | 28.2887 | 0 | 0 | 0 | Pass TRC; Pass PCT; Fail 2-year Threshold
[12 empty] | Commercial | LED Traffic and Crosswalk Lighting | Y | Miscellaneous | New | 0.28876 | 0.65081 | 0.4437 | 0 | 0 | 0 | Fail RIM; Fail PCT | Industrial | Process Refrig Equipment Upgrade | Y | Water and Wastewater | Turnover | 2.6385 | 0.86426 | 3.0529 | 3.2938e-05 | 3.2126e-05 | 0.00023925 | Commercial | CFL-23W | Y | Schools K-12 | New | 9.0966 | 0.67371 | 13.5023 | 0 | 0 | 0 | Pass TRC; Pass PCT; Fail 2-year Threshold
[12 empty] | Commercial | LED Traffic and Crosswalk Lighting | Y | Offices | New | 0.28876 | 0.65081 | 0.4437 | 0 | 0 | 0 | Fail RIM; Fail PCT | [11 empty] | Commercial | CFL-23W | Y | Warehouse | New | 14.6218 | 0.67371 | 21.7036 | 0 | 0 | 0 | Pass TRC; Pass PCT; Fail 2-year Threshold
[12 empty] | Commercial | LED Traffic and Crosswalk Lighting | Y | Restaurants | New | 0.28876 | 0.65081 | 0.4437 | 0 | 0 | 0 | Fail RIM; Fail PCT | [11 empty] | Commercial | High Bay Fluorescent (T5) | Y | Assembly | Turnover | 4.3514 | 0.67224 | 6.473 | 0 | 0 | 0 | Pass TRC; Pass PCT; Fail 2-year Threshold
[12 empty] | Commercial | LED Traffic and Crosswalk Lighting | Y | Retail | New | 0.28876 | 0.65081 | 0.4437 | 0 | 0 | 0 | Fail RIM; Fail PCT | [11 empty] | Commercial | High Bay Fluorescent (T5) | Y | College and University | Turnover | 6.6693 | 0.67224 | 9.921 | 0 | 0 | 0 | Pass TRC; Pass PCT; Fail 2-year Threshold
[12 empty] | Commercial | LED Traffic and Crosswalk Lighting | Y | Schools K-12 | New | 0.28876 | 0.65081 | 0.4437 | 0 | 0 | 0 | Fail RIM; Fail PCT | [11 empty] | Commercial | High Bay Fluorescent (T5) | Y | Grocery | Turnover | 8.3881 | 0.67224 | 12.4778 | 0 | 0 | 0 | Pass TRC; Pass PCT; Fail 2-year Threshold
[12 empty] | Commercial | LED Traffic and Crosswalk Lighting | Y | Warehouse | New | 0.28876 | 0.65081 | 0.4437 | 0 | 0 | 0 | Fail RIM; Fail PCT | [11 empty] | Commercial | High Bay Fluorescent (T5) | Y | Healthcare | Turnover | 7.6074 | 0.67224 | 11.3164 | 0 | 0 | 0 | Pass TRC; Pass PCT; Fail 2-year Threshold
[12 empty] | Commercial | Geothermal Heat Pump | Y | Assembly | Turnover | 0.041045 | 0.62997 | 0.065154 | 0 | 0 | 0 | Fail RIM; Fail PCT | [11 empty] | Commercial | High Bay Fluorescent (T5) | Y | Hospitals | Turnover | 10.2914 | 0.67224 | 15.3092 | 0 | 0 | 0 | Pass TRC; Pass PCT; Fail 2-year Threshold
[12 empty] | Commercial | Geothermal Heat Pump | Y | College and University | Turnover | 0.048756 | 0.68418 | 0.071261 | 0 | 0 | 0 | Fail RIM; Fail PCT | [11 empty] | Commercial | High Bay Fluorescent (T5) | Y | Institutional | Turnover | 4.9914 | 0.67224 | 7.425 | 0 | 0 | 0 | Pass TRC; Pass PCT; Fail 2-year Threshold
[12 empty] | Commercial | Geothermal Heat Pump | Y | Grocery | Turnover | 0.022968 | 0.62997 | 0.036459 | 0 | 0 | 0 | Fail RIM; Fail PCT | [11 empty] | Commercial | High Bay Fluorescent (T5) | Y | Lodging/Hospitality | Turnover | 5.6798 | 0.67224 | 8.4491 | 0 | 0 | 0 | Pass TRC; Pass PCT; Fail 2-year Threshold
[12 empty] | Commercial | Geothermal Heat Pump | Y | Healthcare | Turnover | 0.08916 | 0.62997 | 0.14153 | 0 | 0 | 0 | Fail RIM; Fail PCT | [11 empty] | Commercial | High Bay Fluorescent (T5) | Y | Miscellaneous | Turnover | 6.6693 | 0.67224 | 9.921 | 0 | 0 | 0 | Pass TRC; Pass PCT; Fail 2-year Threshold
[12 empty] | Commercial | Geothermal Heat Pump | Y | Hospitals | Turnover | 0.090565 | 0.68418 | 0.13237 | 0 | 0 | 0 | Fail RIM; Fail PCT | [11 empty] | Commercial | High Bay Fluorescent (T5) | Y | Offices | Turnover | 4.9218 | 0.67224 | 7.3215 | 0 | 0 | 0 | Pass TRC; Pass PCT; Fail 2-year Threshold
[12 empty] | Commercial | Geothermal Heat Pump | Y | Institutional | Turnover | 0.022255 | 0.62997 | 0.035327 | 0 | 0 | 0 | Fail RIM; Fail PCT | [11 empty] | Commercial | High Bay Fluorescent (T5) | Y | Restaurants | Turnover | 5.0791 | 0.67224 | 7.5555 | 0 | 0 | 0 | Pass TRC; Pass PCT; Fail 2-year Threshold
[12 empty] | Commercial | Geothermal Heat Pump | Y | Lodging/Hospitality | Turnover | 0.067651 | 0.62997 | 0.10739 | 0 | 0 | 0 | Fail RIM; Fail PCT | [11 empty] | Commercial | High Bay Fluorescent (T5) | Y | Retail | Turnover | 7.5408 | 0.67224 | 11.2174 | 0 | 0 | 0 | Pass TRC; Pass PCT; Fail 2-year Threshold
[12 empty] | Commercial | Geothermal Heat Pump | Y | Miscellaneous | Turnover | 0.022923 | 0.62997 | 0.036388 | 0 | 0 | 0 | Fail RIM; Fail PCT | [11 empty] | Commercial | High Bay Fluorescent (T5) | Y | Warehouse | Turnover | 5.7857 | 0.67224 | 8.6066 | 0 | 0 | 0 | Pass TRC; Pass PCT; Fail 2-year Threshold
[12 empty] | Commercial | Geothermal Heat Pump | Y | Offices | Turnover | 0.046059 | 0.62997 | 0.073113 | 0 | 0 | 0 | Fail RIM; Fail PCT | [11 empty] | Commercial | High Bay Fluorescent (T5) | Y | Assembly | New | 4.3514 | 0.67224 | 6.473 | 0 | 0 | 0 | Pass TRC; Pass PCT; Fail 2-year Threshold
[12 empty] | Commercial | Geothermal Heat Pump | Y | Restaurants | Turnover | 0.067034 | 0.62997 | 0.10641 | 0 | 0 | 0 | Fail RIM; Fail PCT | [11 empty] | Commercial | High Bay Fluorescent (T5) | Y | College and University | New | 6.6693 | 0.67224 | 9.921 | 0 | 0 | 0 | Pass TRC; Pass PCT; Fail 2-year Threshold
[12 empty] | Commercial | Geothermal Heat Pump | Y | Retail | Turnover | 0.052393 | 0.62997 | 0.083168 | 0 | 0 | 0 | Fail RIM; Fail PCT | [11 empty] | Commercial | High Bay Fluorescent (T5) | Y | Grocery | New | 8.3881 | 0.67224 | 12.4778 | 0 | 0 | 0 | Pass TRC; Pass PCT; Fail 2-year Threshold
[12 empty] | Commercial | Geothermal Heat Pump | Y | Schools K-12 | Turnover | 0.045574 | 0.62997 | 0.072343 | 0 | 0 | 0 | Fail RIM; Fail PCT | [11 empty] | Commercial | High Bay Fluorescent (T5) | Y | Healthcare | New | 7.6074 | 0.67224 | 11.3164 | 0 | 0 | 0 | Pass TRC; Pass PCT; Fail 2-year Threshold
[12 empty] | Commercial | Geothermal Heat Pump | Y | Warehouse | Turnover | 0.010033 | 0.62997 | 0.015926 | 0 | 0 | 0 | Fail RIM; Fail PCT | [11 empty] | Commercial | High Bay Fluorescent (T5) | Y | Hospitals | New | 10.2914 | 0.67224 | 15.3092 | 0 | 0 | 0 | Pass TRC; Pass PCT; Fail 2-year Threshold
[12 empty] | Commercial | Geothermal Heat Pump | Y | Assembly | New | 0.041045 | 0.62997 | 0.065154 | 0 | 0 | 0 | Fail RIM; Fail PCT | [11 empty] | Commercial | High Bay Fluorescent (T5) | Y | Institutional | New | 4.9914 | 0.67224 | 7.425 | 0 | 0 | 0 | Pass TRC; Pass PCT; Fail 2-year Threshold
[12 empty] | Commercial | Geothermal Heat Pump | Y | College and University | New | 0.048756 | 0.68418 | 0.071261 | 0 | 0 | 0 | Fail RIM; Fail PCT | [11 empty] | Commercial | High Bay Fluorescent (T5) | Y | Lodging/Hospitality | New | 5.6798 | 0.67224 | 8.4491 | 0 | 0 | 0 | Pass TRC; Pass PCT; Fail 2-year Threshold
[12 empty] | Commercial | Geothermal Heat Pump | Y | Grocery | New | 0.022968 | 0.62997 | 0.036459 | 0 | 0 | 0 | Fail RIM; Fail PCT | [11 empty] | Commercial | High Bay Fluorescent (T5) | Y | Miscellaneous | New | 6.6693 | 0.67224 | 9.921 | 0 | 0 | 0 | Pass TRC; Pass PCT; Fail 2-year Threshold
[12 empty] | Commercial | Geothermal Heat Pump | Y | Healthcare | New | 0.08916 | 0.62997 | 0.14153 | 0 | 0 | 0 | Fail RIM; Fail PCT | [11 empty] | Commercial | High Bay Fluorescent (T5) | Y | Offices | New | 4.9218 | 0.67224 | 7.3215 | 0 | 0 | 0 | Pass TRC; Pass PCT; Fail 2-year Threshold
[12 empty] | Commercial | Geothermal Heat Pump | Y | Hospitals | New | 0.090565 | 0.68418 | 0.13237 | 0 | 0 | 0 | Fail RIM; Fail PCT | [11 empty] | Commercial | High Bay Fluorescent (T5) | Y | Restaurants | New | 5.0791 | 0.67224 | 7.5555 | 0 | 0 | 0 | Pass TRC; Pass PCT; Fail 2-year Threshold
[12 empty] | Commercial | Geothermal Heat Pump | Y | Institutional | New | 0.022255 | 0.62997 | 0.035327 | 0 | 0 | 0 | Fail RIM; Fail PCT | [11 empty] | Commercial | High Bay Fluorescent (T5) | Y | Retail | New | 7.5408 | 0.67224 | 11.2174 | 0 | 0 | 0 | Pass TRC; Pass PCT; Fail 2-year Threshold
[12 empty] | Commercial | Geothermal Heat Pump | Y | Lodging/Hospitality | New | 0.067651 | 0.62997 | 0.10739 | 0 | 0 | 0 | Fail RIM; Fail PCT | [11 empty] | Commercial | High Bay Fluorescent (T5) | Y | Warehouse | New | 5.7857 | 0.67224 | 8.6066 | 0 | 0 | 0 | Pass TRC; Pass PCT; Fail 2-year Threshold
[12 empty] | Commercial | Geothermal Heat Pump | Y | Miscellaneous | New | 0.022923 | 0.62997 | 0.036388 | 0 | 0 | 0 | Fail RIM; Fail PCT | [11 empty] | Commercial | High Bay LED | Y | College and University | Turnover | 4.5207 | 0.67224 | 6.7249 | 0 | 0 | 0 | Pass TRC; Pass PCT; Fail 2-year Threshold
[12 empty] | Commercial | Geothermal Heat Pump | Y | Offices | New | 0.046059 | 0.62997 | 0.073113 | 0 | 0 | 0 | Fail RIM; Fail PCT | [11 empty] | Commercial | High Bay LED | Y | Grocery | Turnover | 5.6858 | 0.67224 | 8.458 | 0 | 0 | 0 | Pass TRC; Pass PCT; Fail 2-year Threshold
[12 empty] | Commercial | Geothermal Heat Pump | Y | Restaurants | New | 0.067034 | 0.62997 | 0.10641 | 0 | 0 | 0 | Fail RIM; Fail PCT | [11 empty] | Commercial | High Bay LED | Y | Healthcare | Turnover | 5.1566 | 0.67224 | 7.6708 | 0 | 0 | 0 | Pass TRC; Pass PCT; Fail 2-year Threshold
[12 empty] | Commercial | Geothermal Heat Pump | Y | Retail | New | 0.052393 | 0.62997 | 0.083168 | 0 | 0 | 0 | Fail RIM; Fail PCT | [11 empty] | Commercial | High Bay LED | Y | Hospitals | Turnover | 6.9759 | 0.67224 | 10.3772 | 0 | 0 | 0 | Pass TRC; Pass PCT; Fail 2-year Threshold
[12 empty] | Commercial | Geothermal Heat Pump | Y | Schools K-12 | New | 0.045574 | 0.62997 | 0.072343 | 0 | 0 | 0 | Fail RIM; Fail PCT | [11 empty] | Commercial | High Bay LED | Y | Lodging/Hospitality | Turnover | 3.85 | 0.67224 | 5.7271 | 0 | 0 | 0 | Pass TRC; Pass PCT; Fail 2-year Threshold
[12 empty] | Commercial | Geothermal Heat Pump | Y | Warehouse | New | 0.010033 | 0.62997 | 0.015926 | 0 | 0 | 0 | Fail RIM; Fail PCT | [11 empty] | Commercial | High Bay LED | Y | Miscellaneous | Turnover | 4.5207 | 0.67224 | 6.7249 | 0 | 0 | 0 | Pass TRC; Pass PCT; Fail 2-year Threshold
[12 empty] | Commercial | High Efficiency Chiller (Air Cooled, 50 tons) | Y | Assembly | Turnover | 1.6348 | 0.66777 | 2.4482 | 0 | 0 | 0 | Fail RIM; Pass PCT | [11 empty] | Commercial | High Bay LED | Y | Retail | Turnover | 5.1115 | 0.67224 | 7.6036 | 0 | 0 | 0 | Pass TRC; Pass PCT; Fail 2-year Threshold
[12 empty] | Commercial | High Efficiency Chiller (Air Cooled, 50 tons) | Y | College and University | Turnover | 1.8137 | 0.66777 | 2.7161 | 0 | 0 | 0 | Fail RIM; Pass PCT | [11 empty] | Commercial | High Bay LED | Y | Warehouse | Turnover | 3.9218 | 0.67224 | 5.8339 | 0 | 0 | 0 | Pass TRC; Pass PCT; Fail 2-year Threshold
[12 empty] | Commercial | High Efficiency Chiller (Air Cooled, 50 tons) | Y | Grocery | Turnover | 0.9031 | 0.66777 | 1.3524 | 0 | 0 | 0 | Fail RIM; Pass PCT | [11 empty] | Commercial | High Bay LED | Y | College and University | New | 4.5207 | 0.67224 | 6.7249 | 0 | 0 | 0 | Pass TRC; Pass PCT; Fail 2-year Threshold
[12 empty] | Commercial | High Efficiency Chiller (Air Cooled, 50 tons) | Y | Healthcare | Turnover | 3.5574 | 0.66777 | 5.3272 | 0 | 0 | 0 | Fail RIM; Pass PCT | [11 empty] | Commercial | High Bay LED | Y | Grocery | New | 5.6858 | 0.67224 | 8.458 | 0 | 0 | 0 | Pass TRC; Pass PCT; Fail 2-year Threshold
[12 empty] | Commercial | High Efficiency Chiller (Air Cooled, 50 tons) | Y | Hospitals | Turnover | 3.3698 | 0.66777 | 5.0463 | 0 | 0 | 0 | Fail RIM; Pass PCT | [11 empty] | Commercial | High Bay LED | Y | Healthcare | New | 5.1566 | 0.67224 | 7.6708 | 0 | 0 | 0 | Pass TRC; Pass PCT; Fail 2-year Threshold
[12 empty] | Commercial | High Efficiency Chiller (Air Cooled, 50 tons) | Y | Institutional | Turnover | 0.88309 | 0.66777 | 1.3224 | 0 | 0 | 0 | Fail RIM; Pass PCT | [11 empty] | Commercial | High Bay LED | Y | Hospitals | New | 6.9759 | 0.67224 | 10.3772 | 0 | 0 | 0 | Pass TRC; Pass PCT; Fail 2-year Threshold
[12 empty] | Commercial | High Efficiency Chiller (Air Cooled, 50 tons) | Y | Lodging/Hospitality | Turnover | 2.7006 | 0.66777 | 4.0441 | 0 | 0 | 0 | Fail RIM; Pass PCT | [11 empty] | Commercial | High Bay LED | Y | Lodging/Hospitality | New | 3.85 | 0.67224 | 5.7271 | 0 | 0 | 0 | Pass TRC; Pass PCT; Fail 2-year Threshold
[12 empty] | Commercial | High Efficiency Chiller (Air Cooled, 50 tons) | Y | Miscellaneous | Turnover | 0.91311 | 0.66777 | 1.3674 | 0 | 0 | 0 | Fail RIM; Pass PCT | [11 empty] | Commercial | High Bay LED | Y | Miscellaneous | New | 4.5207 | 0.67224 | 6.7249 | 0 | 0 | 0 | Pass TRC; Pass PCT; Fail 2-year Threshold
[12 empty] | Commercial | High Efficiency Chiller (Air Cooled, 50 tons) | Y | Offices | Turnover | 1.84 | 0.66777 | 2.7554 | 0 | 0 | 0 | Fail RIM; Pass PCT | [11 empty] | Commercial | High Bay LED | Y | Retail | New | 5.1115 | 0.67224 | 7.6036 | 0 | 0 | 0 | Pass TRC; Pass PCT; Fail 2-year Threshold
[12 empty] | Commercial | High Efficiency Chiller (Air Cooled, 50 tons) | Y | Restaurants | Turnover | 2.6493 | 0.66777 | 3.9673 | 0 | 0 | 0 | Fail RIM; Pass PCT | [11 empty] | Commercial | High Bay LED | Y | Warehouse | New | 3.9218 | 0.67224 | 5.8339 | 0 | 0 | 0 | Pass TRC; Pass PCT; Fail 2-year Threshold
[12 empty] | Commercial | High Efficiency Chiller (Air Cooled, 50 tons) | Y | Retail | Turnover | 2.0764 | 0.66777 | 3.1094 | 0 | 0 | 0 | Fail RIM; Pass PCT | [11 empty] | Commercial | LED - 14W | Y | Assembly | Turnover | 18.9097 | 0.68562 | 27.5803 | 0 | 0 | 0 | Pass TRC; Pass PCT; Fail 2-year Threshold
[12 empty] | Commercial | High Efficiency Chiller (Air Cooled, 50 tons) | Y | Schools K-12 | Turnover | 1.805 | 0.66777 | 2.703 | 0 | 0 | 0 | Fail RIM; Pass PCT | [11 empty] | Commercial | LED - 14W | Y | College and University | Turnover | 27.695 | 0.66007 | 41.9575 | 0 | 0 | 0 | Pass TRC; Pass PCT; Fail 2-year Threshold
[12 empty] | Commercial | High Efficiency Chiller (Air Cooled, 50 tons) | Y | Warehouse | Turnover | 0.39652 | 0.66777 | 0.59379 | 0 | 0 | 0 | Fail RIM; Fail PCT | [11 empty] | Commercial | LED - 14W | Y | Grocery | Turnover | 38.2564 | 0.71953 | 53.1685 | 0 | 0 | 0 | Pass TRC; Pass PCT; Fail 2-year Threshold
[12 empty] | Commercial | High Efficiency Chiller (Air Cooled, 50 tons) | Y | Assembly | New | 1.6348 | 0.66777 | 2.4482 | 0 | 0 | 0 | Fail RIM; Pass PCT | [11 empty] | Commercial | LED - 14W | Y | Healthcare | Turnover | 33.059 | 0.68562 | 48.2176 | 0 | 0 | 0 | Pass TRC; Pass PCT; Fail 2-year Threshold
[12 empty] | Commercial | High Efficiency Chiller (Air Cooled, 50 tons) | Y | College and University | New | 1.8137 | 0.66777 | 2.7161 | 0 | 0 | 0 | Fail RIM; Pass PCT | [11 empty] | Commercial | LED - 14W | Y | Hospitals | Turnover | 42.7363 | 0.66007 | 64.7448 | 0 | 0 | 0 | Pass TRC; Pass PCT; Fail 2-year Threshold
[12 empty] | Commercial | High Efficiency Chiller (Air Cooled, 50 tons) | Y | Grocery | New | 0.9031 | 0.66777 | 1.3524 | 0 | 0 | 0 | Fail RIM; Pass PCT | [11 empty] | Commercial | LED - 14W | Y | Institutional | Turnover | 21.6909 | 0.68562 | 31.6368 | 0 | 0 | 0 | Pass TRC; Pass PCT; Fail 2-year Threshold
[12 empty] | Commercial | High Efficiency Chiller (Air Cooled, 50 tons) | Y | Healthcare | New | 3.5574 | 0.66777 | 5.3272 | 0 | 0 | 0 | Fail RIM; Pass PCT | [11 empty] | Commercial | LED - 14W | Y | Lodging/Hospitality | Turnover | 25.9045 | 0.71953 | 36.0019 | 0 | 0 | 0 | Pass TRC; Pass PCT; Fail 2-year Threshold
[12 empty] | Commercial | High Efficiency Chiller (Air Cooled, 50 tons) | Y | Hospitals | New | 3.3698 | 0.66777 | 5.0463 | 0 | 0 | 0 | Fail RIM; Pass PCT | [11 empty] | Commercial | LED - 14W | Y | Miscellaneous | Turnover | 28.9825 | 0.68562 | 42.2719 | 0 | 0 | 0 | Pass TRC; Pass PCT; Fail 2-year Threshold
[12 empty] | Commercial | High Efficiency Chiller (Air Cooled, 50 tons) | Y | Institutional | New | 0.88309 | 0.66777 | 1.3224 | 0 | 0 | 0 | Fail RIM; Pass PCT | [11 empty] | Commercial | LED - 14W | Y | Offices | Turnover | 21.3884 | 0.68562 | 31.1957 | 0 | 0 | 0 | Pass TRC; Pass PCT; Fail 2-year Threshold
[12 empty] | Commercial | High Efficiency Chiller (Air Cooled, 50 tons) | Y | Lodging/Hospitality | New | 2.7006 | 0.66777 | 4.0441 | 0 | 0 | 0 | Fail RIM; Pass PCT | [11 empty] | Commercial | LED - 14W | Y | Restaurants | Turnover | 23.165 | 0.71953 | 32.1946 | 0 | 0 | 0 | Pass TRC; Pass PCT; Fail 2-year Threshold
[12 empty] | Commercial | High Efficiency Chiller (Air Cooled, 50 tons) | Y | Miscellaneous | New | 0.91311 | 0.66777 | 1.3674 | 0 | 0 | 0 | Fail RIM; Pass PCT | [11 empty] | Commercial | LED - 14W | Y | Retail | Turnover | 34.3921 | 0.71953 | 47.798 | 0 | 0 | 0 | Pass TRC; Pass PCT; Fail 2-year Threshold
[12 empty] | Commercial | High Efficiency Chiller (Air Cooled, 50 tons) | Y | Offices | New | 1.84 | 0.66777 | 2.7554 | 0 | 0 | 0 | Fail RIM; Pass PCT | [11 empty] | Commercial | LED - 14W | Y | Schools K-12 | Turnover | 15.6419 | 0.68562 | 22.8142 | 0 | 0 | 0 | Pass TRC; Pass PCT; Fail 2-year Threshold
[12 empty] | Commercial | High Efficiency Chiller (Air Cooled, 50 tons) | Y | Restaurants | New | 2.6493 | 0.66777 | 3.9673 | 0 | 0 | 0 | Fail RIM; Pass PCT | [11 empty] | Commercial | LED - 14W | Y | Warehouse | Turnover | 25.1428 | 0.68562 | 36.6714 | 0 | 0 | 0 | Pass TRC; Pass PCT; Fail 2-year Threshold
[12 empty] | Commercial | High Efficiency Chiller (Air Cooled, 50 tons) | Y | Retail | New | 2.0764 | 0.66777 | 3.1094 | 0 | 0 | 0 | Fail RIM; Pass PCT | [11 empty] | Commercial | LED - 14W | Y | Assembly | New | 18.9097 | 0.68562 | 27.5803 | 0 | 0 | 0 | Pass TRC; Pass PCT; Fail 2-year Threshold
[12 empty] | Commercial | High Efficiency Chiller (Air Cooled, 50 tons) | Y | Schools K-12 | New | 1.805 | 0.66777 | 2.703 | 0 | 0 | 0 | Fail RIM; Pass PCT | [11 empty] | Commercial | LED - 14W | Y | College and University | New | 27.695 | 0.66007 | 41.9575 | 0 | 0 | 0 | Pass TRC; Pass PCT; Fail 2-year Threshold
[12 empty] | Commercial | High Efficiency Chiller (Air Cooled, 50 tons) | Y | Warehouse | New | 0.39652 | 0.66777 | 0.59379 | 0 | 0 | 0 | Fail RIM; Fail PCT | [11 empty] | Commercial | LED - 14W | Y | Grocery | New | 38.2564 | 0.71953 | 53.1685 | 0 | 0 | 0 | Pass TRC; Pass PCT; Fail 2-year Threshold
[12 empty] | Commercial | High Efficiency Chiller (Water cooled-centrifugal, 200 tons) | Y | Assembly | Turnover | 1.5927 | 0.73314 | 2.1724 | 0 | 0 | 0 | Fail RIM; Pass PCT | [11 empty] | Commercial | LED - 14W | Y | Healthcare | New | 33.059 | 0.68562 | 48.2176 | 0 | 0 | 0 | Pass TRC; Pass PCT; Fail 2-year Threshold
[12 empty] | Commercial | High Efficiency Chiller (Water cooled-centrifugal, 200 tons) | Y | College and University | Turnover | 1.767 | 0.73314 | 2.4101 | 0 | 0 | 0 | Fail RIM; Pass PCT | [11 empty] | Commercial | LED - 14W | Y | Hospitals | New | 42.7363 | 0.66007 | 64.7448 | 0 | 0 | 0 | Pass TRC; Pass PCT; Fail 2-year Threshold
[12 empty] | Commercial | High Efficiency Chiller (Water cooled-centrifugal, 200 tons) | Y | Grocery | Turnover | 0.87982 | 0.73314 | 1.2001 | 0 | 0 | 0 | Fail RIM; Pass PCT | [11 empty] | Commercial | LED - 14W | Y | Institutional | New | 21.6909 | 0.68562 | 31.6368 | 0 | 0 | 0 | Pass TRC; Pass PCT; Fail 2-year Threshold
[12 empty] | Commercial | High Efficiency Chiller (Water cooled-centrifugal, 200 tons) | Y | Healthcare | Turnover | 3.4657 | 0.73314 | 4.7272 | 0 | 0 | 0 | Fail RIM; Pass PCT | [11 empty] | Commercial | LED - 14W | Y | Lodging/Hospitality | New | 25.9045 | 0.71953 | 36.0019 | 0 | 0 | 0 | Pass TRC; Pass PCT; Fail 2-year Threshold
[12 empty] | Commercial | High Efficiency Chiller (Water cooled-centrifugal, 200 tons) | Y | Hospitals | Turnover | 3.2829 | 0.73314 | 4.4779 | 0 | 0 | 0 | Fail RIM; Pass PCT | [11 empty] | Commercial | LED - 14W | Y | Miscellaneous | New | 28.9825 | 0.68562 | 42.2719 | 0 | 0 | 0 | Pass TRC; Pass PCT; Fail 2-year Threshold
[12 empty] | Commercial | High Efficiency Chiller (Water cooled-centrifugal, 200 tons) | Y | Institutional | Turnover | 0.86033 | 0.73314 | 1.1735 | 0 | 0 | 0 | Fail RIM; Pass PCT | [11 empty] | Commercial | LED - 14W | Y | Offices | New | 21.3884 | 0.68562 | 31.1957 | 0 | 0 | 0 | Pass TRC; Pass PCT; Fail 2-year Threshold
[12 empty] | Commercial | High Efficiency Chiller (Water cooled-centrifugal, 200 tons) | Y | Lodging/Hospitality | Turnover | 2.6309 | 0.73314 | 3.5886 | 0 | 0 | 0 | Fail RIM; Pass PCT | [11 empty] | Commercial | LED - 14W | Y | Restaurants | New | 23.165 | 0.71953 | 32.1946 | 0 | 0 | 0 | Pass TRC; Pass PCT; Fail 2-year Threshold
[12 empty] | Commercial | High Efficiency Chiller (Water cooled-centrifugal, 200 tons) | Y | Miscellaneous | Turnover | 0.88957 | 0.73314 | 1.2134 | 0 | 0 | 0 | Fail RIM; Pass PCT | [11 empty] | Commercial | LED - 14W | Y | Retail | New | 34.3921 | 0.71953 | 47.798 | 0 | 0 | 0 | Pass TRC; Pass PCT; Fail 2-year Threshold
[12 empty] | Commercial | High Efficiency Chiller (Water cooled-centrifugal, 200 tons) | Y | Offices | Turnover | 1.7925 | 0.73314 | 2.445 | 0 | 0 | 0 | Fail RIM; Pass PCT | [11 empty] | Commercial | LED - 14W | Y | Schools K-12 | New | 15.6419 | 0.68562 | 22.8142 | 0 | 0 | 0 | Pass TRC; Pass PCT; Fail 2-year Threshold
[12 empty] | Commercial | High Efficiency Chiller (Water cooled-centrifugal, 200 tons) | Y | Restaurants | Turnover | 2.581 | 0.73314 | 3.5205 | 0 | 0 | 0 | Fail RIM; Pass PCT | [11 empty] | Commercial | LED - 14W | Y | Warehouse | New | 25.1428 | 0.68562 | 36.6714 | 0 | 0 | 0 | Pass TRC; Pass PCT; Fail 2-year Threshold
[12 empty] | Commercial | High Efficiency Chiller (Water cooled-centrifugal, 200 tons) | Y | Retail | Turnover | 2.0229 | 0.73314 | 2.7592 | 0 | 0 | 0 | Fail RIM; Pass PCT | [11 empty] | Commercial | LED Display Lighting (Interior) | Y | Assembly | Turnover | 5.973 | 0.68606 | 8.7062 | 0 | 0 | 0 | Pass TRC; Pass PCT; Fail 2-year Threshold
[12 empty] | Commercial | High Efficiency Chiller (Water cooled-centrifugal, 200 tons) | Y | Schools K-12 | Turnover | 1.7584 | 0.73314 | 2.3985 | 0 | 0 | 0 | Fail RIM; Pass PCT | [11 empty] | Commercial | LED Display Lighting (Interior) | Y | College and University | Turnover | 8.7481 | 0.66059 | 13.243 | 0 | 0 | 0 | Pass TRC; Pass PCT; Fail 2-year Threshold
[12 empty] | Commercial | High Efficiency Chiller (Water cooled-centrifugal, 200 tons) | Y | Warehouse | Turnover | 0.38629 | 0.73314 | 0.5269 | 0 | 0 | 0 | Fail RIM; Fail PCT | [11 empty] | Commercial | LED Display Lighting (Interior) | Y | Grocery | Turnover | 12.0272 | 0.71676 | 16.78 | 0 | 0 | 0 | Pass TRC; Pass PCT; Fail 2-year Threshold
[12 empty] | Commercial | High Efficiency Chiller (Water cooled-centrifugal, 200 tons) | Y | Assembly | New | 1.5927 | 0.73314 | 2.1724 | 0 | 0 | 0 | Fail RIM; Pass PCT | [11 empty] | Commercial | LED Display Lighting (Interior) | Y | Healthcare | Turnover | 10.4423 | 0.68606 | 15.2207 | 0 | 0 | 0 | Pass TRC; Pass PCT; Fail 2-year Threshold
[12 empty] | Commercial | High Efficiency Chiller (Water cooled-centrifugal, 200 tons) | Y | College and University | New | 1.767 | 0.73314 | 2.4101 | 0 | 0 | 0 | Fail RIM; Pass PCT | [11 empty] | Commercial | LED Display Lighting (Interior) | Y | Hospitals | Turnover | 13.4993 | 0.66059 | 20.4354 | 0 | 0 | 0 | Pass TRC; Pass PCT; Fail 2-year Threshold
[12 empty] | Commercial | High Efficiency Chiller (Water cooled-centrifugal, 200 tons) | Y | Grocery | New | 0.87982 | 0.73314 | 1.2001 | 0 | 0 | 0 | Fail RIM; Pass PCT | [11 empty] | Commercial | LED Display Lighting (Interior) | Y | Institutional | Turnover | 6.8515 | 0.68606 | 9.9867 | 0 | 0 | 0 | Pass TRC; Pass PCT; Fail 2-year Threshold
[12 empty] | Commercial | High Efficiency Chiller (Water cooled-centrifugal, 200 tons) | Y | Healthcare | New | 3.4657 | 0.73314 | 4.7272 | 0 | 0 | 0 | Fail RIM; Pass PCT | [11 empty] | Commercial | LED Display Lighting (Interior) | Y | Lodging/Hospitality | Turnover | 8.144 | 0.71676 | 11.3622 | 0 | 0 | 0 | Pass TRC; Pass PCT; Fail 2-year Threshold
[12 empty] | Commercial | High Efficiency Chiller (Water cooled-centrifugal, 200 tons) | Y | Hospitals | New | 3.2829 | 0.73314 | 4.4779 | 0 | 0 | 0 | Fail RIM; Pass PCT | [11 empty] | Commercial | LED Display Lighting (Interior) | Y | Miscellaneous | Turnover | 9.1547 | 0.68606 | 13.3438 | 0 | 0 | 0 | Pass TRC; Pass PCT; Fail 2-year Threshold
[12 empty] | Commercial | High Efficiency Chiller (Water cooled-centrifugal, 200 tons) | Y | Institutional | New | 0.86033 | 0.73314 | 1.1735 | 0 | 0 | 0 | Fail RIM; Pass PCT | [11 empty] | Commercial | LED Display Lighting (Interior) | Y | Offices | Turnover | 6.756 | 0.68606 | 9.8474 | 0 | 0 | 0 | Pass TRC; Pass PCT; Fail 2-year Threshold
[12 empty] | Commercial | High Efficiency Chiller (Water cooled-centrifugal, 200 tons) | Y | Lodging/Hospitality | New | 2.6309 | 0.73314 | 3.5886 | 0 | 0 | 0 | Fail RIM; Pass PCT | [11 empty] | Commercial | LED Display Lighting (Interior) | Y | Restaurants | Turnover | 7.2827 | 0.71676 | 10.1606 | 0 | 0 | 0 | Pass TRC; Pass PCT; Fail 2-year Threshold
[12 empty] | Commercial | High Efficiency Chiller (Water cooled-centrifugal, 200 tons) | Y | Miscellaneous | New | 0.88957 | 0.73314 | 1.2134 | 0 | 0 | 0 | Fail RIM; Pass PCT | [11 empty] | Commercial | LED Display Lighting (Interior) | Y | Retail | Turnover | 10.8123 | 0.71676 | 15.085 | 0 | 0 | 0 | Pass TRC; Pass PCT; Fail 2-year Threshold
[12 empty] | Commercial | High Efficiency Chiller (Water cooled-centrifugal, 200 tons) | Y | Offices | New | 1.7925 | 0.73314 | 2.445 | 0 | 0 | 0 | Fail RIM; Pass PCT | [11 empty] | Commercial | LED Display Lighting (Interior) | Y | Schools K-12 | Turnover | 4.9408 | 0.68606 | 7.2017 | 0 | 0 | 0 | Pass TRC; Pass PCT; Fail 2-year Threshold
[12 empty] | Commercial | High Efficiency Chiller (Water cooled-centrifugal, 200 tons) | Y | Restaurants | New | 2.581 | 0.73314 | 3.5205 | 0 | 0 | 0 | Fail RIM; Pass PCT | [11 empty] | Commercial | LED Display Lighting (Interior) | Y | Warehouse | Turnover | 7.9418 | 0.68606 | 11.576 | 0 | 0 | 0 | Pass TRC; Pass PCT; Fail 2-year Threshold
[12 empty] | Commercial | High Efficiency Chiller (Water cooled-centrifugal, 200 tons) | Y | Retail | New | 2.0229 | 0.73314 | 2.7592 | 0 | 0 | 0 | Fail RIM; Pass PCT | [11 empty] | Commercial | LED Display Lighting (Interior) | Y | Assembly | New | 5.973 | 0.68606 | 8.7062 | 0 | 0 | 0 | Pass TRC; Pass PCT; Fail 2-year Threshold
[12 empty] | Commercial | High Efficiency Chiller (Water cooled-centrifugal, 200 tons) | Y | Schools K-12 | New | 1.7584 | 0.73314 | 2.3985 | 0 | 0 | 0 | Fail RIM; Pass PCT | [11 empty] | Commercial | LED Display Lighting (Interior) | Y | College and University | New | 8.7481 | 0.66059 | 13.243 | 0 | 0 | 0 | Pass TRC; Pass PCT; Fail 2-year Threshold
[12 empty] | Commercial | High Efficiency Chiller (Water cooled-centrifugal, 200 tons) | Y | Warehouse | New | 0.38629 | 0.73314 | 0.5269 | 0 | 0 | 0 | Fail RIM; Fail PCT | [11 empty] | Commercial | LED Display Lighting (Interior) | Y | Grocery | New | 12.0272 | 0.71676 | 16.78 | 0 | 0 | 0 | Pass TRC; Pass PCT; Fail 2-year Threshold
[12 empty] | Commercial | High Efficiency Chiller (Water cooled-positive displacement, 100 tons) | Y | Assembly | Turnover | 0.92652 | 0.73314 | 1.2638 | 0 | 0 | 0 | Fail RIM; Pass PCT | [11 empty] | Commercial | LED Display Lighting (Interior) | Y | Healthcare | New | 10.4423 | 0.68606 | 15.2207 | 0 | 0 | 0 | Pass TRC; Pass PCT; Fail 2-year Threshold
[12 empty] | Commercial | High Efficiency Chiller (Water cooled-positive displacement, 100 tons) | Y | College and University | Turnover | 1.0279 | 0.73314 | 1.402 | 0 | 0 | 0 | Fail RIM; Pass PCT | [11 empty] | Commercial | LED Display Lighting (Interior) | Y | Hospitals | New | 13.4993 | 0.66059 | 20.4354 | 0 | 0 | 0 | Pass TRC; Pass PCT; Fail 2-year Threshold
[12 empty] | Commercial | High Efficiency Chiller (Water cooled-positive displacement, 100 tons) | Y | Grocery | Turnover | 0.51182 | 0.73314 | 0.69812 | 0 | 0 | 0 | Fail RIM; Fail PCT | [11 empty] | Commercial | LED Display Lighting (Interior) | Y | Institutional | New | 6.8515 | 0.68606 | 9.9867 | 0 | 0 | 0 | Pass TRC; Pass PCT; Fail 2-year Threshold
[12 empty] | Commercial | High Efficiency Chiller (Water cooled-positive displacement, 100 tons) | Y | Healthcare | Turnover | 2.0161 | 0.73314 | 2.7499 | 0 | 0 | 0 | Fail RIM; Pass PCT | [11 empty] | Commercial | LED Display Lighting (Interior) | Y | Lodging/Hospitality | New | 8.144 | 0.71676 | 11.3622 | 0 | 0 | 0 | Pass TRC; Pass PCT; Fail 2-year Threshold
[12 empty] | Commercial | High Efficiency Chiller (Water cooled-positive displacement, 100 tons) | Y | Hospitals | Turnover | 1.9098 | 0.73314 | 2.6049 | 0 | 0 | 0 | Fail RIM; Pass PCT | [11 empty] | Commercial | LED Display Lighting (Interior) | Y | Miscellaneous | New | 9.1547 | 0.68606 | 13.3438 | 0 | 0 | 0 | Pass TRC; Pass PCT; Fail 2-year Threshold
[12 empty] | Commercial | High Efficiency Chiller (Water cooled-positive displacement, 100 tons) | Y | Institutional | Turnover | 0.50048 | 0.73314 | 0.68265 | 0 | 0 | 0 | Fail RIM; Fail PCT | [11 empty] | Commercial | LED Display Lighting (Interior) | Y | Offices | New | 6.756 | 0.68606 | 9.8474 | 0 | 0 | 0 | Pass TRC; Pass PCT; Fail 2-year Threshold
[12 empty] | Commercial | High Efficiency Chiller (Water cooled-positive displacement, 100 tons) | Y | Lodging/Hospitality | Turnover | 1.5305 | 0.73314 | 2.0876 | 0 | 0 | 0 | Fail RIM; Pass PCT | [11 empty] | Commercial | LED Display Lighting (Interior) | Y | Restaurants | New | 7.2827 | 0.71676 | 10.1606 | 0 | 0 | 0 | Pass TRC; Pass PCT; Fail 2-year Threshold
[12 empty] | Commercial | High Efficiency Chiller (Water cooled-positive displacement, 100 tons) | Y | Miscellaneous | Turnover | 0.51749 | 0.73314 | 0.70586 | 0 | 0 | 0 | Fail RIM; Fail PCT | [11 empty] | Commercial | LED Display Lighting (Interior) | Y | Retail | New | 10.8123 | 0.71676 | 15.085 | 0 | 0 | 0 | Pass TRC; Pass PCT; Fail 2-year Threshold
[12 empty] | Commercial | High Efficiency Chiller (Water cooled-positive displacement, 100 tons) | Y | Offices | Turnover | 1.0428 | 0.73314 | 1.4224 | 0 | 0 | 0 | Fail RIM; Pass PCT | [11 empty] | Commercial | LED Display Lighting (Interior) | Y | Schools K-12 | New | 4.9408 | 0.68606 | 7.2017 | 0 | 0 | 0 | Pass TRC; Pass PCT; Fail 2-year Threshold
[12 empty] | Commercial | High Efficiency Chiller (Water cooled-positive displacement, 100 tons) | Y | Restaurants | Turnover | 1.5014 | 0.73314 | 2.048 | 0 | 0 | 0 | Fail RIM; Pass PCT | [11 empty] | Commercial | LED Display Lighting (Interior) | Y | Warehouse | New | 7.9418 | 0.68606 | 11.576 | 0 | 0 | 0 | Pass TRC; Pass PCT; Fail 2-year Threshold
[12 empty] | Commercial | High Efficiency Chiller (Water cooled-positive displacement, 100 tons) | Y | Retail | Turnover | 1.1768 | 0.73314 | 1.6051 | 0 | 0 | 0 | Fail RIM; Pass PCT | [11 empty] | Commercial | LED Linear - Fixture Replacement | Y | Assembly | Turnover | 9.4396 | 0.6856 | 13.7683 | 0 | 0 | 0 | Pass TRC; Pass PCT; Fail 2-year Threshold
[12 empty] | Commercial | High Efficiency Chiller (Water cooled-positive displacement, 100 tons) | Y | Schools K-12 | Turnover | 1.0229 | 0.73314 | 1.3953 | 0 | 0 | 0 | Fail RIM; Pass PCT | [11 empty] | Commercial | LED Linear - Fixture Replacement | Y | College and University | Turnover | 13.8478 | 0.66111 | 20.9463 | 0 | 0 | 0 | Pass TRC; Pass PCT; Fail 2-year Threshold
[12 empty] | Commercial | High Efficiency Chiller (Water cooled-positive displacement, 100 tons) | Y | Warehouse | Turnover | 0.22472 | 0.73314 | 0.30652 | 0 | 0 | 0 | Fail RIM; Fail PCT | [11 empty] | Commercial | LED Linear - Fixture Replacement | Y | Grocery | Turnover | 18.9976 | 0.71573 | 26.5428 | 0 | 0 | 0 | Pass TRC; Pass PCT; Fail 2-year Threshold
[12 empty] | Commercial | High Efficiency Chiller (Water cooled-positive displacement, 100 tons) | Y | Assembly | New | 0.92652 | 0.73314 | 1.2638 | 0 | 0 | 0 | Fail RIM; Pass PCT | [11 empty] | Commercial | LED Linear - Fixture Replacement | Y | Healthcare | Turnover | 16.5028 | 0.6856 | 24.0705 | 0 | 0 | 0 | Pass TRC; Pass PCT; Fail 2-year Threshold
[12 empty] | Commercial | High Efficiency Chiller (Water cooled-positive displacement, 100 tons) | Y | College and University | New | 1.0279 | 0.73314 | 1.402 | 0 | 0 | 0 | Fail RIM; Pass PCT | [11 empty] | Commercial | LED Linear - Fixture Replacement | Y | Hospitals | Turnover | 21.3686 | 0.66111 | 32.3222 | 0 | 0 | 0 | Pass TRC; Pass PCT; Fail 2-year Threshold
[12 empty] | Commercial | High Efficiency Chiller (Water cooled-positive displacement, 100 tons) | Y | Grocery | New | 0.51182 | 0.73314 | 0.69812 | 0 | 0 | 0 | Fail RIM; Fail PCT | [11 empty] | Commercial | LED Linear - Fixture Replacement | Y | Institutional | Turnover | 10.8279 | 0.6856 | 15.7933 | 0 | 0 | 0 | Pass TRC; Pass PCT; Fail 2-year Threshold
[12 empty] | Commercial | High Efficiency Chiller (Water cooled-positive displacement, 100 tons) | Y | Healthcare | New | 2.0161 | 0.73314 | 2.7499 | 0 | 0 | 0 | Fail RIM; Pass PCT | [11 empty] | Commercial | LED Linear - Fixture Replacement | Y | Lodging/Hospitality | Turnover | 12.8638 | 0.71573 | 17.9729 | 0 | 0 | 0 | Pass TRC; Pass PCT; Fail 2-year Threshold
[12 empty] | Commercial | High Efficiency Chiller (Water cooled-positive displacement, 100 tons) | Y | Hospitals | New | 1.9098 | 0.73314 | 2.6049 | 0 | 0 | 0 | Fail RIM; Pass PCT | [11 empty] | Commercial | LED Linear - Fixture Replacement | Y | Miscellaneous | Turnover | 14.4679 | 0.6856 | 21.1024 | 0 | 0 | 0 | Pass TRC; Pass PCT; Fail 2-year Threshold
[12 empty] | Commercial | High Efficiency Chiller (Water cooled-positive displacement, 100 tons) | Y | Institutional | New | 0.50048 | 0.73314 | 0.68265 | 0 | 0 | 0 | Fail RIM; Fail PCT | [11 empty] | Commercial | LED Linear - Fixture Replacement | Y | Offices | Turnover | 10.677 | 0.6856 | 15.5731 | 0 | 0 | 0 | Pass TRC; Pass PCT; Fail 2-year Threshold
[12 empty] | Commercial | High Efficiency Chiller (Water cooled-positive displacement, 100 tons) | Y | Lodging/Hospitality | New | 1.5305 | 0.73314 | 2.0876 | 0 | 0 | 0 | Fail RIM; Pass PCT | [11 empty] | Commercial | LED Linear - Fixture Replacement | Y | Restaurants | Turnover | 11.5034 | 0.71573 | 16.0722 | 0 | 0 | 0 | Pass TRC; Pass PCT; Fail 2-year Threshold
[12 empty] | Commercial | High Efficiency Chiller (Water cooled-positive displacement, 100 tons) | Y | Miscellaneous | New | 0.51749 | 0.73314 | 0.70586 | 0 | 0 | 0 | Fail RIM; Fail PCT | [11 empty] | Commercial | LED Linear - Fixture Replacement | Y | Retail | Turnover | 17.0786 | 0.71573 | 23.8618 | 0 | 0 | 0 | Pass TRC; Pass PCT; Fail 2-year Threshold
[12 empty] | Commercial | High Efficiency Chiller (Water cooled-positive displacement, 100 tons) | Y | Offices | New | 1.0428 | 0.73314 | 1.4224 | 0 | 0 | 0 | Fail RIM; Pass PCT | [11 empty] | Commercial | LED Linear - Fixture Replacement | Y | Schools K-12 | Turnover | 7.8083 | 0.6856 | 11.389 | 0 | 0 | 0 | Pass TRC; Pass PCT; Fail 2-year Threshold
[12 empty] | Commercial | High Efficiency Chiller (Water cooled-positive displacement, 100 tons) | Y | Restaurants | New | 1.5014 | 0.73314 | 2.048 | 0 | 0 | 0 | Fail RIM; Pass PCT | [11 empty] | Commercial | LED Linear - Fixture Replacement | Y | Warehouse | Turnover | 12.5511 | 0.6856 | 18.3066 | 0 | 0 | 0 | Pass TRC; Pass PCT; Fail 2-year Threshold
[12 empty] | Commercial | High Efficiency Chiller (Water cooled-positive displacement, 100 tons) | Y | Retail | New | 1.1768 | 0.73314 | 1.6051 | 0 | 0 | 0 | Fail RIM; Pass PCT | [11 empty] | Commercial | LED Linear - Fixture Replacement | Y | Assembly | New | 9.4396 | 0.6856 | 13.7683 | 0 | 0 | 0 | Pass TRC; Pass PCT; Fail 2-year Threshold
[12 empty] | Commercial | High Efficiency Chiller (Water cooled-positive displacement, 100 tons) | Y | Schools K-12 | New | 1.0229 | 0.73314 | 1.3953 | 0 | 0 | 0 | Fail RIM; Pass PCT | [11 empty] | Commercial | LED Linear - Fixture Replacement | Y | College and University | New | 13.8478 | 0.66111 | 20.9463 | 0 | 0 | 0 | Pass TRC; Pass PCT; Fail 2-year Threshold
[12 empty] | Commercial | High Efficiency Chiller (Water cooled-positive displacement, 100 tons) | Y | Warehouse | New | 0.22472 | 0.73314 | 0.30652 | 0 | 0 | 0 | Fail RIM; Fail PCT | [11 empty] | Commercial | LED Linear - Fixture Replacement | Y | Grocery | New | 18.9976 | 0.71573 | 26.5428 | 0 | 0 | 0 | Pass TRC; Pass PCT; Fail 2-year Threshold
[12 empty] | Commercial | High Efficiency Data Center Cooling | Y | Assembly | Turnover | 0.5631 | 0.68524 | 0.82175 | 0 | 0 | 0 | Fail RIM; Fail PCT | [11 empty] | Commercial | LED Linear - Fixture Replacement | Y | Healthcare | New | 16.5028 | 0.6856 | 24.0705 | 0 | 0 | 0 | Pass TRC; Pass PCT; Fail 2-year Threshold
[12 empty] | Commercial | High Efficiency Data Center Cooling | Y | College and University | Turnover | 0.5631 | 0.68524 | 0.82175 | 0 | 0 | 0 | Fail RIM; Fail PCT | [11 empty] | Commercial | LED Linear - Fixture Replacement | Y | Hospitals | New | 21.3686 | 0.66111 | 32.3222 | 0 | 0 | 0 | Pass TRC; Pass PCT; Fail 2-year Threshold
[12 empty] | Commercial | High Efficiency Data Center Cooling | Y | Grocery | Turnover | 0.5631 | 0.68524 | 0.82175 | 0 | 0 | 0 | Fail RIM; Fail PCT | [11 empty] | Commercial | LED Linear - Fixture Replacement | Y | Institutional | New | 10.8279 | 0.6856 | 15.7933 | 0 | 0 | 0 | Pass TRC; Pass PCT; Fail 2-year Threshold
[12 empty] | Commercial | High Efficiency Data Center Cooling | Y | Healthcare | Turnover | 0.5631 | 0.68524 | 0.82175 | 0 | 0 | 0 | Fail RIM; Fail PCT | [11 empty] | Commercial | LED Linear - Fixture Replacement | Y | Lodging/Hospitality | New | 12.8638 | 0.71573 | 17.9729 | 0 | 0 | 0 | Pass TRC; Pass PCT; Fail 2-year Threshold
[12 empty] | Commercial | High Efficiency Data Center Cooling | Y | Hospitals | Turnover | 0.5631 | 0.68524 | 0.82175 | 0 | 0 | 0 | Fail RIM; Fail PCT | [11 empty] | Commercial | LED Linear - Fixture Replacement | Y | Miscellaneous | New | 14.4679 | 0.6856 | 21.1024 | 0 | 0 | 0 | Pass TRC; Pass PCT; Fail 2-year Threshold
[12 empty] | Commercial | High Efficiency Data Center Cooling | Y | Institutional | Turnover | 0.5631 | 0.68524 | 0.82175 | 0 | 0 | 0 | Fail RIM; Fail PCT | [11 empty] | Commercial | LED Linear - Fixture Replacement | Y | Offices | New | 10.677 | 0.6856 | 15.5731 | 0 | 0 | 0 | Pass TRC; Pass PCT; Fail 2-year Threshold
[12 empty] | Commercial | High Efficiency Data Center Cooling | Y | Lodging/Hospitality | Turnover | 0.5631 | 0.68524 | 0.82175 | 0 | 0 | 0 | Fail RIM; Fail PCT | [11 empty] | Commercial | LED Linear - Fixture Replacement | Y | Restaurants | New | 11.5034 | 0.71573 | 16.0722 | 0 | 0 | 0 | Pass TRC; Pass PCT; Fail 2-year Threshold
[12 empty] | Commercial | High Efficiency Data Center Cooling | Y | Miscellaneous | Turnover | 0.5631 | 0.68524 | 0.82175 | 0 | 0 | 0 | Fail RIM; Fail PCT | [11 empty] | Commercial | LED Linear - Fixture Replacement | Y | Retail | New | 17.0786 | 0.71573 | 23.8618 | 0 | 0 | 0 | Pass TRC; Pass PCT; Fail 2-year Threshold
[12 empty] | Commercial | High Efficiency Data Center Cooling | Y | Offices | Turnover | 0.5631 | 0.68524 | 0.82175 | 0 | 0 | 0 | Fail RIM; Fail PCT | [11 empty] | Commercial | LED Linear - Fixture Replacement | Y | Schools K-12 | New | 7.8083 | 0.6856 | 11.389 | 0 | 0 | 0 | Pass TRC; Pass PCT; Fail 2-year Threshold
[12 empty] | Commercial | High Efficiency Data Center Cooling | Y | Restaurants | Turnover | 0.5631 | 0.68524 | 0.82175 | 0 | 0 | 0 | Fail RIM; Fail PCT | [11 empty] | Commercial | LED Linear - Fixture Replacement | Y | Warehouse | New | 12.5511 | 0.6856 | 18.3066 | 0 | 0 | 0 | Pass TRC; Pass PCT; Fail 2-year Threshold
[12 empty] | Commercial | High Efficiency Data Center Cooling | Y | Retail | Turnover | 0.5631 | 0.68524 | 0.82175 | 0 | 0 | 0 | Fail RIM; Fail PCT | [11 empty] | Commercial | LED Linear - Lamp Replacement | Y | Assembly | Turnover | 7.3998 | 0.6856 | 10.7932 | 0 | 0 | 0 | Pass TRC; Pass PCT; Fail 2-year Threshold
[12 empty] | Commercial | High Efficiency Data Center Cooling | Y | Schools K-12 | Turnover | 0.5631 | 0.68524 | 0.82175 | 0 | 0 | 0 | Fail RIM; Fail PCT | [11 empty] | Commercial | LED Linear - Lamp Replacement | Y | College and University | Turnover | 10.8406 | 0.66021 | 16.4198 | 0 | 0 | 0 | Pass TRC; Pass PCT; Fail 2-year Threshold
[12 empty] | Commercial | High Efficiency Data Center Cooling | Y | Warehouse | Turnover | 0.5631 | 0.68524 | 0.82175 | 0 | 0 | 0 | Fail RIM; Fail PCT | [11 empty] | Commercial | LED Linear - Lamp Replacement | Y | Grocery | Turnover | 14.9557 | 0.71884 | 20.8054 | 0 | 0 | 0 | Pass TRC; Pass PCT; Fail 2-year Threshold
[12 empty] | Commercial | High Efficiency Data Center Cooling | Y | Assembly | New | 0.5631 | 0.68524 | 0.82175 | 0 | 0 | 0 | Fail RIM; Fail PCT | [11 empty] | Commercial | LED Linear - Lamp Replacement | Y | Healthcare | Turnover | 12.9369 | 0.6856 | 18.8693 | 0 | 0 | 0 | Pass TRC; Pass PCT; Fail 2-year Threshold
[12 empty] | Commercial | High Efficiency Data Center Cooling | Y | College and University | New | 0.5631 | 0.68524 | 0.82175 | 0 | 0 | 0 | Fail RIM; Fail PCT | [11 empty] | Commercial | LED Linear - Lamp Replacement | Y | Hospitals | Turnover | 16.7281 | 0.66021 | 25.3374 | 0 | 0 | 0 | Pass TRC; Pass PCT; Fail 2-year Threshold
[12 empty] | Commercial | High Efficiency Data Center Cooling | Y | Grocery | New | 0.5631 | 0.68524 | 0.82175 | 0 | 0 | 0 | Fail RIM; Fail PCT | [11 empty] | Commercial | LED Linear - Lamp Replacement | Y | Institutional | Turnover | 8.4882 | 0.6856 | 12.3806 | 0 | 0 | 0 | Pass TRC; Pass PCT; Fail 2-year Threshold
[12 empty] | Commercial | High Efficiency Data Center Cooling | Y | Healthcare | New | 0.5631 | 0.68524 | 0.82175 | 0 | 0 | 0 | Fail RIM; Fail PCT | [11 empty] | Commercial | LED Linear - Lamp Replacement | Y | Lodging/Hospitality | Turnover | 10.127 | 0.71884 | 14.0879 | 0 | 0 | 0 | Pass TRC; Pass PCT; Fail 2-year Threshold
[12 empty] | Commercial | High Efficiency Data Center Cooling | Y | Hospitals | New | 0.5631 | 0.68524 | 0.82175 | 0 | 0 | 0 | Fail RIM; Fail PCT | [11 empty] | Commercial | LED Linear - Lamp Replacement | Y | Miscellaneous | Turnover | 11.3416 | 0.6856 | 16.5425 | 0 | 0 | 0 | Pass TRC; Pass PCT; Fail 2-year Threshold
[12 empty] | Commercial | High Efficiency Data Center Cooling | Y | Institutional | New | 0.5631 | 0.68524 | 0.82175 | 0 | 0 | 0 | Fail RIM; Fail PCT | [11 empty] | Commercial | LED Linear - Lamp Replacement | Y | Offices | Turnover | 8.3699 | 0.6856 | 12.208 | 0 | 0 | 0 | Pass TRC; Pass PCT; Fail 2-year Threshold
[12 empty] | Commercial | High Efficiency Data Center Cooling | Y | Lodging/Hospitality | New | 0.5631 | 0.68524 | 0.82175 | 0 | 0 | 0 | Fail RIM; Fail PCT | [11 empty] | Commercial | LED Linear - Lamp Replacement | Y | Restaurants | Turnover | 9.056 | 0.71884 | 12.5981 | 0 | 0 | 0 | Pass TRC; Pass PCT; Fail 2-year Threshold
[12 empty] | Commercial | High Efficiency Data Center Cooling | Y | Miscellaneous | New | 0.5631 | 0.68524 | 0.82175 | 0 | 0 | 0 | Fail RIM; Fail PCT | [11 empty] | Commercial | LED Linear - Lamp Replacement | Y | Retail | Turnover | 13.4451 | 0.71884 | 18.7038 | 0 | 0 | 0 | Pass TRC; Pass PCT; Fail 2-year Threshold
[12 empty] | Commercial | High Efficiency Data Center Cooling | Y | Offices | New | 0.5631 | 0.68524 | 0.82175 | 0 | 0 | 0 | Fail RIM; Fail PCT | [11 empty] | Commercial | LED Linear - Lamp Replacement | Y | Schools K-12 | Turnover | 6.1211 | 0.6856 | 8.928 | 0 | 0 | 0 | Pass TRC; Pass PCT; Fail 2-year Threshold
[12 empty] | Commercial | High Efficiency Data Center Cooling | Y | Restaurants | New | 0.5631 | 0.68524 | 0.82175 | 0 | 0 | 0 | Fail RIM; Fail PCT | [11 empty] | Commercial | LED Linear - Lamp Replacement | Y | Warehouse | Turnover | 9.839 | 0.6856 | 14.3509 | 0 | 0 | 0 | Pass TRC; Pass PCT; Fail 2-year Threshold
[12 empty] | Commercial | High Efficiency Data Center Cooling | Y | Retail | New | 0.5631 | 0.68524 | 0.82175 | 0 | 0 | 0 | Fail RIM; Fail PCT | [11 empty] | Commercial | LED Linear - Lamp Replacement | Y | Assembly | New | 7.3998 | 0.6856 | 10.7932 | 0 | 0 | 0 | Pass TRC; Pass PCT; Fail 2-year Threshold
[12 empty] | Commercial | High Efficiency Data Center Cooling | Y | Schools K-12 | New | 0.5631 | 0.68524 | 0.82175 | 0 | 0 | 0 | Fail RIM; Fail PCT | [11 empty] | Commercial | LED Linear - Lamp Replacement | Y | College and University | New | 10.8406 | 0.66021 | 16.4198 | 0 | 0 | 0 | Pass TRC; Pass PCT; Fail 2-year Threshold
[12 empty] | Commercial | High Efficiency Data Center Cooling | Y | Warehouse | New | 0.5631 | 0.68524 | 0.82175 | 0 | 0 | 0 | Fail RIM; Fail PCT | [11 empty] | Commercial | LED Linear - Lamp Replacement | Y | Grocery | New | 14.9557 | 0.71884 | 20.8054 | 0 | 0 | 0 | Pass TRC; Pass PCT; Fail 2-year Threshold
[12 empty] | Commercial | High Efficiency DX 135k- less than 240k BTU | Y | Assembly | Turnover | 0.43841 | 0.72404 | 0.60551 | 0 | 0 | 0 | Fail RIM; Fail PCT | [11 empty] | Commercial | LED Linear - Lamp Replacement | Y | Healthcare | New | 12.9369 | 0.6856 | 18.8693 | 0 | 0 | 0 | Pass TRC; Pass PCT; Fail 2-year Threshold
[12 empty] | Commercial | High Efficiency DX 135k- less than 240k BTU | Y | College and University | Turnover | 0.48638 | 0.72404 | 0.67176 | 0 | 0 | 0 | Fail RIM; Fail PCT | [11 empty] | Commercial | LED Linear - Lamp Replacement | Y | Hospitals | New | 16.7281 | 0.66021 | 25.3374 | 0 | 0 | 0 | Pass TRC; Pass PCT; Fail 2-year Threshold
[12 empty] | Commercial | High Efficiency DX 135k- less than 240k BTU | Y | Grocery | Turnover | 0.24218 | 0.72404 | 0.33449 | 0 | 0 | 0 | Fail RIM; Fail PCT | [11 empty] | Commercial | LED Linear - Lamp Replacement | Y | Institutional | New | 8.4882 | 0.6856 | 12.3806 | 0 | 0 | 0 | Pass TRC; Pass PCT; Fail 2-year Threshold
[12 empty] | Commercial | High Efficiency DX 135k- less than 240k BTU | Y | Healthcare | Turnover | 0.95398 | 0.72404 | 1.3176 | 0 | 0 | 0 | Fail RIM; Pass PCT | [11 empty] | Commercial | LED Linear - Lamp Replacement | Y | Lodging/Hospitality | New | 10.127 | 0.71884 | 14.0879 | 0 | 0 | 0 | Pass TRC; Pass PCT; Fail 2-year Threshold
[12 empty] | Commercial | High Efficiency DX 135k- less than 240k BTU | Y | Hospitals | Turnover | 0.90366 | 0.72404 | 1.2481 | 0 | 0 | 0 | Fail RIM; Pass PCT | [11 empty] | Commercial | LED Linear - Lamp Replacement | Y | Miscellaneous | New | 11.3416 | 0.6856 | 16.5425 | 0 | 0 | 0 | Pass TRC; Pass PCT; Fail 2-year Threshold
[12 empty] | Commercial | High Efficiency DX 135k- less than 240k BTU | Y | Institutional | Turnover | 0.23682 | 0.72404 | 0.32708 | 0 | 0 | 0 | Fail RIM; Fail PCT | [11 empty] | Commercial | LED Linear - Lamp Replacement | Y | Offices | New | 8.3699 | 0.6856 | 12.208 | 0 | 0 | 0 | Pass TRC; Pass PCT; Fail 2-year Threshold
[12 empty] | Commercial | High Efficiency DX 135k- less than 240k BTU | Y | Lodging/Hospitality | Turnover | 0.72421 | 0.72404 | 1.0002 | 0 | 0 | 0 | Fail RIM; Pass PCT | [11 empty] | Commercial | LED Linear - Lamp Replacement | Y | Restaurants | New | 9.056 | 0.71884 | 12.5981 | 0 | 0 | 0 | Pass TRC; Pass PCT; Fail 2-year Threshold
[12 empty] | Commercial | High Efficiency DX 135k- less than 240k BTU | Y | Miscellaneous | Turnover | 0.24487 | 0.72404 | 0.3382 | 0 | 0 | 0 | Fail RIM; Fail PCT | [11 empty] | Commercial | LED Linear - Lamp Replacement | Y | Retail | New | 13.4451 | 0.71884 | 18.7038 | 0 | 0 | 0 | Pass TRC; Pass PCT; Fail 2-year Threshold
[12 empty] | Commercial | High Efficiency DX 135k- less than 240k BTU | Y | Offices | Turnover | 0.49343 | 0.72404 | 0.68149 | 0 | 0 | 0 | Fail RIM; Fail PCT | [11 empty] | Commercial | LED Linear - Lamp Replacement | Y | Schools K-12 | New | 6.1211 | 0.6856 | 8.928 | 0 | 0 | 0 | Pass TRC; Pass PCT; Fail 2-year Threshold
[12 empty] | Commercial | High Efficiency DX 135k- less than 240k BTU | Y | Restaurants | Turnover | 0.71045 | 0.72404 | 0.98124 | 0 | 0 | 0 | Fail RIM; Fail PCT | [11 empty] | Commercial | LED Linear - Lamp Replacement | Y | Warehouse | New | 9.839 | 0.6856 | 14.3509 | 0 | 0 | 0 | Pass TRC; Pass PCT; Fail 2-year Threshold
[12 empty] | Commercial | High Efficiency DX 135k- less than 240k BTU | Y | Retail | Turnover | 0.55682 | 0.72404 | 0.76905 | 0 | 0 | 0 | Fail RIM; Fail PCT | [11 empty] | Commercial | Premium T8 - Fixture Replacement | Y | Assembly | Turnover | 0.71887 | 0.67178 | 1.0701 | 0 | 0 | 0 | Fail TRC; Pass PCT
[12 empty] | Commercial | High Efficiency DX 135k- less than 240k BTU | Y | Schools K-12 | Turnover | 0.48403 | 0.72404 | 0.66852 | 0 | 0 | 0 | Fail RIM; Fail PCT | [11 empty] | Commercial | Premium T8 - Fixture Replacement | Y | Institutional | Turnover | 0.8246 | 0.67178 | 1.2275 | 0 | 0 | 0 | Fail TRC; Pass PCT
[12 empty] | Commercial | High Efficiency DX 135k- less than 240k BTU | Y | Warehouse | Turnover | 0.10633 | 0.72404 | 0.14686 | 0 | 0 | 0 | Fail RIM; Fail PCT | [11 empty] | Commercial | Premium T8 - Fixture Replacement | Y | Offices | Turnover | 0.8131 | 0.67178 | 1.2104 | 0 | 0 | 0 | Fail TRC; Pass PCT
[12 empty] | Commercial | High Efficiency DX 135k- less than 240k BTU | Y | Assembly | New | 0.43841 | 0.72404 | 0.60551 | 0 | 0 | 0 | Fail RIM; Fail PCT | [11 empty] | Commercial | Premium T8 - Fixture Replacement | Y | Restaurants | Turnover | 0.89745 | 0.71845 | 1.2492 | 0 | 0 | 0 | Fail TRC; Pass PCT
[12 empty] | Commercial | High Efficiency DX 135k- less than 240k BTU | Y | College and University | New | 0.48638 | 0.72404 | 0.67176 | 0 | 0 | 0 | Fail RIM; Fail PCT | [11 empty] | Commercial | Premium T8 - Fixture Replacement | Y | Schools K-12 | Turnover | 0.59464 | 0.67178 | 0.88517 | 0 | 0 | 0 | Fail TRC; Fail PCT
[12 empty] | Commercial | High Efficiency DX 135k- less than 240k BTU | Y | Grocery | New | 0.24218 | 0.72404 | 0.33449 | 0 | 0 | 0 | Fail RIM; Fail PCT | [11 empty] | Commercial | Premium T8 - Fixture Replacement | Y | Warehouse | Turnover | 0.95583 | 0.67178 | 1.4228 | 0 | 0 | 0 | Fail TRC; Pass PCT
[12 empty] | Commercial | High Efficiency DX 135k- less than 240k BTU | Y | Healthcare | New | 0.95398 | 0.72404 | 1.3176 | 0 | 0 | 0 | Fail RIM; Pass PCT | [11 empty] | Commercial | Premium T8 - Fixture Replacement | Y | Assembly | New | 0.71887 | 0.67178 | 1.0701 | 0 | 0 | 0 | Fail TRC; Pass PCT
[12 empty] | Commercial | High Efficiency DX 135k- less than 240k BTU | Y | Hospitals | New | 0.90366 | 0.72404 | 1.2481 | 0 | 0 | 0 | Fail RIM; Pass PCT | [11 empty] | Commercial | Premium T8 - Fixture Replacement | Y | Institutional | New | 0.8246 | 0.67178 | 1.2275 | 0 | 0 | 0 | Fail TRC; Pass PCT
[12 empty] | Commercial | High Efficiency DX 135k- less than 240k BTU | Y | Institutional | New | 0.23682 | 0.72404 | 0.32708 | 0 | 0 | 0 | Fail RIM; Fail PCT | [11 empty] | Commercial | Premium T8 - Fixture Replacement | Y | Offices | New | 0.8131 | 0.67178 | 1.2104 | 0 | 0 | 0 | Fail TRC; Pass PCT
[12 empty] | Commercial | High Efficiency DX 135k- less than 240k BTU | Y | Lodging/Hospitality | New | 0.72421 | 0.72404 | 1.0002 | 0 | 0 | 0 | Fail RIM; Pass PCT | [11 empty] | Commercial | Premium T8 - Fixture Replacement | Y | Restaurants | New | 0.89745 | 0.71845 | 1.2492 | 0 | 0 | 0 | Fail TRC; Pass PCT
[12 empty] | Commercial | High Efficiency DX 135k- less than 240k BTU | Y | Miscellaneous | New | 0.24487 | 0.72404 | 0.3382 | 0 | 0 | 0 | Fail RIM; Fail PCT | [11 empty] | Commercial | Premium T8 - Fixture Replacement | Y | Schools K-12 | New | 0.59464 | 0.67178 | 0.88517 | 0 | 0 | 0 | Fail TRC; Fail PCT
[12 empty] | Commercial | High Efficiency DX 135k- less than 240k BTU | Y | Offices | New | 0.49343 | 0.72404 | 0.68149 | 0 | 0 | 0 | Fail RIM; Fail PCT | [11 empty] | Commercial | Premium T8 - Fixture Replacement | Y | Warehouse | New | 0.95583 | 0.67178 | 1.4228 | 0 | 0 | 0 | Fail TRC; Pass PCT
[12 empty] | Commercial | High Efficiency DX 135k- less than 240k BTU | Y | Restaurants | New | 0.71045 | 0.72404 | 0.98124 | 0 | 0 | 0 | Fail RIM; Fail PCT | [11 empty] | Commercial | Premium T8 - Lamp Replacement | Y | Assembly | Turnover | 10.8949 | 0.67199 | 16.2128 | 0 | 0 | 0 | Pass TRC; Pass PCT; Fail 2-year Threshold
[12 empty] | Commercial | High Efficiency DX 135k- less than 240k BTU | Y | Retail | New | 0.55682 | 0.72404 | 0.76905 | 0 | 0 | 0 | Fail RIM; Fail PCT | [11 empty] | Commercial | Premium T8 - Lamp Replacement | Y | College and University | Turnover | 16.6289 | 0.67419 | 24.6648 | 0 | 0 | 0 | Pass TRC; Pass PCT; Fail 2-year Threshold
[12 empty] | Commercial | High Efficiency DX 135k- less than 240k BTU | Y | Schools K-12 | New | 0.48403 | 0.72404 | 0.66852 | 0 | 0 | 0 | Fail RIM; Fail PCT | [11 empty] | Commercial | Premium T8 - Lamp Replacement | Y | Grocery | Turnover | 22.6239 | 0.72391 | 31.2525 | 0 | 0 | 0 | Pass TRC; Pass PCT; Fail 2-year Threshold
[12 empty] | Commercial | High Efficiency DX 135k- less than 240k BTU | Y | Warehouse | New | 0.10633 | 0.72404 | 0.14686 | 0 | 0 | 0 | Fail RIM; Fail PCT | [11 empty] | Commercial | Premium T8 - Lamp Replacement | Y | Healthcare | Turnover | 19.0472 | 0.67199 | 28.3442 | 0 | 0 | 0 | Pass TRC; Pass PCT; Fail 2-year Threshold
[12 empty] | Commercial | High Efficiency PTAC | Y | Assembly | Turnover | 4.6066 | 0.6853 | 6.7221 | 0 | 0 | 0 | Fail RIM; Pass PCT | [11 empty] | Commercial | Premium T8 - Lamp Replacement | Y | Hospitals | Turnover | 25.66 | 0.67419 | 38.0603 | 0 | 0 | 0 | Pass TRC; Pass PCT; Fail 2-year Threshold
[12 empty] | Commercial | High Efficiency PTAC | Y | College and University | Turnover | 5.0845 | 0.68954 | 7.3737 | 0 | 0 | 0 | Fail RIM; Pass PCT | [11 empty] | Commercial | Premium T8 - Lamp Replacement | Y | Institutional | Turnover | 12.4973 | 0.67199 | 18.5974 | 0 | 0 | 0 | Pass TRC; Pass PCT; Fail 2-year Threshold
[12 empty] | Commercial | High Efficiency PTAC | Y | Grocery | Turnover | 2.5447 | 0.6853 | 3.7133 | 0 | 0 | 0 | Fail RIM; Pass PCT | [11 empty] | Commercial | Premium T8 - Lamp Replacement | Y | Lodging/Hospitality | Turnover | 15.3193 | 0.72391 | 21.162 | 0 | 0 | 0 | Pass TRC; Pass PCT; Fail 2-year Threshold
[12 empty] | Commercial | High Efficiency PTAC | Y | Healthcare | Turnover | 10.0239 | 0.6853 | 14.6271 | 0 | 0 | 0 | Fail RIM; Pass PCT | [11 empty] | Commercial | Premium T8 - Lamp Replacement | Y | Miscellaneous | Turnover | 16.6985 | 0.67199 | 24.8491 | 0 | 0 | 0 | Pass TRC; Pass PCT; Fail 2-year Threshold
[12 empty] | Commercial | High Efficiency PTAC | Y | Hospitals | Turnover | 9.4466 | 0.68954 | 13.6999 | 0 | 0 | 0 | Fail RIM; Pass PCT | [11 empty] | Commercial | Premium T8 - Lamp Replacement | Y | Offices | Turnover | 12.3231 | 0.67199 | 18.3381 | 0 | 0 | 0 | Pass TRC; Pass PCT; Fail 2-year Threshold
[12 empty] | Commercial | High Efficiency PTAC | Y | Institutional | Turnover | 2.4883 | 0.6853 | 3.6311 | 0 | 0 | 0 | Fail RIM; Pass PCT | [11 empty] | Commercial | Premium T8 - Lamp Replacement | Y | Restaurants | Turnover | 13.6992 | 0.72391 | 18.924 | 0 | 0 | 0 | Pass TRC; Pass PCT; Fail 2-year Threshold
[12 empty] | Commercial | High Efficiency PTAC | Y | Lodging/Hospitality | Turnover | 7.6095 | 0.6853 | 11.104 | 0 | 0 | 0 | Fail RIM; Pass PCT | [11 empty] | Commercial | Premium T8 - Lamp Replacement | Y | Retail | Turnover | 20.3387 | 0.72391 | 28.0957 | 0 | 0 | 0 | Pass TRC; Pass PCT; Fail 2-year Threshold
[12 empty] | Commercial | High Efficiency PTAC | Y | Miscellaneous | Turnover | 2.7119 | 0.72553 | 3.7379 | 0 | 0 | 0 | Fail RIM; Pass PCT | [11 empty] | Commercial | Premium T8 - Lamp Replacement | Y | Schools K-12 | Turnover | 9.0122 | 0.67199 | 13.4111 | 0 | 0 | 0 | Pass TRC; Pass PCT; Fail 2-year Threshold
[12 empty] | Commercial | High Efficiency PTAC | Y | Offices | Turnover | 5.4647 | 0.72553 | 7.532 | 0 | 0 | 0 | Fail RIM; Pass PCT | [11 empty] | Commercial | Premium T8 - Lamp Replacement | Y | Warehouse | Turnover | 14.4861 | 0.67199 | 21.557 | 0 | 0 | 0 | Pass TRC; Pass PCT; Fail 2-year Threshold
[12 empty] | Commercial | High Efficiency PTAC | Y | Restaurants | Turnover | 7.465 | 0.6853 | 10.8932 | 0 | 0 | 0 | Fail RIM; Pass PCT | [11 empty] | Commercial | Premium T8 - Lamp Replacement | Y | Assembly | New | 10.8949 | 0.67199 | 16.2128 | 0 | 0 | 0 | Pass TRC; Pass PCT; Fail 2-year Threshold
[12 empty] | Commercial | High Efficiency PTAC | Y | Retail | Turnover | 5.8508 | 0.6853 | 8.5376 | 0 | 0 | 0 | Fail RIM; Pass PCT | [11 empty] | Commercial | Premium T8 - Lamp Replacement | Y | College and University | New | 16.6289 | 0.67419 | 24.6648 | 0 | 0 | 0 | Pass TRC; Pass PCT; Fail 2-year Threshold
[12 empty] | Commercial | High Efficiency PTAC | Y | Schools K-12 | Turnover | 5.086 | 0.6853 | 7.4215 | 0 | 0 | 0 | Fail RIM; Pass PCT | [11 empty] | Commercial | Premium T8 - Lamp Replacement | Y | Grocery | New | 22.6239 | 0.72391 | 31.2525 | 0 | 0 | 0 | Pass TRC; Pass PCT; Fail 2-year Threshold
[12 empty] | Commercial | High Efficiency PTAC | Y | Warehouse | Turnover | 1.1173 | 0.6853 | 1.6304 | 0 | 0 | 0 | Fail RIM; Pass PCT | [11 empty] | Commercial | Premium T8 - Lamp Replacement | Y | Healthcare | New | 19.0472 | 0.67199 | 28.3442 | 0 | 0 | 0 | Pass TRC; Pass PCT; Fail 2-year Threshold
[12 empty] | Commercial | High Efficiency PTAC | Y | Assembly | New | 4.6066 | 0.6853 | 6.7221 | 0 | 0 | 0 | Fail RIM; Pass PCT | [11 empty] | Commercial | Premium T8 - Lamp Replacement | Y | Hospitals | New | 25.66 | 0.67419 | 38.0603 | 0 | 0 | 0 | Pass TRC; Pass PCT; Fail 2-year Threshold
[12 empty] | Commercial | High Efficiency PTAC | Y | College and University | New | 5.0845 | 0.68954 | 7.3737 | 0 | 0 | 0 | Fail RIM; Pass PCT | [11 empty] | Commercial | Premium T8 - Lamp Replacement | Y | Institutional | New | 12.4973 | 0.67199 | 18.5974 | 0 | 0 | 0 | Pass TRC; Pass PCT; Fail 2-year Threshold
[12 empty] | Commercial | High Efficiency PTAC | Y | Grocery | New | 2.5447 | 0.6853 | 3.7133 | 0 | 0 | 0 | Fail RIM; Pass PCT | [11 empty] | Commercial | Premium T8 - Lamp Replacement | Y | Lodging/Hospitality | New | 15.3193 | 0.72391 | 21.162 | 0 | 0 | 0 | Pass TRC; Pass PCT; Fail 2-year Threshold
[12 empty] | Commercial | High Efficiency PTAC | Y | Healthcare | New | 10.0239 | 0.6853 | 14.6271 | 0 | 0 | 0 | Fail RIM; Pass PCT | [11 empty] | Commercial | Premium T8 - Lamp Replacement | Y | Miscellaneous | New | 16.6985 | 0.67199 | 24.8491 | 0 | 0 | 0 | Pass TRC; Pass PCT; Fail 2-year Threshold
[12 empty] | Commercial | High Efficiency PTAC | Y | Hospitals | New | 9.4466 | 0.68954 | 13.6999 | 0 | 0 | 0 | Fail RIM; Pass PCT | [11 empty] | Commercial | Premium T8 - Lamp Replacement | Y | Offices | New | 12.3231 | 0.67199 | 18.3381 | 0 | 0 | 0 | Pass TRC; Pass PCT; Fail 2-year Threshold
[12 empty] | Commercial | High Efficiency PTAC | Y | Institutional | New | 2.4883 | 0.6853 | 3.6311 | 0 | 0 | 0 | Fail RIM; Pass PCT | [11 empty] | Commercial | Premium T8 - Lamp Replacement | Y | Restaurants | New | 13.6992 | 0.72391 | 18.924 | 0 | 0 | 0 | Pass TRC; Pass PCT; Fail 2-year Threshold
[12 empty] | Commercial | High Efficiency PTAC | Y | Lodging/Hospitality | New | 7.6095 | 0.6853 | 11.104 | 0 | 0 | 0 | Fail RIM; Pass PCT | [11 empty] | Commercial | Premium T8 - Lamp Replacement | Y | Retail | New | 20.3387 | 0.72391 | 28.0957 | 0 | 0 | 0 | Pass TRC; Pass PCT; Fail 2-year Threshold
[12 empty] | Commercial | High Efficiency PTAC | Y | Miscellaneous | New | 2.7119 | 0.72553 | 3.7379 | 0 | 0 | 0 | Fail RIM; Pass PCT | [11 empty] | Commercial | Premium T8 - Lamp Replacement | Y | Schools K-12 | New | 9.0122 | 0.67199 | 13.4111 | 0 | 0 | 0 | Pass TRC; Pass PCT; Fail 2-year Threshold
[12 empty] | Commercial | High Efficiency PTAC | Y | Offices | New | 5.4647 | 0.72553 | 7.532 | 0 | 0 | 0 | Fail RIM; Pass PCT | [11 empty] | Commercial | Premium T8 - Lamp Replacement | Y | Warehouse | New | 14.4861 | 0.67199 | 21.557 | 0 | 0 | 0 | Pass TRC; Pass PCT; Fail 2-year Threshold
[12 empty] | Commercial | High Efficiency PTAC | Y | Restaurants | New | 7.465 | 0.6853 | 10.8932 | 0 | 0 | 0 | Fail RIM; Pass PCT | [11 empty] | Commercial | ENERGY STAR Commercial Clothes Washer | Y | Assembly | Turnover | 0.77629 | 0.64636 | 1.201 | 0 | 0 | 0 | Fail TRC; Pass PCT
[12 empty] | Commercial | High Efficiency PTAC | Y | Retail | New | 5.8508 | 0.6853 | 8.5376 | 0 | 0 | 0 | Fail RIM; Pass PCT | [11 empty] | Commercial | ENERGY STAR Commercial Clothes Washer | Y | College and University | Turnover | 0.80732 | 0.66849 | 1.2077 | 0 | 0 | 0 | Fail TRC; Pass PCT
[12 empty] | Commercial | High Efficiency PTAC | Y | Schools K-12 | New | 5.086 | 0.6853 | 7.4215 | 0 | 0 | 0 | Fail RIM; Pass PCT | [11 empty] | Commercial | ENERGY STAR Commercial Clothes Washer | Y | Grocery | Turnover | 0.79624 | 0.65982 | 1.2067 | 0 | 0 | 0 | Fail TRC; Pass PCT
[12 empty] | Commercial | High Efficiency PTAC | Y | Warehouse | New | 1.1173 | 0.6853 | 1.6304 | 0 | 0 | 0 | Fail RIM; Pass PCT | [11 empty] | Commercial | ENERGY STAR Commercial Clothes Washer | Y | Healthcare | Turnover | 0.79624 | 0.65982 | 1.2067 | 0 | 0 | 0 | Fail TRC; Pass PCT
[12 empty] | Commercial | High Efficiency PTHP | Y | Assembly | Turnover | 4.6645 | 0.6853 | 6.8066 | 0 | 0 | 0 | Fail RIM; Pass PCT | [11 empty] | Commercial | ENERGY STAR Commercial Clothes Washer | Y | Hospitals | Turnover | 0.80732 | 0.66849 | 1.2077 | 0 | 0 | 0 | Fail TRC; Pass PCT
[12 empty] | Commercial | High Efficiency PTHP | Y | College and University | Turnover | 5.1394 | 0.68921 | 7.4569 | 0 | 0 | 0 | Fail RIM; Pass PCT | [11 empty] | Commercial | ENERGY STAR Commercial Clothes Washer | Y | Institutional | Turnover | 0.77629 | 0.64636 | 1.201 | 0 | 0 | 0 | Fail TRC; Pass PCT
[12 empty] | Commercial | High Efficiency PTHP | Y | Grocery | Turnover | 2.6444 | 0.6853 | 3.8588 | 0 | 0 | 0 | Fail RIM; Pass PCT | [11 empty] | Commercial | ENERGY STAR Commercial Clothes Washer | Y | Lodging/Hospitality | Turnover | 0.80732 | 0.66849 | 1.2077 | 0 | 0 | 0 | Fail TRC; Pass PCT
[12 empty] | Commercial | High Efficiency PTHP | Y | Healthcare | Turnover | 10.1147 | 0.6853 | 14.7596 | 0 | 0 | 0 | Fail RIM; Pass PCT | [11 empty] | Commercial | ENERGY STAR Commercial Clothes Washer | Y | Miscellaneous | Turnover | 0.77629 | 0.64636 | 1.201 | 0 | 0 | 0 | Fail TRC; Pass PCT
[12 empty] | Commercial | High Efficiency PTHP | Y | Hospitals | Turnover | 9.5444 | 0.68921 | 13.8482 | 0 | 0 | 0 | Fail RIM; Pass PCT | [11 empty] | Commercial | ENERGY STAR Commercial Clothes Washer | Y | Offices | Turnover | 0.79624 | 0.65982 | 1.2067 | 0 | 0 | 0 | Fail TRC; Pass PCT
[12 empty] | Commercial | High Efficiency PTHP | Y | Institutional | Turnover | 2.5389 | 0.6853 | 3.7048 | 0 | 0 | 0 | Fail RIM; Pass PCT | [11 empty] | Commercial | ENERGY STAR Commercial Clothes Washer | Y | Restaurants | Turnover | 0.77629 | 0.64636 | 1.201 | 0 | 0 | 0 | Fail TRC; Pass PCT
[12 empty] | Commercial | High Efficiency PTHP | Y | Lodging/Hospitality | Turnover | 7.6707 | 0.6853 | 11.1933 | 0 | 0 | 0 | Fail RIM; Pass PCT | [11 empty] | Commercial | ENERGY STAR Commercial Clothes Washer | Y | Retail | Turnover | 0.79624 | 0.65982 | 1.2067 | 0 | 0 | 0 | Fail TRC; Pass PCT
[12 empty] | Commercial | High Efficiency PTHP | Y | Miscellaneous | Turnover | 2.6049 | 0.6853 | 3.8011 | 0 | 0 | 0 | Fail RIM; Pass PCT | [11 empty] | Commercial | ENERGY STAR Commercial Clothes Washer | Y | Schools K-12 | Turnover | 0.80732 | 0.66849 | 1.2077 | 0 | 0 | 0 | Fail TRC; Pass PCT
[12 empty] | Commercial | High Efficiency PTHP | Y | Offices | Turnover | 5.2185 | 0.6853 | 7.6149 | 0 | 0 | 0 | Fail RIM; Pass PCT | [11 empty] | Commercial | ENERGY STAR Commercial Clothes Washer | Y | Warehouse | Turnover | 0.77629 | 0.64636 | 1.201 | 0 | 0 | 0 | Fail TRC; Pass PCT
[12 empty] | Commercial | High Efficiency PTHP | Y | Restaurants | Turnover | 7.6787 | 0.6853 | 11.205 | 0 | 0 | 0 | Fail RIM; Pass PCT | [11 empty] | Commercial | ENERGY STAR Commercial Clothes Washer | Y | Assembly | New | 0.77629 | 0.64636 | 1.201 | 0 | 0 | 0 | Fail TRC; Pass PCT
[12 empty] | Commercial | High Efficiency PTHP | Y | Retail | Turnover | 5.9848 | 0.6853 | 8.7331 | 0 | 0 | 0 | Fail RIM; Pass PCT | [11 empty] | Commercial | ENERGY STAR Commercial Clothes Washer | Y | College and University | New | 0.80732 | 0.66849 | 1.2077 | 0 | 0 | 0 | Fail TRC; Pass PCT
[12 empty] | Commercial | High Efficiency PTHP | Y | Schools K-12 | Turnover | 5.2093 | 0.6853 | 7.6015 | 0 | 0 | 0 | Fail RIM; Pass PCT | [11 empty] | Commercial | ENERGY STAR Commercial Clothes Washer | Y | Grocery | New | 0.79624 | 0.65982 | 1.2067 | 0 | 0 | 0 | Fail TRC; Pass PCT
[12 empty] | Commercial | High Efficiency PTHP | Y | Warehouse | Turnover | 1.1493 | 0.6853 | 1.677 | 0 | 0 | 0 | Fail RIM; Pass PCT | [11 empty] | Commercial | ENERGY STAR Commercial Clothes Washer | Y | Healthcare | New | 0.79624 | 0.65982 | 1.2067 | 0 | 0 | 0 | Fail TRC; Pass PCT
[12 empty] | Commercial | High Efficiency PTHP | Y | Assembly | New | 4.6645 | 0.6853 | 6.8066 | 0 | 0 | 0 | Fail RIM; Pass PCT | [11 empty] | Commercial | ENERGY STAR Commercial Clothes Washer | Y | Hospitals | New | 0.80732 | 0.66849 | 1.2077 | 0 | 0 | 0 | Fail TRC; Pass PCT
[12 empty] | Commercial | High Efficiency PTHP | Y | College and University | New | 5.1394 | 0.68921 | 7.4569 | 0 | 0 | 0 | Fail RIM; Pass PCT | [11 empty] | Commercial | ENERGY STAR Commercial Clothes Washer | Y | Institutional | New | 0.77629 | 0.64636 | 1.201 | 0 | 0 | 0 | Fail TRC; Pass PCT
[12 empty] | Commercial | High Efficiency PTHP | Y | Grocery | New | 2.6444 | 0.6853 | 3.8588 | 0 | 0 | 0 | Fail RIM; Pass PCT | [11 empty] | Commercial | ENERGY STAR Commercial Clothes Washer | Y | Lodging/Hospitality | New | 0.80732 | 0.66849 | 1.2077 | 0 | 0 | 0 | Fail TRC; Pass PCT
[12 empty] | Commercial | High Efficiency PTHP | Y | Healthcare | New | 10.1147 | 0.6853 | 14.7596 | 0 | 0 | 0 | Fail RIM; Pass PCT | [11 empty] | Commercial | ENERGY STAR Commercial Clothes Washer | Y | Miscellaneous | New | 0.77629 | 0.64636 | 1.201 | 0 | 0 | 0 | Fail TRC; Pass PCT
[12 empty] | Commercial | High Efficiency PTHP | Y | Hospitals | New | 9.5444 | 0.68921 | 13.8482 | 0 | 0 | 0 | Fail RIM; Pass PCT | [11 empty] | Commercial | ENERGY STAR Commercial Clothes Washer | Y | Offices | New | 0.79624 | 0.65982 | 1.2067 | 0 | 0 | 0 | Fail TRC; Pass PCT
[12 empty] | Commercial | High Efficiency PTHP | Y | Institutional | New | 2.5389 | 0.6853 | 3.7048 | 0 | 0 | 0 | Fail RIM; Pass PCT | [11 empty] | Commercial | ENERGY STAR Commercial Clothes Washer | Y | Restaurants | New | 0.77629 | 0.64636 | 1.201 | 0 | 0 | 0 | Fail TRC; Pass PCT
[12 empty] | Commercial | High Efficiency PTHP | Y | Lodging/Hospitality | New | 7.6707 | 0.6853 | 11.1933 | 0 | 0 | 0 | Fail RIM; Pass PCT | [11 empty] | Commercial | ENERGY STAR Commercial Clothes Washer | Y | Retail | New | 0.79624 | 0.65982 | 1.2067 | 0 | 0 | 0 | Fail TRC; Pass PCT
[12 empty] | Commercial | High Efficiency PTHP | Y | Miscellaneous | New | 2.6049 | 0.6853 | 3.8011 | 0 | 0 | 0 | Fail RIM; Pass PCT | [11 empty] | Commercial | ENERGY STAR Commercial Clothes Washer | Y | Schools K-12 | New | 0.80732 | 0.66849 | 1.2077 | 0 | 0 | 0 | Fail TRC; Pass PCT
[12 empty] | Commercial | High Efficiency PTHP | Y | Offices | New | 5.2185 | 0.6853 | 7.6149 | 0 | 0 | 0 | Fail RIM; Pass PCT | [11 empty] | Commercial | ENERGY STAR Commercial Clothes Washer | Y | Warehouse | New | 0.77629 | 0.64636 | 1.201 | 0 | 0 | 0 | Fail TRC; Pass PCT
[12 empty] | Commercial | High Efficiency PTHP | Y | Restaurants | New | 7.6787 | 0.6853 | 11.205 | 0 | 0 | 0 | Fail RIM; Pass PCT | [11 empty] | Commercial | ENERGY STAR Water Cooler | Y | Assembly | Turnover | 3.705 | 0.6866 | 5.3961 | 0 | 0 | 0 | Pass TRC; Pass PCT; Fail 2-year Threshold
[12 empty] | Commercial | High Efficiency PTHP | Y | Retail | New | 5.9848 | 0.6853 | 8.7331 | 0 | 0 | 0 | Fail RIM; Pass PCT | [11 empty] | Commercial | ENERGY STAR Water Cooler | Y | College and University | Turnover | 3.705 | 0.6866 | 5.3961 | 0 | 0 | 0 | Pass TRC; Pass PCT; Fail 2-year Threshold
[12 empty] | Commercial | High Efficiency PTHP | Y | Schools K-12 | New | 5.2093 | 0.6853 | 7.6015 | 0 | 0 | 0 | Fail RIM; Pass PCT | [11 empty] | Commercial | ENERGY STAR Water Cooler | Y | Grocery | Turnover | 3.705 | 0.6866 | 5.3961 | 0 | 0 | 0 | Pass TRC; Pass PCT; Fail 2-year Threshold
[12 empty] | Commercial | High Efficiency PTHP | Y | Warehouse | New | 1.1493 | 0.6853 | 1.677 | 0 | 0 | 0 | Fail RIM; Pass PCT | [11 empty] | Commercial | ENERGY STAR Water Cooler | Y | Healthcare | Turnover | 3.705 | 0.6866 | 5.3961 | 0 | 0 | 0 | Pass TRC; Pass PCT; Fail 2-year Threshold
[12 empty] | Commercial | Variable Refrigerant Flow (VRF) HVAC Systems | Y | Assembly | Turnover | 0.599 | 0.64902 | 0.92294 | 0 | 0 | 0 | Fail RIM; Fail PCT | [11 empty] | Commercial | ENERGY STAR Water Cooler | Y | Hospitals | Turnover | 3.705 | 0.6866 | 5.3961 | 0 | 0 | 0 | Pass TRC; Pass PCT; Fail 2-year Threshold
[12 empty] | Commercial | Variable Refrigerant Flow (VRF) HVAC Systems | Y | College and University | Turnover | 0.69007 | 0.68039 | 1.0142 | 0 | 0 | 0 | Fail RIM; Pass PCT | [11 empty] | Commercial | ENERGY STAR Water Cooler | Y | Institutional | Turnover | 3.705 | 0.6866 | 5.3961 | 0 | 0 | 0 | Pass TRC; Pass PCT; Fail 2-year Threshold
[12 empty] | Commercial | Variable Refrigerant Flow (VRF) HVAC Systems | Y | Grocery | Turnover | 0.36322 | 0.64902 | 0.55965 | 0 | 0 | 0 | Fail RIM; Fail PCT | [11 empty] | Commercial | ENERGY STAR Water Cooler | Y | Lodging/Hospitality | Turnover | 3.705 | 0.6866 | 5.3961 | 0 | 0 | 0 | Pass TRC; Pass PCT; Fail 2-year Threshold
[12 empty] | Commercial | Variable Refrigerant Flow (VRF) HVAC Systems | Y | Healthcare | Turnover | 1.2866 | 0.64902 | 1.9824 | 0 | 0 | 0 | Fail RIM; Pass PCT | [11 empty] | Commercial | ENERGY STAR Water Cooler | Y | Miscellaneous | Turnover | 3.705 | 0.6866 | 5.3961 | 0 | 0 | 0 | Pass TRC; Pass PCT; Fail 2-year Threshold
[12 empty] | Commercial | Variable Refrigerant Flow (VRF) HVAC Systems | Y | Hospitals | Turnover | 1.227 | 0.64902 | 1.8905 | 0 | 0 | 0 | Fail RIM; Pass PCT | [11 empty] | Commercial | ENERGY STAR Water Cooler | Y | Offices | Turnover | 3.705 | 0.6866 | 5.3961 | 0 | 0 | 0 | Pass TRC; Pass PCT; Fail 2-year Threshold
[12 empty] | Commercial | Variable Refrigerant Flow (VRF) HVAC Systems | Y | Institutional | Turnover | 0.33275 | 0.64902 | 0.5127 | 0 | 0 | 0 | Fail RIM; Fail PCT | [11 empty] | Commercial | ENERGY STAR Water Cooler | Y | Restaurants | Turnover | 3.705 | 0.6866 | 5.3961 | 0 | 0 | 0 | Pass TRC; Pass PCT; Fail 2-year Threshold
[12 empty] | Commercial | Variable Refrigerant Flow (VRF) HVAC Systems | Y | Lodging/Hospitality | Turnover | 1.015 | 0.68039 | 1.4918 | 0 | 0 | 0 | Fail RIM; Pass PCT | [11 empty] | Commercial | ENERGY STAR Water Cooler | Y | Retail | Turnover | 3.705 | 0.6866 | 5.3961 | 0 | 0 | 0 | Pass TRC; Pass PCT; Fail 2-year Threshold
[12 empty] | Commercial | Variable Refrigerant Flow (VRF) HVAC Systems | Y | Miscellaneous | Turnover | 0.33438 | 0.64902 | 0.51521 | 0 | 0 | 0 | Fail RIM; Fail PCT | [11 empty] | Commercial | ENERGY STAR Water Cooler | Y | Schools K-12 | Turnover | 3.705 | 0.6866 | 5.3961 | 0 | 0 | 0 | Pass TRC; Pass PCT; Fail 2-year Threshold
[12 empty] | Commercial | Variable Refrigerant Flow (VRF) HVAC Systems | Y | Offices | Turnover | 0.65918 | 0.64902 | 1.0157 | 0 | 0 | 0 | Fail RIM; Pass PCT | [11 empty] | Commercial | ENERGY STAR Water Cooler | Y | Warehouse | Turnover | 3.705 | 0.6866 | 5.3961 | 0 | 0 | 0 | Pass TRC; Pass PCT; Fail 2-year Threshold
[12 empty] | Commercial | Variable Refrigerant Flow (VRF) HVAC Systems | Y | Restaurants | Turnover | 1.0279 | 0.64902 | 1.5838 | 0 | 0 | 0 | Fail RIM; Pass PCT | [11 empty] | Commercial | ENERGY STAR Water Cooler | Y | Assembly | New | 3.705 | 0.6866 | 5.3961 | 0 | 0 | 0 | Pass TRC; Pass PCT; Fail 2-year Threshold
[12 empty] | Commercial | Variable Refrigerant Flow (VRF) HVAC Systems | Y | Retail | Turnover | 0.78963 | 0.64902 | 1.2167 | 0 | 0 | 0 | Fail RIM; Pass PCT | [11 empty] | Commercial | ENERGY STAR Water Cooler | Y | College and University | New | 3.705 | 0.6866 | 5.3961 | 0 | 0 | 0 | Pass TRC; Pass PCT; Fail 2-year Threshold
[12 empty] | Commercial | Variable Refrigerant Flow (VRF) HVAC Systems | Y | Schools K-12 | Turnover | 0.68968 | 0.64902 | 1.0627 | 0 | 0 | 0 | Fail RIM; Pass PCT | [11 empty] | Commercial | ENERGY STAR Water Cooler | Y | Grocery | New | 3.705 | 0.6866 | 5.3961 | 0 | 0 | 0 | Pass TRC; Pass PCT; Fail 2-year Threshold
[12 empty] | Commercial | Variable Refrigerant Flow (VRF) HVAC Systems | Y | Warehouse | Turnover | 0.15385 | 0.64902 | 0.23705 | 0 | 0 | 0 | Fail RIM; Fail PCT | [11 empty] | Commercial | ENERGY STAR Water Cooler | Y | Healthcare | New | 3.705 | 0.6866 | 5.3961 | 0 | 0 | 0 | Pass TRC; Pass PCT; Fail 2-year Threshold
[12 empty] | Commercial | Variable Refrigerant Flow (VRF) HVAC Systems | Y | Assembly | New | 0.599 | 0.64902 | 0.92294 | 0 | 0 | 0 | Fail RIM; Fail PCT | [11 empty] | Commercial | ENERGY STAR Water Cooler | Y | Hospitals | New | 3.705 | 0.6866 | 5.3961 | 0 | 0 | 0 | Pass TRC; Pass PCT; Fail 2-year Threshold
[12 empty] | Commercial | Variable Refrigerant Flow (VRF) HVAC Systems | Y | College and University | New | 0.69007 | 0.68039 | 1.0142 | 0 | 0 | 0 | Fail RIM; Pass PCT | [11 empty] | Commercial | ENERGY STAR Water Cooler | Y | Institutional | New | 3.705 | 0.6866 | 5.3961 | 0 | 0 | 0 | Pass TRC; Pass PCT; Fail 2-year Threshold
[12 empty] | Commercial | Variable Refrigerant Flow (VRF) HVAC Systems | Y | Grocery | New | 0.36322 | 0.64902 | 0.55965 | 0 | 0 | 0 | Fail RIM; Fail PCT | [11 empty] | Commercial | ENERGY STAR Water Cooler | Y | Lodging/Hospitality | New | 3.705 | 0.6866 | 5.3961 | 0 | 0 | 0 | Pass TRC; Pass PCT; Fail 2-year Threshold
[12 empty] | Commercial | Variable Refrigerant Flow (VRF) HVAC Systems | Y | Healthcare | New | 1.2866 | 0.64902 | 1.9824 | 0 | 0 | 0 | Fail RIM; Pass PCT | [11 empty] | Commercial | ENERGY STAR Water Cooler | Y | Miscellaneous | New | 3.705 | 0.6866 | 5.3961 | 0 | 0 | 0 | Pass TRC; Pass PCT; Fail 2-year Threshold
[12 empty] | Commercial | Variable Refrigerant Flow (VRF) HVAC Systems | Y | Hospitals | New | 1.227 | 0.64902 | 1.8905 | 0 | 0 | 0 | Fail RIM; Pass PCT | [11 empty] | Commercial | ENERGY STAR Water Cooler | Y | Offices | New | 3.705 | 0.6866 | 5.3961 | 0 | 0 | 0 | Pass TRC; Pass PCT; Fail 2-year Threshold
[12 empty] | Commercial | Variable Refrigerant Flow (VRF) HVAC Systems | Y | Institutional | New | 0.33275 | 0.64902 | 0.5127 | 0 | 0 | 0 | Fail RIM; Fail PCT | [11 empty] | Commercial | ENERGY STAR Water Cooler | Y | Restaurants | New | 3.705 | 0.6866 | 5.3961 | 0 | 0 | 0 | Pass TRC; Pass PCT; Fail 2-year Threshold
[12 empty] | Commercial | Variable Refrigerant Flow (VRF) HVAC Systems | Y | Lodging/Hospitality | New | 1.015 | 0.68039 | 1.4918 | 0 | 0 | 0 | Fail RIM; Pass PCT | [11 empty] | Commercial | ENERGY STAR Water Cooler | Y | Retail | New | 3.705 | 0.6866 | 5.3961 | 0 | 0 | 0 | Pass TRC; Pass PCT; Fail 2-year Threshold
[12 empty] | Commercial | Variable Refrigerant Flow (VRF) HVAC Systems | Y | Miscellaneous | New | 0.33438 | 0.64902 | 0.51521 | 0 | 0 | 0 | Fail RIM; Fail PCT | [11 empty] | Commercial | ENERGY STAR Water Cooler | Y | Schools K-12 | New | 3.705 | 0.6866 | 5.3961 | 0 | 0 | 0 | Pass TRC; Pass PCT; Fail 2-year Threshold
[12 empty] | Commercial | Variable Refrigerant Flow (VRF) HVAC Systems | Y | Offices | New | 0.65918 | 0.64902 | 1.0157 | 0 | 0 | 0 | Fail RIM; Pass PCT | [11 empty] | Commercial | ENERGY STAR Water Cooler | Y | Warehouse | New | 3.705 | 0.6866 | 5.3961 | 0 | 0 | 0 | Pass TRC; Pass PCT; Fail 2-year Threshold
[12 empty] | Commercial | Variable Refrigerant Flow (VRF) HVAC Systems | Y | Restaurants | New | 1.0279 | 0.64902 | 1.5838 | 0 | 0 | 0 | Fail RIM; Pass PCT | [11 empty] | Commercial | Heat Pump Pool Heater | Y | Assembly | Turnover | 8.6437 | 0.74887 | 11.5424 | 0 | 0 | 0 | Pass TRC; Pass PCT; Fail 2-year Threshold
[12 empty] | Commercial | Variable Refrigerant Flow (VRF) HVAC Systems | Y | Retail | New | 0.78963 | 0.64902 | 1.2167 | 0 | 0 | 0 | Fail RIM; Pass PCT | [11 empty] | Commercial | Heat Pump Pool Heater | Y | College and University | Turnover | 8.6437 | 0.74887 | 11.5424 | 0 | 0 | 0 | Pass TRC; Pass PCT; Fail 2-year Threshold
[12 empty] | Commercial | Variable Refrigerant Flow (VRF) HVAC Systems | Y | Schools K-12 | New | 0.68968 | 0.64902 | 1.0627 | 0 | 0 | 0 | Fail RIM; Pass PCT | [11 empty] | Commercial | Heat Pump Pool Heater | Y | Grocery | Turnover | 8.6437 | 0.74887 | 11.5424 | 0 | 0 | 0 | Pass TRC; Pass PCT; Fail 2-year Threshold
[12 empty] | Commercial | Variable Refrigerant Flow (VRF) HVAC Systems | Y | Warehouse | New | 0.15385 | 0.64902 | 0.23705 | 0 | 0 | 0 | Fail RIM; Fail PCT | [11 empty] | Commercial | Heat Pump Pool Heater | Y | Healthcare | Turnover | 8.6437 | 0.74887 | 11.5424 | 0 | 0 | 0 | Pass TRC; Pass PCT; Fail 2-year Threshold
[12 empty] | Commercial | CFL-23W | Y | Assembly | Turnover | 10.9969 | 0.67371 | 16.3231 | 0 | 0 | 0 | Fail RIM; Pass PCT | [11 empty] | Commercial | Heat Pump Pool Heater | Y | Hospitals | Turnover | 8.6437 | 0.74887 | 11.5424 | 0 | 0 | 0 | Pass TRC; Pass PCT; Fail 2-year Threshold
[12 empty] | Commercial | CFL-23W | Y | College and University | Turnover | 16.7955 | 0.67636 | 24.8321 | 0 | 0 | 0 | Fail RIM; Pass PCT | [11 empty] | Commercial | Heat Pump Pool Heater | Y | Institutional | Turnover | 8.6437 | 0.74887 | 11.5424 | 0 | 0 | 0 | Pass TRC; Pass PCT; Fail 2-year Threshold
[12 empty] | Commercial | CFL-23W | Y | Grocery | Turnover | 22.8905 | 0.72744 | 31.4672 | 0 | 0 | 0 | Fail RIM; Pass PCT | [11 empty] | Commercial | Heat Pump Pool Heater | Y | Lodging/Hospitality | Turnover | 8.6437 | 0.74887 | 11.5424 | 0 | 0 | 0 | Pass TRC; Pass PCT; Fail 2-year Threshold
[12 empty] | Commercial | CFL-23W | Y | Healthcare | Turnover | 19.2255 | 0.67371 | 28.537 | 0 | 0 | 0 | Fail RIM; Pass PCT | [11 empty] | Commercial | Heat Pump Pool Heater | Y | Miscellaneous | Turnover | 8.6437 | 0.74887 | 11.5424 | 0 | 0 | 0 | Pass TRC; Pass PCT; Fail 2-year Threshold
[12 empty] | Commercial | CFL-23W | Y | Hospitals | Turnover | 25.9172 | 0.67636 | 38.3185 | 0 | 0 | 0 | Fail RIM; Pass PCT | [11 empty] | Commercial | Heat Pump Pool Heater | Y | Offices | Turnover | 8.6437 | 0.74887 | 11.5424 | 0 | 0 | 0 | Pass TRC; Pass PCT; Fail 2-year Threshold
[12 empty] | Commercial | CFL-23W | Y | Institutional | Turnover | 12.6144 | 0.67371 | 18.7239 | 0 | 0 | 0 | Fail RIM; Pass PCT | [11 empty] | Commercial | Heat Pump Pool Heater | Y | Restaurants | Turnover | 8.6437 | 0.74887 | 11.5424 | 0 | 0 | 0 | Pass TRC; Pass PCT; Fail 2-year Threshold
[12 empty] | Commercial | CFL-23W | Y | Lodging/Hospitality | Turnover | 15.4998 | 0.72744 | 21.3073 | 0 | 0 | 0 | Fail RIM; Pass PCT | [11 empty] | Commercial | Heat Pump Pool Heater | Y | Retail | Turnover | 8.6437 | 0.74887 | 11.5424 | 0 | 0 | 0 | Pass TRC; Pass PCT; Fail 2-year Threshold
[12 empty] | Commercial | CFL-23W | Y | Miscellaneous | Turnover | 16.8548 | 0.67371 | 25.0181 | 0 | 0 | 0 | Fail RIM; Pass PCT | [11 empty] | Commercial | Heat Pump Pool Heater | Y | Schools K-12 | Turnover | 8.6437 | 0.74887 | 11.5424 | 0 | 0 | 0 | Pass TRC; Pass PCT; Fail 2-year Threshold
[12 empty] | Commercial | CFL-23W | Y | Offices | Turnover | 12.4385 | 0.67371 | 18.4628 | 0 | 0 | 0 | Fail RIM; Pass PCT | [11 empty] | Commercial | Heat Pump Pool Heater | Y | Warehouse | Turnover | 8.6437 | 0.74887 | 11.5424 | 0 | 0 | 0 | Pass TRC; Pass PCT; Fail 2-year Threshold
[12 empty] | Commercial | CFL-23W | Y | Restaurants | Turnover | 13.8607 | 0.72744 | 19.054 | 0 | 0 | 0 | Fail RIM; Pass PCT | [11 empty] | Commercial | Heat Pump Pool Heater | Y | Assembly | New | 8.6437 | 0.74887 | 11.5424 | 0 | 0 | 0 | Pass TRC; Pass PCT; Fail 2-year Threshold
[12 empty] | Commercial | CFL-23W | Y | Retail | Turnover | 20.5784 | 0.72744 | 28.2887 | 0 | 0 | 0 | Fail RIM; Pass PCT | [11 empty] | Commercial | Heat Pump Pool Heater | Y | College and University | New | 8.6437 | 0.74887 | 11.5424 | 0 | 0 | 0 | Pass TRC; Pass PCT; Fail 2-year Threshold
[12 empty] | Commercial | CFL-23W | Y | Schools K-12 | Turnover | 9.0966 | 0.67371 | 13.5023 | 0 | 0 | 0 | Fail RIM; Pass PCT | [11 empty] | Commercial | Heat Pump Pool Heater | Y | Grocery | New | 8.6437 | 0.74887 | 11.5424 | 0 | 0 | 0 | Pass TRC; Pass PCT; Fail 2-year Threshold
[12 empty] | Commercial | CFL-23W | Y | Warehouse | Turnover | 14.6218 | 0.67371 | 21.7036 | 0 | 0 | 0 | Fail RIM; Pass PCT | [11 empty] | Commercial | Heat Pump Pool Heater | Y | Healthcare | New | 8.6437 | 0.74887 | 11.5424 | 0 | 0 | 0 | Pass TRC; Pass PCT; Fail 2-year Threshold
[12 empty] | Commercial | CFL-23W | Y | Assembly | New | 10.9969 | 0.67371 | 16.3231 | 0 | 0 | 0 | Fail RIM; Pass PCT | [11 empty] | Commercial | Heat Pump Pool Heater | Y | Hospitals | New | 8.6437 | 0.74887 | 11.5424 | 0 | 0 | 0 | Pass TRC; Pass PCT; Fail 2-year Threshold
[12 empty] | Commercial | CFL-23W | Y | College and University | New | 16.7955 | 0.67636 | 24.8321 | 0 | 0 | 0 | Fail RIM; Pass PCT | [11 empty] | Commercial | Heat Pump Pool Heater | Y | Institutional | New | 8.6437 | 0.74887 | 11.5424 | 0 | 0 | 0 | Pass TRC; Pass PCT; Fail 2-year Threshold
[12 empty] | Commercial | CFL-23W | Y | Grocery | New | 22.8905 | 0.72744 | 31.4672 | 0 | 0 | 0 | Fail RIM; Pass PCT | [11 empty] | Commercial | Heat Pump Pool Heater | Y | Lodging/Hospitality | New | 8.6437 | 0.74887 | 11.5424 | 0 | 0 | 0 | Pass TRC; Pass PCT; Fail 2-year Threshold
[12 empty] | Commercial | CFL-23W | Y | Healthcare | New | 19.2255 | 0.67371 | 28.537 | 0 | 0 | 0 | Fail RIM; Pass PCT | [11 empty] | Commercial | Heat Pump Pool Heater | Y | Miscellaneous | New | 8.6437 | 0.74887 | 11.5424 | 0 | 0 | 0 | Pass TRC; Pass PCT; Fail 2-year Threshold
[12 empty] | Commercial | CFL-23W | Y | Hospitals | New | 25.9172 | 0.67636 | 38.3185 | 0 | 0 | 0 | Fail RIM; Pass PCT | [11 empty] | Commercial | Heat Pump Pool Heater | Y | Offices | New | 8.6437 | 0.74887 | 11.5424 | 0 | 0 | 0 | Pass TRC; Pass PCT; Fail 2-year Threshold
[12 empty] | Commercial | CFL-23W | Y | Institutional | New | 12.6144 | 0.67371 | 18.7239 | 0 | 0 | 0 | Fail RIM; Pass PCT | [11 empty] | Commercial | Heat Pump Pool Heater | Y | Restaurants | New | 8.6437 | 0.74887 | 11.5424 | 0 | 0 | 0 | Pass TRC; Pass PCT; Fail 2-year Threshold
[12 empty] | Commercial | CFL-23W | Y | Lodging/Hospitality | New | 15.4998 | 0.72744 | 21.3073 | 0 | 0 | 0 | Fail RIM; Pass PCT | [11 empty] | Commercial | Heat Pump Pool Heater | Y | Retail | New | 8.6437 | 0.74887 | 11.5424 | 0 | 0 | 0 | Pass TRC; Pass PCT; Fail 2-year Threshold
[12 empty] | Commercial | CFL-23W | Y | Miscellaneous | New | 16.8548 | 0.67371 | 25.0181 | 0 | 0 | 0 | Fail RIM; Pass PCT | [11 empty] | Commercial | Heat Pump Pool Heater | Y | Schools K-12 | New | 8.6437 | 0.74887 | 11.5424 | 0 | 0 | 0 | Pass TRC; Pass PCT; Fail 2-year Threshold
[12 empty] | Commercial | CFL-23W | Y | Offices | New | 12.4385 | 0.67371 | 18.4628 | 0 | 0 | 0 | Fail RIM; Pass PCT | [11 empty] | Commercial | Heat Pump Pool Heater | Y | Warehouse | New | 8.6437 | 0.74887 | 11.5424 | 0 | 0 | 0 | Pass TRC; Pass PCT; Fail 2-year Threshold
[12 empty] | Commercial | CFL-23W | Y | Restaurants | New | 13.8607 | 0.72744 | 19.054 | 0 | 0 | 0 | Fail RIM; Pass PCT | [11 empty] | Commercial | Solar Powered Pool Pump | Y | Assembly | Turnover | 0.96914 | 0.64073 | 1.5126 | 0 | 0 | 0 | Fail TRC; Pass PCT
[12 empty] | Commercial | CFL-23W | Y | Retail | New | 20.5784 | 0.72744 | 28.2887 | 0 | 0 | 0 | Fail RIM; Pass PCT | [11 empty] | Commercial | Solar Powered Pool Pump | Y | College and University | Turnover | 0.96914 | 0.64073 | 1.5126 | 0 | 0 | 0 | Fail TRC; Pass PCT
[12 empty] | Commercial | CFL-23W | Y | Schools K-12 | New | 9.0966 | 0.67371 | 13.5023 | 0 | 0 | 0 | Fail RIM; Pass PCT | [11 empty] | Commercial | Solar Powered Pool Pump | Y | Grocery | Turnover | 0.96914 | 0.64073 | 1.5126 | 0 | 0 | 0 | Fail TRC; Pass PCT
[12 empty] | Commercial | CFL-23W | Y | Warehouse | New | 14.6218 | 0.67371 | 21.7036 | 0 | 0 | 0 | Fail RIM; Pass PCT | [11 empty] | Commercial | Solar Powered Pool Pump | Y | Healthcare | Turnover | 0.96914 | 0.64073 | 1.5126 | 0 | 0 | 0 | Fail TRC; Pass PCT
[12 empty] | Commercial | High Bay Fluorescent (T5) | Y | Assembly | Turnover | 4.3514 | 0.67224 | 6.473 | 0 | 0 | 0 | Fail RIM; Pass PCT | [11 empty] | Commercial | Solar Powered Pool Pump | Y | Hospitals | Turnover | 0.96914 | 0.64073 | 1.5126 | 0 | 0 | 0 | Fail TRC; Pass PCT
[12 empty] | Commercial | High Bay Fluorescent (T5) | Y | College and University | Turnover | 6.6693 | 0.67224 | 9.921 | 0 | 0 | 0 | Fail RIM; Pass PCT | [11 empty] | Commercial | Solar Powered Pool Pump | Y | Institutional | Turnover | 0.96914 | 0.64073 | 1.5126 | 0 | 0 | 0 | Fail TRC; Pass PCT
[12 empty] | Commercial | High Bay Fluorescent (T5) | Y | Grocery | Turnover | 8.3881 | 0.67224 | 12.4778 | 0 | 0 | 0 | Fail RIM; Pass PCT | [11 empty] | Commercial | Solar Powered Pool Pump | Y | Lodging/Hospitality | Turnover | 0.96914 | 0.64073 | 1.5126 | 0 | 0 | 0 | Fail TRC; Pass PCT
[12 empty] | Commercial | High Bay Fluorescent (T5) | Y | Healthcare | Turnover | 7.6074 | 0.67224 | 11.3164 | 0 | 0 | 0 | Fail RIM; Pass PCT | [11 empty] | Commercial | Solar Powered Pool Pump | Y | Miscellaneous | Turnover | 0.96914 | 0.64073 | 1.5126 | 0 | 0 | 0 | Fail TRC; Pass PCT
[12 empty] | Commercial | High Bay Fluorescent (T5) | Y | Hospitals | Turnover | 10.2914 | 0.67224 | 15.3092 | 0 | 0 | 0 | Fail RIM; Pass PCT | [11 empty] | Commercial | Solar Powered Pool Pump | Y | Offices | Turnover | 0.96914 | 0.64073 | 1.5126 | 0 | 0 | 0 | Fail TRC; Pass PCT
[12 empty] | Commercial | High Bay Fluorescent (T5) | Y | Institutional | Turnover | 4.9914 | 0.67224 | 7.425 | 0 | 0 | 0 | Fail RIM; Pass PCT | [11 empty] | Commercial | Solar Powered Pool Pump | Y | Restaurants | Turnover | 0.96914 | 0.64073 | 1.5126 | 0 | 0 | 0 | Fail TRC; Pass PCT
[12 empty] | Commercial | High Bay Fluorescent (T5) | Y | Lodging/Hospitality | Turnover | 5.6798 | 0.67224 | 8.4491 | 0 | 0 | 0 | Fail RIM; Pass PCT | [11 empty] | Commercial | Solar Powered Pool Pump | Y | Retail | Turnover | 0.96914 | 0.64073 | 1.5126 | 0 | 0 | 0 | Fail TRC; Pass PCT
[12 empty] | Commercial | High Bay Fluorescent (T5) | Y | Miscellaneous | Turnover | 6.6693 | 0.67224 | 9.921 | 0 | 0 | 0 | Fail RIM; Pass PCT | [11 empty] | Commercial | Solar Powered Pool Pump | Y | Schools K-12 | Turnover | 0.96914 | 0.64073 | 1.5126 | 0 | 0 | 0 | Fail TRC; Pass PCT
[12 empty] | Commercial | High Bay Fluorescent (T5) | Y | Offices | Turnover | 4.9218 | 0.67224 | 7.3215 | 0 | 0 | 0 | Fail RIM; Pass PCT | [11 empty] | Commercial | Solar Powered Pool Pump | Y | Assembly | New | 0.96914 | 0.64073 | 1.5126 | 0 | 0 | 0 | Fail TRC; Pass PCT
[12 empty] | Commercial | High Bay Fluorescent (T5) | Y | Restaurants | Turnover | 5.0791 | 0.67224 | 7.5555 | 0 | 0 | 0 | Fail RIM; Pass PCT | [11 empty] | Commercial | Solar Powered Pool Pump | Y | College and University | New | 0.96914 | 0.64073 | 1.5126 | 0 | 0 | 0 | Fail TRC; Pass PCT
[12 empty] | Commercial | High Bay Fluorescent (T5) | Y | Retail | Turnover | 7.5408 | 0.67224 | 11.2174 | 0 | 0 | 0 | Fail RIM; Pass PCT | [11 empty] | Commercial | Solar Powered Pool Pump | Y | Grocery | New | 0.96914 | 0.64073 | 1.5126 | 0 | 0 | 0 | Fail TRC; Pass PCT
[12 empty] | Commercial | High Bay Fluorescent (T5) | Y | Schools K-12 | Turnover | 3.5994 | 0.67224 | 5.3544 | 0 | 0 | 0 | Fail RIM; Pass PCT | [11 empty] | Commercial | Solar Powered Pool Pump | Y | Healthcare | New | 0.96914 | 0.64073 | 1.5126 | 0 | 0 | 0 | Fail TRC; Pass PCT
[12 empty] | Commercial | High Bay Fluorescent (T5) | Y | Warehouse | Turnover | 5.7857 | 0.67224 | 8.6066 | 0 | 0 | 0 | Fail RIM; Pass PCT | [11 empty] | Commercial | Solar Powered Pool Pump | Y | Hospitals | New | 0.96914 | 0.64073 | 1.5126 | 0 | 0 | 0 | Fail TRC; Pass PCT
[12 empty] | Commercial | High Bay Fluorescent (T5) | Y | Assembly | New | 4.3514 | 0.67224 | 6.473 | 0 | 0 | 0 | Fail RIM; Pass PCT | [11 empty] | Commercial | Solar Powered Pool Pump | Y | Institutional | New | 0.96914 | 0.64073 | 1.5126 | 0 | 0 | 0 | Fail TRC; Pass PCT
[12 empty] | Commercial | High Bay Fluorescent (T5) | Y | College and University | New | 6.6693 | 0.67224 | 9.921 | 0 | 0 | 0 | Fail RIM; Pass PCT | [11 empty] | Commercial | Solar Powered Pool Pump | Y | Lodging/Hospitality | New | 0.96914 | 0.64073 | 1.5126 | 0 | 0 | 0 | Fail TRC; Pass PCT
[12 empty] | Commercial | High Bay Fluorescent (T5) | Y | Grocery | New | 8.3881 | 0.67224 | 12.4778 | 0 | 0 | 0 | Fail RIM; Pass PCT | [11 empty] | Commercial | Solar Powered Pool Pump | Y | Miscellaneous | New | 0.96914 | 0.64073 | 1.5126 | 0 | 0 | 0 | Fail TRC; Pass PCT
[12 empty] | Commercial | High Bay Fluorescent (T5) | Y | Healthcare | New | 7.6074 | 0.67224 | 11.3164 | 0 | 0 | 0 | Fail RIM; Pass PCT | [11 empty] | Commercial | Solar Powered Pool Pump | Y | Offices | New | 0.96914 | 0.64073 | 1.5126 | 0 | 0 | 0 | Fail TRC; Pass PCT
[12 empty] | Commercial | High Bay Fluorescent (T5) | Y | Hospitals | New | 10.2914 | 0.67224 | 15.3092 | 0 | 0 | 0 | Fail RIM; Pass PCT | [11 empty] | Commercial | Solar Powered Pool Pump | Y | Restaurants | New | 0.96914 | 0.64073 | 1.5126 | 0 | 0 | 0 | Fail TRC; Pass PCT
[12 empty] | Commercial | High Bay Fluorescent (T5) | Y | Institutional | New | 4.9914 | 0.67224 | 7.425 | 0 | 0 | 0 | Fail RIM; Pass PCT | [11 empty] | Commercial | Solar Powered Pool Pump | Y | Retail | New | 0.96914 | 0.64073 | 1.5126 | 0 | 0 | 0 | Fail TRC; Pass PCT
[12 empty] | Commercial | High Bay Fluorescent (T5) | Y | Lodging/Hospitality | New | 5.6798 | 0.67224 | 8.4491 | 0 | 0 | 0 | Fail RIM; Pass PCT | [11 empty] | Commercial | Solar Powered Pool Pump | Y | Schools K-12 | New | 0.96914 | 0.64073 | 1.5126 | 0 | 0 | 0 | Fail TRC; Pass PCT
[12 empty] | Commercial | High Bay Fluorescent (T5) | Y | Miscellaneous | New | 6.6693 | 0.67224 | 9.921 | 0 | 0 | 0 | Fail RIM; Pass PCT | [11 empty] | Commercial | Two Speed Pool Pump | Y | Assembly | Turnover | 4.6516 | 0.64073 | 7.2598 | 0 | 0 | 0 | Pass TRC; Pass PCT; Fail 2-year Threshold
[12 empty] | Commercial | High Bay Fluorescent (T5) | Y | Offices | New | 4.9218 | 0.67224 | 7.3215 | 0 | 0 | 0 | Fail RIM; Pass PCT | [11 empty] | Commercial | Two Speed Pool Pump | Y | College and University | Turnover | 4.6516 | 0.64073 | 7.2598 | 0 | 0 | 0 | Pass TRC; Pass PCT; Fail 2-year Threshold
[12 empty] | Commercial | High Bay Fluorescent (T5) | Y | Restaurants | New | 5.0791 | 0.67224 | 7.5555 | 0 | 0 | 0 | Fail RIM; Pass PCT | [11 empty] | Commercial | Two Speed Pool Pump | Y | Grocery | Turnover | 4.6516 | 0.64073 | 7.2598 | 0 | 0 | 0 | Pass TRC; Pass PCT; Fail 2-year Threshold
[12 empty] | Commercial | High Bay Fluorescent (T5) | Y | Retail | New | 7.5408 | 0.67224 | 11.2174 | 0 | 0 | 0 | Fail RIM; Pass PCT | [11 empty] | Commercial | Two Speed Pool Pump | Y | Healthcare | Turnover | 4.6516 | 0.64073 | 7.2598 | 0 | 0 | 0 | Pass TRC; Pass PCT; Fail 2-year Threshold
[12 empty] | Commercial | High Bay Fluorescent (T5) | Y | Schools K-12 | New | 3.5994 | 0.67224 | 5.3544 | 0 | 0 | 0 | Fail RIM; Pass PCT | [11 empty] | Commercial | Two Speed Pool Pump | Y | Hospitals | Turnover | 4.6516 | 0.64073 | 7.2598 | 0 | 0 | 0 | Pass TRC; Pass PCT; Fail 2-year Threshold
[12 empty] | Commercial | High Bay Fluorescent (T5) | Y | Warehouse | New | 5.7857 | 0.67224 | 8.6066 | 0 | 0 | 0 | Fail RIM; Pass PCT | [11 empty] | Commercial | Two Speed Pool Pump | Y | Institutional | Turnover | 4.6516 | 0.64073 | 7.2598 | 0 | 0 | 0 | Pass TRC; Pass PCT; Fail 2-year Threshold
[12 empty] | Commercial | High Bay LED | Y | Assembly | Turnover | 2.9495 | 0.67224 | 4.3876 | 0 | 0 | 0 | Fail RIM; Pass PCT | [11 empty] | Commercial | Two Speed Pool Pump | Y | Lodging/Hospitality | Turnover | 4.6516 | 0.64073 | 7.2598 | 0 | 0 | 0 | Pass TRC; Pass PCT; Fail 2-year Threshold
[12 empty] | Commercial | High Bay LED | Y | College and University | Turnover | 4.5207 | 0.67224 | 6.7249 | 0 | 0 | 0 | Fail RIM; Pass PCT | [11 empty] | Commercial | Two Speed Pool Pump | Y | Miscellaneous | Turnover | 4.6516 | 0.64073 | 7.2598 | 0 | 0 | 0 | Pass TRC; Pass PCT; Fail 2-year Threshold
[12 empty] | Commercial | High Bay LED | Y | Grocery | Turnover | 5.6858 | 0.67224 | 8.458 | 0 | 0 | 0 | Fail RIM; Pass PCT | [11 empty] | Commercial | Two Speed Pool Pump | Y | Offices | Turnover | 4.6516 | 0.64073 | 7.2598 | 0 | 0 | 0 | Pass TRC; Pass PCT; Fail 2-year Threshold
[12 empty] | Commercial | High Bay LED | Y | Healthcare | Turnover | 5.1566 | 0.67224 | 7.6708 | 0 | 0 | 0 | Fail RIM; Pass PCT | [11 empty] | Commercial | Two Speed Pool Pump | Y | Restaurants | Turnover | 4.6516 | 0.64073 | 7.2598 | 0 | 0 | 0 | Pass TRC; Pass PCT; Fail 2-year Threshold
[12 empty] | Commercial | High Bay LED | Y | Hospitals | Turnover | 6.9759 | 0.67224 | 10.3772 | 0 | 0 | 0 | Fail RIM; Pass PCT | [11 empty] | Commercial | Two Speed Pool Pump | Y | Retail | Turnover | 4.6516 | 0.64073 | 7.2598 | 0 | 0 | 0 | Pass TRC; Pass PCT; Fail 2-year Threshold
[12 empty] | Commercial | High Bay LED | Y | Institutional | Turnover | 3.3834 | 0.67224 | 5.033 | 0 | 0 | 0 | Fail RIM; Pass PCT | [11 empty] | Commercial | Two Speed Pool Pump | Y | Schools K-12 | Turnover | 4.6516 | 0.64073 | 7.2598 | 0 | 0 | 0 | Pass TRC; Pass PCT; Fail 2-year Threshold
[12 empty] | Commercial | High Bay LED | Y | Lodging/Hospitality | Turnover | 3.85 | 0.67224 | 5.7271 | 0 | 0 | 0 | Fail RIM; Pass PCT | [11 empty] | Commercial | Two Speed Pool Pump | Y | Warehouse | Turnover | 4.6516 | 0.64073 | 7.2598 | 0 | 0 | 0 | Pass TRC; Pass PCT; Fail 2-year Threshold
[12 empty] | Commercial | High Bay LED | Y | Miscellaneous | Turnover | 4.5207 | 0.67224 | 6.7249 | 0 | 0 | 0 | Fail RIM; Pass PCT | [11 empty] | Commercial | Two Speed Pool Pump | Y | Assembly | New | 4.6516 | 0.64073 | 7.2598 | 0 | 0 | 0 | Pass TRC; Pass PCT; Fail 2-year Threshold
[12 empty] | Commercial | High Bay LED | Y | Offices | Turnover | 3.3362 | 0.67224 | 4.9628 | 0 | 0 | 0 | Fail RIM; Pass PCT | [11 empty] | Commercial | Two Speed Pool Pump | Y | College and University | New | 4.6516 | 0.64073 | 7.2598 | 0 | 0 | 0 | Pass TRC; Pass PCT; Fail 2-year Threshold
[12 empty] | Commercial | High Bay LED | Y | Restaurants | Turnover | 3.4428 | 0.67224 | 5.1215 | 0 | 0 | 0 | Fail RIM; Pass PCT | [11 empty] | Commercial | Two Speed Pool Pump | Y | Grocery | New | 4.6516 | 0.64073 | 7.2598 | 0 | 0 | 0 | Pass TRC; Pass PCT; Fail 2-year Threshold
[12 empty] | Commercial | High Bay LED | Y | Retail | Turnover | 5.1115 | 0.67224 | 7.6036 | 0 | 0 | 0 | Fail RIM; Pass PCT | [11 empty] | Commercial | Two Speed Pool Pump | Y | Healthcare | New | 4.6516 | 0.64073 | 7.2598 | 0 | 0 | 0 | Pass TRC; Pass PCT; Fail 2-year Threshold
[12 empty] | Commercial | High Bay LED | Y | Schools K-12 | Turnover | 2.4398 | 0.67224 | 3.6294 | 0 | 0 | 0 | Fail RIM; Pass PCT | [11 empty] | Commercial | Two Speed Pool Pump | Y | Hospitals | New | 4.6516 | 0.64073 | 7.2598 | 0 | 0 | 0 | Pass TRC; Pass PCT; Fail 2-year Threshold
[12 empty] | Commercial | High Bay LED | Y | Warehouse | Turnover | 3.9218 | 0.67224 | 5.8339 | 0 | 0 | 0 | Fail RIM; Pass PCT | [11 empty] | Commercial | Two Speed Pool Pump | Y | Institutional | New | 4.6516 | 0.64073 | 7.2598 | 0 | 0 | 0 | Pass TRC; Pass PCT; Fail 2-year Threshold
[12 empty] | Commercial | High Bay LED | Y | Assembly | New | 2.9495 | 0.67224 | 4.3876 | 0 | 0 | 0 | Fail RIM; Pass PCT | [11 empty] | Commercial | Two Speed Pool Pump | Y | Lodging/Hospitality | New | 4.6516 | 0.64073 | 7.2598 | 0 | 0 | 0 | Pass TRC; Pass PCT; Fail 2-year Threshold
[12 empty] | Commercial | High Bay LED | Y | College and University | New | 4.5207 | 0.67224 | 6.7249 | 0 | 0 | 0 | Fail RIM; Pass PCT | [11 empty] | Commercial | Two Speed Pool Pump | Y | Miscellaneous | New | 4.6516 | 0.64073 | 7.2598 | 0 | 0 | 0 | Pass TRC; Pass PCT; Fail 2-year Threshold
[12 empty] | Commercial | High Bay LED | Y | Grocery | New | 5.6858 | 0.67224 | 8.458 | 0 | 0 | 0 | Fail RIM; Pass PCT | [11 empty] | Commercial | Two Speed Pool Pump | Y | Offices | New | 4.6516 | 0.64073 | 7.2598 | 0 | 0 | 0 | Pass TRC; Pass PCT; Fail 2-year Threshold
[12 empty] | Commercial | High Bay LED | Y | Healthcare | New | 5.1566 | 0.67224 | 7.6708 | 0 | 0 | 0 | Fail RIM; Pass PCT | [11 empty] | Commercial | Two Speed Pool Pump | Y | Restaurants | New | 4.6516 | 0.64073 | 7.2598 | 0 | 0 | 0 | Pass TRC; Pass PCT; Fail 2-year Threshold
[12 empty] | Commercial | High Bay LED | Y | Hospitals | New | 6.9759 | 0.67224 | 10.3772 | 0 | 0 | 0 | Fail RIM; Pass PCT | [11 empty] | Commercial | Two Speed Pool Pump | Y | Retail | New | 4.6516 | 0.64073 | 7.2598 | 0 | 0 | 0 | Pass TRC; Pass PCT; Fail 2-year Threshold
[12 empty] | Commercial | High Bay LED | Y | Institutional | New | 3.3834 | 0.67224 | 5.033 | 0 | 0 | 0 | Fail RIM; Pass PCT | [11 empty] | Commercial | Two Speed Pool Pump | Y | Schools K-12 | New | 4.6516 | 0.64073 | 7.2598 | 0 | 0 | 0 | Pass TRC; Pass PCT; Fail 2-year Threshold
[12 empty] | Commercial | High Bay LED | Y | Lodging/Hospitality | New | 3.85 | 0.67224 | 5.7271 | 0 | 0 | 0 | Fail RIM; Pass PCT | [11 empty] | Commercial | Two Speed Pool Pump | Y | Warehouse | New | 4.6516 | 0.64073 | 7.2598 | 0 | 0 | 0 | Pass TRC; Pass PCT; Fail 2-year Threshold
[12 empty] | Commercial | High Bay LED | Y | Miscellaneous | New | 4.5207 | 0.67224 | 6.7249 | 0 | 0 | 0 | Fail RIM; Pass PCT | [11 empty] | Commercial | ENERGY STAR Imaging Equipment | Y | Assembly | Turnover | 0.22787 | 0.58054 | 0.39251 | 0 | 0 | 0 | Fail TRC; Fail PCT
[12 empty] | Commercial | High Bay LED | Y | Offices | New | 3.3362 | 0.67224 | 4.9628 | 0 | 0 | 0 | Fail RIM; Pass PCT | [11 empty] | Commercial | ENERGY STAR Imaging Equipment | Y | College and University | Turnover | 0.22787 | 0.58054 | 0.39251 | 0 | 0 | 0 | Fail TRC; Fail PCT
[12 empty] | Commercial | High Bay LED | Y | Restaurants | New | 3.4428 | 0.67224 | 5.1215 | 0 | 0 | 0 | Fail RIM; Pass PCT | [11 empty] | Commercial | ENERGY STAR Imaging Equipment | Y | Grocery | Turnover | 0.22787 | 0.58054 | 0.39251 | 0 | 0 | 0 | Fail TRC; Fail PCT
[12 empty] | Commercial | High Bay LED | Y | Retail | New | 5.1115 | 0.67224 | 7.6036 | 0 | 0 | 0 | Fail RIM; Pass PCT | [11 empty] | Commercial | ENERGY STAR Imaging Equipment | Y | Healthcare | Turnover | 0.22787 | 0.58054 | 0.39251 | 0 | 0 | 0 | Fail TRC; Fail PCT
[12 empty] | Commercial | High Bay LED | Y | Schools K-12 | New | 2.4398 | 0.67224 | 3.6294 | 0 | 0 | 0 | Fail RIM; Pass PCT | [11 empty] | Commercial | ENERGY STAR Imaging Equipment | Y | Hospitals | Turnover | 0.22787 | 0.58054 | 0.39251 | 0 | 0 | 0 | Fail TRC; Fail PCT
[12 empty] | Commercial | High Bay LED | Y | Warehouse | New | 3.9218 | 0.67224 | 5.8339 | 0 | 0 | 0 | Fail RIM; Pass PCT | [11 empty] | Commercial | ENERGY STAR Imaging Equipment | Y | Institutional | Turnover | 0.22787 | 0.58054 | 0.39251 | 0 | 0 | 0 | Fail TRC; Fail PCT
[12 empty] | Commercial | LED - 14W | Y | Assembly | Turnover | 18.9097 | 0.68562 | 27.5803 | 0 | 0 | 0 | Fail RIM; Pass PCT | [11 empty] | Commercial | ENERGY STAR Imaging Equipment | Y | Lodging/Hospitality | Turnover | 0.22787 | 0.58054 | 0.39251 | 0 | 0 | 0 | Fail TRC; Fail PCT
[12 empty] | Commercial | LED - 14W | Y | College and University | Turnover | 27.695 | 0.66007 | 41.9575 | 0 | 0 | 0 | Fail RIM; Pass PCT | [11 empty] | Commercial | ENERGY STAR Imaging Equipment | Y | Miscellaneous | Turnover | 0.22787 | 0.58054 | 0.39251 | 0 | 0 | 0 | Fail TRC; Fail PCT
[12 empty] | Commercial | LED - 14W | Y | Grocery | Turnover | 38.2564 | 0.71953 | 53.1685 | 0 | 0 | 0 | Fail RIM; Pass PCT | [11 empty] | Commercial | ENERGY STAR Imaging Equipment | Y | Offices | Turnover | 0.22787 | 0.58054 | 0.39251 | 0 | 0 | 0 | Fail TRC; Fail PCT
[12 empty] | Commercial | LED - 14W | Y | Healthcare | Turnover | 33.059 | 0.68562 | 48.2176 | 0 | 0 | 0 | Fail RIM; Pass PCT | [11 empty] | Commercial | ENERGY STAR Imaging Equipment | Y | Restaurants | Turnover | 0.22787 | 0.58054 | 0.39251 | 0 | 0 | 0 | Fail TRC; Fail PCT
[12 empty] | Commercial | LED - 14W | Y | Hospitals | Turnover | 42.7363 | 0.66007 | 64.7448 | 0 | 0 | 0 | Fail RIM; Pass PCT | [11 empty] | Commercial | ENERGY STAR Imaging Equipment | Y | Retail | Turnover | 0.22787 | 0.58054 | 0.39251 | 0 | 0 | 0 | Fail TRC; Fail PCT
[12 empty] | Commercial | LED - 14W | Y | Institutional | Turnover | 21.6909 | 0.68562 | 31.6368 | 0 | 0 | 0 | Fail RIM; Pass PCT | [11 empty] | Commercial | ENERGY STAR Imaging Equipment | Y | Schools K-12 | Turnover | 0.22787 | 0.58054 | 0.39251 | 0 | 0 | 0 | Fail TRC; Fail PCT
[12 empty] | Commercial | LED - 14W | Y | Lodging/Hospitality | Turnover | 25.9045 | 0.71953 | 36.0019 | 0 | 0 | 0 | Fail RIM; Pass PCT | [11 empty] | Commercial | ENERGY STAR Imaging Equipment | Y | Warehouse | Turnover | 0.22787 | 0.58054 | 0.39251 | 0 | 0 | 0 | Fail TRC; Fail PCT
[12 empty] | Commercial | LED - 14W | Y | Miscellaneous | Turnover | 28.9825 | 0.68562 | 42.2719 | 0 | 0 | 0 | Fail RIM; Pass PCT | [11 empty] | Commercial | ENERGY STAR Imaging Equipment | Y | Assembly | New | 0.22787 | 0.58054 | 0.39251 | 0 | 0 | 0 | Fail TRC; Fail PCT
[12 empty] | Commercial | LED - 14W | Y | Offices | Turnover | 21.3884 | 0.68562 | 31.1957 | 0 | 0 | 0 | Fail RIM; Pass PCT | [11 empty] | Commercial | ENERGY STAR Imaging Equipment | Y | College and University | New | 0.22787 | 0.58054 | 0.39251 | 0 | 0 | 0 | Fail TRC; Fail PCT
[12 empty] | Commercial | LED - 14W | Y | Restaurants | Turnover | 23.165 | 0.71953 | 32.1946 | 0 | 0 | 0 | Fail RIM; Pass PCT | [11 empty] | Commercial | ENERGY STAR Imaging Equipment | Y | Grocery | New | 0.22787 | 0.58054 | 0.39251 | 0 | 0 | 0 | Fail TRC; Fail PCT
[12 empty] | Commercial | LED - 14W | Y | Retail | Turnover | 34.3921 | 0.71953 | 47.798 | 0 | 0 | 0 | Fail RIM; Pass PCT | [11 empty] | Commercial | ENERGY STAR Imaging Equipment | Y | Healthcare | New | 0.22787 | 0.58054 | 0.39251 | 0 | 0 | 0 | Fail TRC; Fail PCT
[12 empty] | Commercial | LED - 14W | Y | Schools K-12 | Turnover | 15.6419 | 0.68562 | 22.8142 | 0 | 0 | 0 | Fail RIM; Pass PCT | [11 empty] | Commercial | ENERGY STAR Imaging Equipment | Y | Hospitals | New | 0.22787 | 0.58054 | 0.39251 | 0 | 0 | 0 | Fail TRC; Fail PCT
[12 empty] | Commercial | LED - 14W | Y | Warehouse | Turnover | 25.1428 | 0.68562 | 36.6714 | 0 | 0 | 0 | Fail RIM; Pass PCT | [11 empty] | Commercial | ENERGY STAR Imaging Equipment | Y | Institutional | New | 0.22787 | 0.58054 | 0.39251 | 0 | 0 | 0 | Fail TRC; Fail PCT
[12 empty] | Commercial | LED - 14W | Y | Assembly | New | 18.9097 | 0.68562 | 27.5803 | 0 | 0 | 0 | Fail RIM; Pass PCT | [11 empty] | Commercial | ENERGY STAR Imaging Equipment | Y | Lodging/Hospitality | New | 0.22787 | 0.58054 | 0.39251 | 0 | 0 | 0 | Fail TRC; Fail PCT
[12 empty] | Commercial | LED - 14W | Y | College and University | New | 27.695 | 0.66007 | 41.9575 | 0 | 0 | 0 | Fail RIM; Pass PCT | [11 empty] | Commercial | ENERGY STAR Imaging Equipment | Y | Miscellaneous | New | 0.22787 | 0.58054 | 0.39251 | 0 | 0 | 0 | Fail TRC; Fail PCT
[12 empty] | Commercial | LED - 14W | Y | Grocery | New | 38.2564 | 0.71953 | 53.1685 | 0 | 0 | 0 | Fail RIM; Pass PCT | [11 empty] | Commercial | ENERGY STAR Imaging Equipment | Y | Offices | New | 0.22787 | 0.58054 | 0.39251 | 0 | 0 | 0 | Fail TRC; Fail PCT
[12 empty] | Commercial | LED - 14W | Y | Healthcare | New | 33.059 | 0.68562 | 48.2176 | 0 | 0 | 0 | Fail RIM; Pass PCT | [11 empty] | Commercial | ENERGY STAR Imaging Equipment | Y | Restaurants | New | 0.22787 | 0.58054 | 0.39251 | 0 | 0 | 0 | Fail TRC; Fail PCT
[12 empty] | Commercial | LED - 14W | Y | Hospitals | New | 42.7363 | 0.66007 | 64.7448 | 0 | 0 | 0 | Fail RIM; Pass PCT | [11 empty] | Commercial | ENERGY STAR Imaging Equipment | Y | Retail | New | 0.22787 | 0.58054 | 0.39251 | 0 | 0 | 0 | Fail TRC; Fail PCT
[12 empty] | Commercial | LED - 14W | Y | Institutional | New | 21.6909 | 0.68562 | 31.6368 | 0 | 0 | 0 | Fail RIM; Pass PCT | [11 empty] | Commercial | ENERGY STAR Imaging Equipment | Y | Schools K-12 | New | 0.22787 | 0.58054 | 0.39251 | 0 | 0 | 0 | Fail TRC; Fail PCT
[12 empty] | Commercial | LED - 14W | Y | Lodging/Hospitality | New | 25.9045 | 0.71953 | 36.0019 | 0 | 0 | 0 | Fail RIM; Pass PCT | [11 empty] | Commercial | ENERGY STAR Imaging Equipment | Y | Warehouse | New | 0.22787 | 0.58054 | 0.39251 | 0 | 0 | 0 | Fail TRC; Fail PCT
[12 empty] | Commercial | LED - 14W | Y | Miscellaneous | New | 28.9825 | 0.68562 | 42.2719 | 0 | 0 | 0 | Fail RIM; Pass PCT | [11 empty] | Commercial | Energy Star PCs | Y | Assembly | Turnover | 1.4302 | 0.60062 | 2.3812 | 0 | 0 | 0 | Pass TRC; Pass PCT; Fail 2-year Threshold
[12 empty] | Commercial | LED - 14W | Y | Offices | New | 21.3884 | 0.68562 | 31.1957 | 0 | 0 | 0 | Fail RIM; Pass PCT | [11 empty] | Commercial | Energy Star PCs | Y | College and University | Turnover | 1.3836 | 0.57952 | 2.3876 | 0 | 0 | 0 | Pass TRC; Pass PCT; Fail 2-year Threshold
[12 empty] | Commercial | LED - 14W | Y | Restaurants | New | 23.165 | 0.71953 | 32.1946 | 0 | 0 | 0 | Fail RIM; Pass PCT | [11 empty] | Commercial | Energy Star PCs | Y | Grocery | Turnover | 1.3653 | 0.57336 | 2.3812 | 0 | 0 | 0 | Pass TRC; Pass PCT; Fail 2-year Threshold
[12 empty] | Commercial | LED - 14W | Y | Retail | New | 34.3921 | 0.71953 | 47.798 | 0 | 0 | 0 | Fail RIM; Pass PCT | [11 empty] | Commercial | Energy Star PCs | Y | Healthcare | Turnover | 1.3653 | 0.57336 | 2.3812 | 0 | 0 | 0 | Pass TRC; Pass PCT; Fail 2-year Threshold
[12 empty] | Commercial | LED - 14W | Y | Schools K-12 | New | 15.6419 | 0.68562 | 22.8142 | 0 | 0 | 0 | Fail RIM; Pass PCT | [11 empty] | Commercial | Energy Star PCs | Y | Hospitals | Turnover | 1.3836 | 0.57952 | 2.3876 | 0 | 0 | 0 | Pass TRC; Pass PCT; Fail 2-year Threshold
[12 empty] | Commercial | LED - 14W | Y | Warehouse | New | 25.1428 | 0.68562 | 36.6714 | 0 | 0 | 0 | Fail RIM; Pass PCT | [11 empty] | Commercial | Energy Star PCs | Y | Institutional | Turnover | 1.4302 | 0.60062 | 2.3812 | 0 | 0 | 0 | Pass TRC; Pass PCT; Fail 2-year Threshold
[12 empty] | Commercial | LED Display Lighting (Interior) | Y | Assembly | Turnover | 5.973 | 0.68606 | 8.7062 | 0 | 0 | 0 | Fail RIM; Pass PCT | [11 empty] | Commercial | Energy Star PCs | Y | Lodging/Hospitality | Turnover | 1.3653 | 0.57336 | 2.3812 | 0 | 0 | 0 | Pass TRC; Pass PCT; Fail 2-year Threshold
[12 empty] | Commercial | LED Display Lighting (Interior) | Y | College and University | Turnover | 8.7481 | 0.66059 | 13.243 | 0 | 0 | 0 | Fail RIM; Pass PCT | [11 empty] | Commercial | Energy Star PCs | Y | Miscellaneous | Turnover | 1.4302 | 0.60062 | 2.3812 | 0 | 0 | 0 | Pass TRC; Pass PCT; Fail 2-year Threshold
[12 empty] | Commercial | LED Display Lighting (Interior) | Y | Grocery | Turnover | 12.0272 | 0.71676 | 16.78 | 0 | 0 | 0 | Fail RIM; Pass PCT | [11 empty] | Commercial | Energy Star PCs | Y | Offices | Turnover | 1.3653 | 0.57336 | 2.3812 | 0 | 0 | 0 | Pass TRC; Pass PCT; Fail 2-year Threshold
[12 empty] | Commercial | LED Display Lighting (Interior) | Y | Healthcare | Turnover | 10.4423 | 0.68606 | 15.2207 | 0 | 0 | 0 | Fail RIM; Pass PCT | [11 empty] | Commercial | Energy Star PCs | Y | Restaurants | Turnover | 1.4302 | 0.60062 | 2.3812 | 0 | 0 | 0 | Pass TRC; Pass PCT; Fail 2-year Threshold
[12 empty] | Commercial | LED Display Lighting (Interior) | Y | Hospitals | Turnover | 13.4993 | 0.66059 | 20.4354 | 0 | 0 | 0 | Fail RIM; Pass PCT | [11 empty] | Commercial | Energy Star PCs | Y | Retail | Turnover | 1.3653 | 0.57336 | 2.3812 | 0 | 0 | 0 | Pass TRC; Pass PCT; Fail 2-year Threshold
[12 empty] | Commercial | LED Display Lighting (Interior) | Y | Institutional | Turnover | 6.8515 | 0.68606 | 9.9867 | 0 | 0 | 0 | Fail RIM; Pass PCT | [11 empty] | Commercial | Energy Star PCs | Y | Schools K-12 | Turnover | 1.3653 | 0.57336 | 2.3812 | 0 | 0 | 0 | Pass TRC; Pass PCT; Fail 2-year Threshold
[12 empty] | Commercial | LED Display Lighting (Interior) | Y | Lodging/Hospitality | Turnover | 8.144 | 0.71676 | 11.3622 | 0 | 0 | 0 | Fail RIM; Pass PCT | [11 empty] | Commercial | Energy Star PCs | Y | Warehouse | Turnover | 1.4302 | 0.60062 | 2.3812 | 0 | 0 | 0 | Pass TRC; Pass PCT; Fail 2-year Threshold
[12 empty] | Commercial | LED Display Lighting (Interior) | Y | Miscellaneous | Turnover | 9.1547 | 0.68606 | 13.3438 | 0 | 0 | 0 | Fail RIM; Pass PCT | [11 empty] | Commercial | Energy Star PCs | Y | Assembly | New | 1.4302 | 0.60062 | 2.3812 | 0 | 0 | 0 | Pass TRC; Pass PCT; Fail 2-year Threshold
[12 empty] | Commercial | LED Display Lighting (Interior) | Y | Offices | Turnover | 6.756 | 0.68606 | 9.8474 | 0 | 0 | 0 | Fail RIM; Pass PCT | [11 empty] | Commercial | Energy Star PCs | Y | College and University | New | 1.3836 | 0.57952 | 2.3876 | 0 | 0 | 0 | Pass TRC; Pass PCT; Fail 2-year Threshold
[12 empty] | Commercial | LED Display Lighting (Interior) | Y | Restaurants | Turnover | 7.2827 | 0.71676 | 10.1606 | 0 | 0 | 0 | Fail RIM; Pass PCT | [11 empty] | Commercial | Energy Star PCs | Y | Grocery | New | 1.3653 | 0.57336 | 2.3812 | 0 | 0 | 0 | Pass TRC; Pass PCT; Fail 2-year Threshold
[12 empty] | Commercial | LED Display Lighting (Interior) | Y | Retail | Turnover | 10.8123 | 0.71676 | 15.085 | 0 | 0 | 0 | Fail RIM; Pass PCT | [11 empty] | Commercial | Energy Star PCs | Y | Healthcare | New | 1.3653 | 0.57336 | 2.3812 | 0 | 0 | 0 | Pass TRC; Pass PCT; Fail 2-year Threshold
[12 empty] | Commercial | LED Display Lighting (Interior) | Y | Schools K-12 | Turnover | 4.9408 | 0.68606 | 7.2017 | 0 | 0 | 0 | Fail RIM; Pass PCT | [11 empty] | Commercial | Energy Star PCs | Y | Hospitals | New | 1.3836 | 0.57952 | 2.3876 | 0 | 0 | 0 | Pass TRC; Pass PCT; Fail 2-year Threshold
[12 empty] | Commercial | LED Display Lighting (Interior) | Y | Warehouse | Turnover | 7.9418 | 0.68606 | 11.576 | 0 | 0 | 0 | Fail RIM; Pass PCT | [11 empty] | Commercial | Energy Star PCs | Y | Institutional | New | 1.4302 | 0.60062 | 2.3812 | 0 | 0 | 0 | Pass TRC; Pass PCT; Fail 2-year Threshold
[12 empty] | Commercial | LED Display Lighting (Interior) | Y | Assembly | New | 5.973 | 0.68606 | 8.7062 | 0 | 0 | 0 | Fail RIM; Pass PCT | [11 empty] | Commercial | Energy Star PCs | Y | Lodging/Hospitality | New | 1.3653 | 0.57336 | 2.3812 | 0 | 0 | 0 | Pass TRC; Pass PCT; Fail 2-year Threshold
[12 empty] | Commercial | LED Display Lighting (Interior) | Y | College and University | New | 8.7481 | 0.66059 | 13.243 | 0 | 0 | 0 | Fail RIM; Pass PCT | [11 empty] | Commercial | Energy Star PCs | Y | Miscellaneous | New | 1.4302 | 0.60062 | 2.3812 | 0 | 0 | 0 | Pass TRC; Pass PCT; Fail 2-year Threshold
[12 empty] | Commercial | LED Display Lighting (Interior) | Y | Grocery | New | 12.0272 | 0.71676 | 16.78 | 0 | 0 | 0 | Fail RIM; Pass PCT | [11 empty] | Commercial | Energy Star PCs | Y | Offices | New | 1.3653 | 0.57336 | 2.3812 | 0 | 0 | 0 | Pass TRC; Pass PCT; Fail 2-year Threshold
[12 empty] | Commercial | LED Display Lighting (Interior) | Y | Healthcare | New | 10.4423 | 0.68606 | 15.2207 | 0 | 0 | 0 | Fail RIM; Pass PCT | [11 empty] | Commercial | Energy Star PCs | Y | Restaurants | New | 1.4302 | 0.60062 | 2.3812 | 0 | 0 | 0 | Pass TRC; Pass PCT; Fail 2-year Threshold
[12 empty] | Commercial | LED Display Lighting (Interior) | Y | Hospitals | New | 13.4993 | 0.66059 | 20.4354 | 0 | 0 | 0 | Fail RIM; Pass PCT | [11 empty] | Commercial | Energy Star PCs | Y | Retail | New | 1.3653 | 0.57336 | 2.3812 | 0 | 0 | 0 | Pass TRC; Pass PCT; Fail 2-year Threshold
[12 empty] | Commercial | LED Display Lighting (Interior) | Y | Institutional | New | 6.8515 | 0.68606 | 9.9867 | 0 | 0 | 0 | Fail RIM; Pass PCT | [11 empty] | Commercial | Energy Star PCs | Y | Schools K-12 | New | 1.3653 | 0.57336 | 2.3812 | 0 | 0 | 0 | Pass TRC; Pass PCT; Fail 2-year Threshold
[12 empty] | Commercial | LED Display Lighting (Interior) | Y | Lodging/Hospitality | New | 8.144 | 0.71676 | 11.3622 | 0 | 0 | 0 | Fail RIM; Pass PCT | [11 empty] | Commercial | Energy Star PCs | Y | Warehouse | New | 1.4302 | 0.60062 | 2.3812 | 0 | 0 | 0 | Pass TRC; Pass PCT; Fail 2-year Threshold
[12 empty] | Commercial | LED Display Lighting (Interior) | Y | Miscellaneous | New | 9.1547 | 0.68606 | 13.3438 | 0 | 0 | 0 | Fail RIM; Pass PCT | [11 empty] | Commercial | Energy Star Servers | Y | Assembly | Turnover | 3.6035 | 0.57534 | 6.2633 | 0 | 0 | 0 | Pass TRC; Pass PCT; Fail 2-year Threshold
[12 empty] | Commercial | LED Display Lighting (Interior) | Y | Offices | New | 6.756 | 0.68606 | 9.8474 | 0 | 0 | 0 | Fail RIM; Pass PCT | [11 empty] | Commercial | Energy Star Servers | Y | College and University | Turnover | 3.6035 | 0.57534 | 6.2633 | 0 | 0 | 0 | Pass TRC; Pass PCT; Fail 2-year Threshold
[12 empty] | Commercial | LED Display Lighting (Interior) | Y | Restaurants | New | 7.2827 | 0.71676 | 10.1606 | 0 | 0 | 0 | Fail RIM; Pass PCT | [11 empty] | Commercial | Energy Star Servers | Y | Grocery | Turnover | 3.6035 | 0.57534 | 6.2633 | 0 | 0 | 0 | Pass TRC; Pass PCT; Fail 2-year Threshold
[12 empty] | Commercial | LED Display Lighting (Interior) | Y | Retail | New | 10.8123 | 0.71676 | 15.085 | 0 | 0 | 0 | Fail RIM; Pass PCT | [11 empty] | Commercial | Energy Star Servers | Y | Healthcare | Turnover | 3.6035 | 0.57534 | 6.2633 | 0 | 0 | 0 | Pass TRC; Pass PCT; Fail 2-year Threshold
[12 empty] | Commercial | LED Display Lighting (Interior) | Y | Schools K-12 | New | 4.9408 | 0.68606 | 7.2017 | 0 | 0 | 0 | Fail RIM; Pass PCT | [11 empty] | Commercial | Energy Star Servers | Y | Hospitals | Turnover | 3.6035 | 0.57534 | 6.2633 | 0 | 0 | 0 | Pass TRC; Pass PCT; Fail 2-year Threshold
[12 empty] | Commercial | LED Display Lighting (Interior) | Y | Warehouse | New | 7.9418 | 0.68606 | 11.576 | 0 | 0 | 0 | Fail RIM; Pass PCT | [11 empty] | Commercial | Energy Star Servers | Y | Institutional | Turnover | 3.6035 | 0.57534 | 6.2633 | 0 | 0 | 0 | Pass TRC; Pass PCT; Fail 2-year Threshold
[12 empty] | Commercial | LED Linear - Fixture Replacement | Y | Assembly | Turnover | 9.4396 | 0.6856 | 13.7683 | 0 | 0 | 0 | Fail RIM; Pass PCT | [11 empty] | Commercial | Energy Star Servers | Y | Lodging/Hospitality | Turnover | 3.6035 | 0.57534 | 6.2633 | 0 | 0 | 0 | Pass TRC; Pass PCT; Fail 2-year Threshold
[12 empty] | Commercial | LED Linear - Fixture Replacement | Y | College and University | Turnover | 13.8478 | 0.66111 | 20.9463 | 0 | 0 | 0 | Fail RIM; Pass PCT | [11 empty] | Commercial | Energy Star Servers | Y | Miscellaneous | Turnover | 3.6035 | 0.57534 | 6.2633 | 0 | 0 | 0 | Pass TRC; Pass PCT; Fail 2-year Threshold
[12 empty] | Commercial | LED Linear - Fixture Replacement | Y | Grocery | Turnover | 18.9976 | 0.71573 | 26.5428 | 0 | 0 | 0 | Fail RIM; Pass PCT | [11 empty] | Commercial | Energy Star Servers | Y | Offices | Turnover | 3.6035 | 0.57534 | 6.2633 | 0 | 0 | 0 | Pass TRC; Pass PCT; Fail 2-year Threshold
[12 empty] | Commercial | LED Linear - Fixture Replacement | Y | Healthcare | Turnover | 16.5028 | 0.6856 | 24.0705 | 0 | 0 | 0 | Fail RIM; Pass PCT | [11 empty] | Commercial | Energy Star Servers | Y | Restaurants | Turnover | 3.6035 | 0.57534 | 6.2633 | 0 | 0 | 0 | Pass TRC; Pass PCT; Fail 2-year Threshold
[12 empty] | Commercial | LED Linear - Fixture Replacement | Y | Hospitals | Turnover | 21.3686 | 0.66111 | 32.3222 | 0 | 0 | 0 | Fail RIM; Pass PCT | [11 empty] | Commercial | Energy Star Servers | Y | Retail | Turnover | 3.6035 | 0.57534 | 6.2633 | 0 | 0 | 0 | Pass TRC; Pass PCT; Fail 2-year Threshold
[12 empty] | Commercial | LED Linear - Fixture Replacement | Y | Institutional | Turnover | 10.8279 | 0.6856 | 15.7933 | 0 | 0 | 0 | Fail RIM; Pass PCT | [11 empty] | Commercial | Energy Star Servers | Y | Schools K-12 | Turnover | 3.6035 | 0.57534 | 6.2633 | 0 | 0 | 0 | Pass TRC; Pass PCT; Fail 2-year Threshold
[12 empty] | Commercial | LED Linear - Fixture Replacement | Y | Lodging/Hospitality | Turnover | 12.8638 | 0.71573 | 17.9729 | 0 | 0 | 0 | Fail RIM; Pass PCT | [11 empty] | Commercial | Energy Star Servers | Y | Warehouse | Turnover | 3.6035 | 0.57534 | 6.2633 | 0 | 0 | 0 | Pass TRC; Pass PCT; Fail 2-year Threshold
[12 empty] | Commercial | LED Linear - Fixture Replacement | Y | Miscellaneous | Turnover | 14.4679 | 0.6856 | 21.1024 | 0 | 0 | 0 | Fail RIM; Pass PCT | [11 empty] | Commercial | Energy Star Servers | Y | Assembly | New | 3.6035 | 0.57534 | 6.2633 | 0 | 0 | 0 | Pass TRC; Pass PCT; Fail 2-year Threshold
[12 empty] | Commercial | LED Linear - Fixture Replacement | Y | Offices | Turnover | 10.677 | 0.6856 | 15.5731 | 0 | 0 | 0 | Fail RIM; Pass PCT | [11 empty] | Commercial | Energy Star Servers | Y | College and University | New | 3.6035 | 0.57534 | 6.2633 | 0 | 0 | 0 | Pass TRC; Pass PCT; Fail 2-year Threshold
[12 empty] | Commercial | LED Linear - Fixture Replacement | Y | Restaurants | Turnover | 11.5034 | 0.71573 | 16.0722 | 0 | 0 | 0 | Fail RIM; Pass PCT | [11 empty] | Commercial | Energy Star Servers | Y | Grocery | New | 3.6035 | 0.57534 | 6.2633 | 0 | 0 | 0 | Pass TRC; Pass PCT; Fail 2-year Threshold
[12 empty] | Commercial | LED Linear - Fixture Replacement | Y | Retail | Turnover | 17.0786 | 0.71573 | 23.8618 | 0 | 0 | 0 | Fail RIM; Pass PCT | [11 empty] | Commercial | Energy Star Servers | Y | Healthcare | New | 3.6035 | 0.57534 | 6.2633 | 0 | 0 | 0 | Pass TRC; Pass PCT; Fail 2-year Threshold
[12 empty] | Commercial | LED Linear - Fixture Replacement | Y | Schools K-12 | Turnover | 7.8083 | 0.6856 | 11.389 | 0 | 0 | 0 | Fail RIM; Pass PCT | [11 empty] | Commercial | Energy Star Servers | Y | Hospitals | New | 3.6035 | 0.57534 | 6.2633 | 0 | 0 | 0 | Pass TRC; Pass PCT; Fail 2-year Threshold
[12 empty] | Commercial | LED Linear - Fixture Replacement | Y | Warehouse | Turnover | 12.5511 | 0.6856 | 18.3066 | 0 | 0 | 0 | Fail RIM; Pass PCT | [11 empty] | Commercial | Energy Star Servers | Y | Institutional | New | 3.6035 | 0.57534 | 6.2633 | 0 | 0 | 0 | Pass TRC; Pass PCT; Fail 2-year Threshold
[12 empty] | Commercial | LED Linear - Fixture Replacement | Y | Assembly | New | 9.4396 | 0.6856 | 13.7683 | 0 | 0 | 0 | Fail RIM; Pass PCT | [11 empty] | Commercial | Energy Star Servers | Y | Lodging/Hospitality | New | 3.6035 | 0.57534 | 6.2633 | 0 | 0 | 0 | Pass TRC; Pass PCT; Fail 2-year Threshold
[12 empty] | Commercial | LED Linear - Fixture Replacement | Y | College and University | New | 13.8478 | 0.66111 | 20.9463 | 0 | 0 | 0 | Fail RIM; Pass PCT | [11 empty] | Commercial | Energy Star Servers | Y | Miscellaneous | New | 3.6035 | 0.57534 | 6.2633 | 0 | 0 | 0 | Pass TRC; Pass PCT; Fail 2-year Threshold
[12 empty] | Commercial | LED Linear - Fixture Replacement | Y | Grocery | New | 18.9976 | 0.71573 | 26.5428 | 0 | 0 | 0 | Fail RIM; Pass PCT | [11 empty] | Commercial | Energy Star Servers | Y | Offices | New | 3.6035 | 0.57534 | 6.2633 | 0 | 0 | 0 | Pass TRC; Pass PCT; Fail 2-year Threshold
[12 empty] | Commercial | LED Linear - Fixture Replacement | Y | Healthcare | New | 16.5028 | 0.6856 | 24.0705 | 0 | 0 | 0 | Fail RIM; Pass PCT | [11 empty] | Commercial | Energy Star Servers | Y | Restaurants | New | 3.6035 | 0.57534 | 6.2633 | 0 | 0 | 0 | Pass TRC; Pass PCT; Fail 2-year Threshold
[12 empty] | Commercial | LED Linear - Fixture Replacement | Y | Hospitals | New | 21.3686 | 0.66111 | 32.3222 | 0 | 0 | 0 | Fail RIM; Pass PCT | [11 empty] | Commercial | Energy Star Servers | Y | Retail | New | 3.6035 | 0.57534 | 6.2633 | 0 | 0 | 0 | Pass TRC; Pass PCT; Fail 2-year Threshold
[12 empty] | Commercial | LED Linear - Fixture Replacement | Y | Institutional | New | 10.8279 | 0.6856 | 15.7933 | 0 | 0 | 0 | Fail RIM; Pass PCT | [11 empty] | Commercial | Energy Star Servers | Y | Schools K-12 | New | 3.6035 | 0.57534 | 6.2633 | 0 | 0 | 0 | Pass TRC; Pass PCT; Fail 2-year Threshold
[12 empty] | Commercial | LED Linear - Fixture Replacement | Y | Lodging/Hospitality | New | 12.8638 | 0.71573 | 17.9729 | 0 | 0 | 0 | Fail RIM; Pass PCT | [11 empty] | Commercial | Energy Star Servers | Y | Warehouse | New | 3.6035 | 0.57534 | 6.2633 | 0 | 0 | 0 | Pass TRC; Pass PCT; Fail 2-year Threshold
[12 empty] | Commercial | LED Linear - Fixture Replacement | Y | Miscellaneous | New | 14.4679 | 0.6856 | 21.1024 | 0 | 0 | 0 | Fail RIM; Pass PCT | [11 empty] | Commercial | Server Virtualization | Y | Assembly | Turnover | 0.1991 | 0.56549 | 0.35209 | 0 | 0 | 0 | Fail TRC; Fail PCT
[12 empty] | Commercial | LED Linear - Fixture Replacement | Y | Offices | New | 10.677 | 0.6856 | 15.5731 | 0 | 0 | 0 | Fail RIM; Pass PCT | [11 empty] | Commercial | Server Virtualization | Y | College and University | Turnover | 0.1991 | 0.56549 | 0.35209 | 0 | 0 | 0 | Fail TRC; Fail PCT
[12 empty] | Commercial | LED Linear - Fixture Replacement | Y | Restaurants | New | 11.5034 | 0.71573 | 16.0722 | 0 | 0 | 0 | Fail RIM; Pass PCT | [11 empty] | Commercial | Server Virtualization | Y | Grocery | Turnover | 0.1991 | 0.56549 | 0.35209 | 0 | 0 | 0 | Fail TRC; Fail PCT
[12 empty] | Commercial | LED Linear - Fixture Replacement | Y | Retail | New | 17.0786 | 0.71573 | 23.8618 | 0 | 0 | 0 | Fail RIM; Pass PCT | [11 empty] | Commercial | Server Virtualization | Y | Healthcare | Turnover | 0.1991 | 0.56549 | 0.35209 | 0 | 0 | 0 | Fail TRC; Fail PCT
[12 empty] | Commercial | LED Linear - Fixture Replacement | Y | Schools K-12 | New | 7.8083 | 0.6856 | 11.389 | 0 | 0 | 0 | Fail RIM; Pass PCT | [11 empty] | Commercial | Server Virtualization | Y | Hospitals | Turnover | 0.1991 | 0.56549 | 0.35209 | 0 | 0 | 0 | Fail TRC; Fail PCT
[12 empty] | Commercial | LED Linear - Fixture Replacement | Y | Warehouse | New | 12.5511 | 0.6856 | 18.3066 | 0 | 0 | 0 | Fail RIM; Pass PCT | [11 empty] | Commercial | Server Virtualization | Y | Institutional | Turnover | 0.1991 | 0.56549 | 0.35209 | 0 | 0 | 0 | Fail TRC; Fail PCT
[12 empty] | Commercial | LED Linear - Lamp Replacement | Y | Assembly | Turnover | 7.3998 | 0.6856 | 10.7932 | 0 | 0 | 0 | Fail RIM; Pass PCT | [11 empty] | Commercial | Server Virtualization | Y | Lodging/Hospitality | Turnover | 0.1991 | 0.56549 | 0.35209 | 0 | 0 | 0 | Fail TRC; Fail PCT
[12 empty] | Commercial | LED Linear - Lamp Replacement | Y | College and University | Turnover | 10.8406 | 0.66021 | 16.4198 | 0 | 0 | 0 | Fail RIM; Pass PCT | [11 empty] | Commercial | Server Virtualization | Y | Miscellaneous | Turnover | 0.1991 | 0.56549 | 0.35209 | 0 | 0 | 0 | Fail TRC; Fail PCT
[12 empty] | Commercial | LED Linear - Lamp Replacement | Y | Grocery | Turnover | 14.9557 | 0.71884 | 20.8054 | 0 | 0 | 0 | Fail RIM; Pass PCT | [11 empty] | Commercial | Server Virtualization | Y | Offices | Turnover | 0.1991 | 0.56549 | 0.35209 | 0 | 0 | 0 | Fail TRC; Fail PCT
[12 empty] | Commercial | LED Linear - Lamp Replacement | Y | Healthcare | Turnover | 12.9369 | 0.6856 | 18.8693 | 0 | 0 | 0 | Fail RIM; Pass PCT | [11 empty] | Commercial | Server Virtualization | Y | Restaurants | Turnover | 0.1991 | 0.56549 | 0.35209 | 0 | 0 | 0 | Fail TRC; Fail PCT
[12 empty] | Commercial | LED Linear - Lamp Replacement | Y | Hospitals | Turnover | 16.7281 | 0.66021 | 25.3374 | 0 | 0 | 0 | Fail RIM; Pass PCT | [11 empty] | Commercial | Server Virtualization | Y | Retail | Turnover | 0.1991 | 0.56549 | 0.35209 | 0 | 0 | 0 | Fail TRC; Fail PCT
[12 empty] | Commercial | LED Linear - Lamp Replacement | Y | Institutional | Turnover | 8.4882 | 0.6856 | 12.3806 | 0 | 0 | 0 | Fail RIM; Pass PCT | [11 empty] | Commercial | Server Virtualization | Y | Schools K-12 | Turnover | 0.1991 | 0.56549 | 0.35209 | 0 | 0 | 0 | Fail TRC; Fail PCT
[12 empty] | Commercial | LED Linear - Lamp Replacement | Y | Lodging/Hospitality | Turnover | 10.127 | 0.71884 | 14.0879 | 0 | 0 | 0 | Fail RIM; Pass PCT | [11 empty] | Commercial | Server Virtualization | Y | Warehouse | Turnover | 0.1991 | 0.56549 | 0.35209 | 0 | 0 | 0 | Fail TRC; Fail PCT
[12 empty] | Commercial | LED Linear - Lamp Replacement | Y | Miscellaneous | Turnover | 11.3416 | 0.6856 | 16.5425 | 0 | 0 | 0 | Fail RIM; Pass PCT | [11 empty] | Commercial | Server Virtualization | Y | Assembly | New | 0.1991 | 0.56549 | 0.35209 | 0 | 0 | 0 | Fail TRC; Fail PCT
[12 empty] | Commercial | LED Linear - Lamp Replacement | Y | Offices | Turnover | 8.3699 | 0.6856 | 12.208 | 0 | 0 | 0 | Fail RIM; Pass PCT | [11 empty] | Commercial | Server Virtualization | Y | College and University | New | 0.1991 | 0.56549 | 0.35209 | 0 | 0 | 0 | Fail TRC; Fail PCT
[12 empty] | Commercial | LED Linear - Lamp Replacement | Y | Restaurants | Turnover | 9.056 | 0.71884 | 12.5981 | 0 | 0 | 0 | Fail RIM; Pass PCT | [11 empty] | Commercial | Server Virtualization | Y | Grocery | New | 0.1991 | 0.56549 | 0.35209 | 0 | 0 | 0 | Fail TRC; Fail PCT
[12 empty] | Commercial | LED Linear - Lamp Replacement | Y | Retail | Turnover | 13.4451 | 0.71884 | 18.7038 | 0 | 0 | 0 | Fail RIM; Pass PCT | [11 empty] | Commercial | Server Virtualization | Y | Healthcare | New | 0.1991 | 0.56549 | 0.35209 | 0 | 0 | 0 | Fail TRC; Fail PCT
[12 empty] | Commercial | LED Linear - Lamp Replacement | Y | Schools K-12 | Turnover | 6.1211 | 0.6856 | 8.928 | 0 | 0 | 0 | Fail RIM; Pass PCT | [11 empty] | Commercial | Server Virtualization | Y | Hospitals | New | 0.1991 | 0.56549 | 0.35209 | 0 | 0 | 0 | Fail TRC; Fail PCT
[12 empty] | Commercial | LED Linear - Lamp Replacement | Y | Warehouse | Turnover | 9.839 | 0.6856 | 14.3509 | 0 | 0 | 0 | Fail RIM; Pass PCT | [11 empty] | Commercial | Server Virtualization | Y | Institutional | New | 0.1991 | 0.56549 | 0.35209 | 0 | 0 | 0 | Fail TRC; Fail PCT
[12 empty] | Commercial | LED Linear - Lamp Replacement | Y | Assembly | New | 7.3998 | 0.6856 | 10.7932 | 0 | 0 | 0 | Fail RIM; Pass PCT | [11 empty] | Commercial | Server Virtualization | Y | Lodging/Hospitality | New | 0.1991 | 0.56549 | 0.35209 | 0 | 0 | 0 | Fail TRC; Fail PCT
[12 empty] | Commercial | LED Linear - Lamp Replacement | Y | College and University | New | 10.8406 | 0.66021 | 16.4198 | 0 | 0 | 0 | Fail RIM; Pass PCT | [11 empty] | Commercial | Server Virtualization | Y | Miscellaneous | New | 0.1991 | 0.56549 | 0.35209 | 0 | 0 | 0 | Fail TRC; Fail PCT
[12 empty] | Commercial | LED Linear - Lamp Replacement | Y | Grocery | New | 14.9557 | 0.71884 | 20.8054 | 0 | 0 | 0 | Fail RIM; Pass PCT | [11 empty] | Commercial | Server Virtualization | Y | Offices | New | 0.1991 | 0.56549 | 0.35209 | 0 | 0 | 0 | Fail TRC; Fail PCT
[12 empty] | Commercial | LED Linear - Lamp Replacement | Y | Healthcare | New | 12.9369 | 0.6856 | 18.8693 | 0 | 0 | 0 | Fail RIM; Pass PCT | [11 empty] | Commercial | Server Virtualization | Y | Restaurants | New | 0.1991 | 0.56549 | 0.35209 | 0 | 0 | 0 | Fail TRC; Fail PCT
[12 empty] | Commercial | LED Linear - Lamp Replacement | Y | Hospitals | New | 16.7281 | 0.66021 | 25.3374 | 0 | 0 | 0 | Fail RIM; Pass PCT | [11 empty] | Commercial | Server Virtualization | Y | Retail | New | 0.1991 | 0.56549 | 0.35209 | 0 | 0 | 0 | Fail TRC; Fail PCT
[12 empty] | Commercial | LED Linear - Lamp Replacement | Y | Institutional | New | 8.4882 | 0.6856 | 12.3806 | 0 | 0 | 0 | Fail RIM; Pass PCT | [11 empty] | Commercial | Server Virtualization | Y | Schools K-12 | New | 0.1991 | 0.56549 | 0.35209 | 0 | 0 | 0 | Fail TRC; Fail PCT
[12 empty] | Commercial | LED Linear - Lamp Replacement | Y | Lodging/Hospitality | New | 10.127 | 0.71884 | 14.0879 | 0 | 0 | 0 | Fail RIM; Pass PCT | [11 empty] | Commercial | Server Virtualization | Y | Warehouse | New | 0.1991 | 0.56549 | 0.35209 | 0 | 0 | 0 | Fail TRC; Fail PCT
[12 empty] | Commercial | LED Linear - Lamp Replacement | Y | Miscellaneous | New | 11.3416 | 0.6856 | 16.5425 | 0 | 0 | 0 | Fail RIM; Pass PCT | [11 empty] | Commercial | Energy Star Commercial Glass Door Freezer | Y | Assembly | Turnover | 16.9592 | 0.66871 | 25.361 | 0 | 0 | 0 | Pass TRC; Pass PCT; Fail 2-year Threshold
[12 empty] | Commercial | LED Linear - Lamp Replacement | Y | Offices | New | 8.3699 | 0.6856 | 12.208 | 0 | 0 | 0 | Fail RIM; Pass PCT | [11 empty] | Commercial | Energy Star Commercial Glass Door Freezer | Y | College and University | Turnover | 16.6885 | 0.65862 | 25.3386 | 0 | 0 | 0 | Pass TRC; Pass PCT; Fail 2-year Threshold
[12 empty] | Commercial | LED Linear - Lamp Replacement | Y | Restaurants | New | 9.056 | 0.71884 | 12.5981 | 0 | 0 | 0 | Fail RIM; Pass PCT | [11 empty] | Commercial | Energy Star Commercial Glass Door Freezer | Y | Grocery | Turnover | 16.9592 | 0.66871 | 25.361 | 0 | 0 | 0 | Pass TRC; Pass PCT; Fail 2-year Threshold
[12 empty] | Commercial | LED Linear - Lamp Replacement | Y | Retail | New | 13.4451 | 0.71884 | 18.7038 | 0 | 0 | 0 | Fail RIM; Pass PCT | [11 empty] | Commercial | Energy Star Commercial Glass Door Freezer | Y | Healthcare | Turnover | 16.6885 | 0.65862 | 25.3386 | 0 | 0 | 0 | Pass TRC; Pass PCT; Fail 2-year Threshold
[12 empty] | Commercial | LED Linear - Lamp Replacement | Y | Schools K-12 | New | 6.1211 | 0.6856 | 8.928 | 0 | 0 | 0 | Fail RIM; Pass PCT | [11 empty] | Commercial | Energy Star Commercial Glass Door Freezer | Y | Hospitals | Turnover | 16.6885 | 0.65862 | 25.3386 | 0 | 0 | 0 | Pass TRC; Pass PCT; Fail 2-year Threshold
[12 empty] | Commercial | LED Linear - Lamp Replacement | Y | Warehouse | New | 9.839 | 0.6856 | 14.3509 | 0 | 0 | 0 | Fail RIM; Pass PCT | [11 empty] | Commercial | Energy Star Commercial Glass Door Freezer | Y | Institutional | Turnover | 16.9592 | 0.66871 | 25.361 | 0 | 0 | 0 | Pass TRC; Pass PCT; Fail 2-year Threshold
[12 empty] | Commercial | Premium T8 - Fixture Replacement | Y | Assembly | Turnover | 0.71887 | 0.67178 | 1.0701 | 0 | 0 | 0 | Fail RIM; Pass PCT | [11 empty] | Commercial | Energy Star Commercial Glass Door Freezer | Y | Lodging/Hospitality | Turnover | 16.6885 | 0.65862 | 25.3386 | 0 | 0 | 0 | Pass TRC; Pass PCT; Fail 2-year Threshold
[12 empty] | Commercial | Premium T8 - Fixture Replacement | Y | College and University | Turnover | 1.0989 | 0.67502 | 1.628 | 0 | 0 | 0 | Fail RIM; Pass PCT | [11 empty] | Commercial | Energy Star Commercial Glass Door Freezer | Y | Miscellaneous | Turnover | 16.9592 | 0.66871 | 25.361 | 0 | 0 | 0 | Pass TRC; Pass PCT; Fail 2-year Threshold
[12 empty] | Commercial | Premium T8 - Fixture Replacement | Y | Grocery | Turnover | 1.4821 | 0.71845 | 2.063 | 0 | 0 | 0 | Fail RIM; Pass PCT | [11 empty] | Commercial | Energy Star Commercial Glass Door Freezer | Y | Offices | Turnover | 16.9592 | 0.66871 | 25.361 | 0 | 0 | 0 | Pass TRC; Pass PCT; Fail 2-year Threshold
[12 empty] | Commercial | Premium T8 - Fixture Replacement | Y | Healthcare | Turnover | 1.2568 | 0.67178 | 1.8708 | 0 | 0 | 0 | Fail RIM; Pass PCT | [11 empty] | Commercial | Energy Star Commercial Glass Door Freezer | Y | Restaurants | Turnover | 16.6885 | 0.65862 | 25.3386 | 0 | 0 | 0 | Pass TRC; Pass PCT; Fail 2-year Threshold
[12 empty] | Commercial | Premium T8 - Fixture Replacement | Y | Hospitals | Turnover | 1.6958 | 0.67502 | 2.5121 | 0 | 0 | 0 | Fail RIM; Pass PCT | [11 empty] | Commercial | Energy Star Commercial Glass Door Freezer | Y | Retail | Turnover | 16.9592 | 0.66871 | 25.361 | 0 | 0 | 0 | Pass TRC; Pass PCT; Fail 2-year Threshold
[12 empty] | Commercial | Premium T8 - Fixture Replacement | Y | Institutional | Turnover | 0.8246 | 0.67178 | 1.2275 | 0 | 0 | 0 | Fail RIM; Pass PCT | [11 empty] | Commercial | Energy Star Commercial Glass Door Freezer | Y | Schools K-12 | Turnover | 16.6885 | 0.65862 | 25.3386 | 0 | 0 | 0 | Pass TRC; Pass PCT; Fail 2-year Threshold
[12 empty] | Commercial | Premium T8 - Fixture Replacement | Y | Lodging/Hospitality | Turnover | 1.0036 | 0.71845 | 1.3969 | 0 | 0 | 0 | Fail RIM; Pass PCT | [11 empty] | Commercial | Energy Star Commercial Glass Door Freezer | Y | Warehouse | Turnover | 16.9592 | 0.66871 | 25.361 | 0 | 0 | 0 | Pass TRC; Pass PCT; Fail 2-year Threshold
[12 empty] | Commercial | Premium T8 - Fixture Replacement | Y | Miscellaneous | Turnover | 1.1018 | 0.67178 | 1.6401 | 0 | 0 | 0 | Fail RIM; Pass PCT | [11 empty] | Commercial | Energy Star Commercial Glass Door Freezer | Y | Assembly | New | 16.9592 | 0.66871 | 25.361 | 0 | 0 | 0 | Pass TRC; Pass PCT; Fail 2-year Threshold
[12 empty] | Commercial | Premium T8 - Fixture Replacement | Y | Offices | Turnover | 0.8131 | 0.67178 | 1.2104 | 0 | 0 | 0 | Fail RIM; Pass PCT | [11 empty] | Commercial | Energy Star Commercial Glass Door Freezer | Y | College and University | New | 16.6885 | 0.65862 | 25.3386 | 0 | 0 | 0 | Pass TRC; Pass PCT; Fail 2-year Threshold
[12 empty] | Commercial | Premium T8 - Fixture Replacement | Y | Restaurants | Turnover | 0.89745 | 0.71845 | 1.2492 | 0 | 0 | 0 | Fail RIM; Pass PCT | [11 empty] | Commercial | Energy Star Commercial Glass Door Freezer | Y | Grocery | New | 16.9592 | 0.66871 | 25.361 | 0 | 0 | 0 | Pass TRC; Pass PCT; Fail 2-year Threshold
[12 empty] | Commercial | Premium T8 - Fixture Replacement | Y | Retail | Turnover | 1.3324 | 0.71845 | 1.8546 | 0 | 0 | 0 | Fail RIM; Pass PCT | [11 empty] | Commercial | Energy Star Commercial Glass Door Freezer | Y | Healthcare | New | 16.6885 | 0.65862 | 25.3386 | 0 | 0 | 0 | Pass TRC; Pass PCT; Fail 2-year Threshold
[12 empty] | Commercial | Premium T8 - Fixture Replacement | Y | Schools K-12 | Turnover | 0.59464 | 0.67178 | 0.88517 | 0 | 0 | 0 | Fail RIM; Fail PCT | [11 empty] | Commercial | Energy Star Commercial Glass Door Freezer | Y | Hospitals | New | 16.6885 | 0.65862 | 25.3386 | 0 | 0 | 0 | Pass TRC; Pass PCT; Fail 2-year Threshold
[12 empty] | Commercial | Premium T8 - Fixture Replacement | Y | Warehouse | Turnover | 0.95583 | 0.67178 | 1.4228 | 0 | 0 | 0 | Fail RIM; Pass PCT | [11 empty] | Commercial | Energy Star Commercial Glass Door Freezer | Y | Institutional | New | 16.9592 | 0.66871 | 25.361 | 0 | 0 | 0 | Pass TRC; Pass PCT; Fail 2-year Threshold
[12 empty] | Commercial | Premium T8 - Fixture Replacement | Y | Assembly | New | 0.71887 | 0.67178 | 1.0701 | 0 | 0 | 0 | Fail RIM; Pass PCT | [11 empty] | Commercial | Energy Star Commercial Glass Door Freezer | Y | Lodging/Hospitality | New | 16.6885 | 0.65862 | 25.3386 | 0 | 0 | 0 | Pass TRC; Pass PCT; Fail 2-year Threshold
[12 empty] | Commercial | Premium T8 - Fixture Replacement | Y | College and University | New | 1.0989 | 0.67502 | 1.628 | 0 | 0 | 0 | Fail RIM; Pass PCT | [11 empty] | Commercial | Energy Star Commercial Glass Door Freezer | Y | Miscellaneous | New | 16.9592 | 0.66871 | 25.361 | 0 | 0 | 0 | Pass TRC; Pass PCT; Fail 2-year Threshold
[12 empty] | Commercial | Premium T8 - Fixture Replacement | Y | Grocery | New | 1.4821 | 0.71845 | 2.063 | 0 | 0 | 0 | Fail RIM; Pass PCT | [11 empty] | Commercial | Energy Star Commercial Glass Door Freezer | Y | Offices | New | 16.9592 | 0.66871 | 25.361 | 0 | 0 | 0 | Pass TRC; Pass PCT; Fail 2-year Threshold
[12 empty] | Commercial | Premium T8 - Fixture Replacement | Y | Healthcare | New | 1.2568 | 0.67178 | 1.8708 | 0 | 0 | 0 | Fail RIM; Pass PCT | [11 empty] | Commercial | Energy Star Commercial Glass Door Freezer | Y | Restaurants | New | 16.6885 | 0.65862 | 25.3386 | 0 | 0 | 0 | Pass TRC; Pass PCT; Fail 2-year Threshold
[12 empty] | Commercial | Premium T8 - Fixture Replacement | Y | Hospitals | New | 1.6958 | 0.67502 | 2.5121 | 0 | 0 | 0 | Fail RIM; Pass PCT | [11 empty] | Commercial | Energy Star Commercial Glass Door Freezer | Y | Retail | New | 16.9592 | 0.66871 | 25.361 | 0 | 0 | 0 | Pass TRC; Pass PCT; Fail 2-year Threshold
[12 empty] | Commercial | Premium T8 - Fixture Replacement | Y | Institutional | New | 0.8246 | 0.67178 | 1.2275 | 0 | 0 | 0 | Fail RIM; Pass PCT | [11 empty] | Commercial | Energy Star Commercial Glass Door Freezer | Y | Schools K-12 | New | 16.6885 | 0.65862 | 25.3386 | 0 | 0 | 0 | Pass TRC; Pass PCT; Fail 2-year Threshold
[12 empty] | Commercial | Premium T8 - Fixture Replacement | Y | Lodging/Hospitality | New | 1.0036 | 0.71845 | 1.3969 | 0 | 0 | 0 | Fail RIM; Pass PCT | [11 empty] | Commercial | Energy Star Commercial Glass Door Freezer | Y | Warehouse | New | 16.9592 | 0.66871 | 25.361 | 0 | 0 | 0 | Pass TRC; Pass PCT; Fail 2-year Threshold
[12 empty] | Commercial | Premium T8 - Fixture Replacement | Y | Miscellaneous | New | 1.1018 | 0.67178 | 1.6401 | 0 | 0 | 0 | Fail RIM; Pass PCT | [11 empty] | Commercial | Energy Star Commercial Glass Door Refrigerator | Y | Assembly | Turnover | 3.6086 | 0.66871 | 5.3964 | 0 | 0 | 0 | Pass TRC; Pass PCT; Fail 2-year Threshold
[12 empty] | Commercial | Premium T8 - Fixture Replacement | Y | Offices | New | 0.8131 | 0.67178 | 1.2104 | 0 | 0 | 0 | Fail RIM; Pass PCT | [11 empty] | Commercial | Energy Star Commercial Glass Door Refrigerator | Y | College and University | Turnover | 3.551 | 0.65862 | 5.3917 | 0 | 0 | 0 | Pass TRC; Pass PCT; Fail 2-year Threshold
[12 empty] | Commercial | Premium T8 - Fixture Replacement | Y | Restaurants | New | 0.89745 | 0.71845 | 1.2492 | 0 | 0 | 0 | Fail RIM; Pass PCT | [11 empty] | Commercial | Energy Star Commercial Glass Door Refrigerator | Y | Grocery | Turnover | 3.6086 | 0.66871 | 5.3964 | 0 | 0 | 0 | Pass TRC; Pass PCT; Fail 2-year Threshold
[12 empty] | Commercial | Premium T8 - Fixture Replacement | Y | Retail | New | 1.3324 | 0.71845 | 1.8546 | 0 | 0 | 0 | Fail RIM; Pass PCT | [11 empty] | Commercial | Energy Star Commercial Glass Door Refrigerator | Y | Healthcare | Turnover | 3.551 | 0.65862 | 5.3917 | 0 | 0 | 0 | Pass TRC; Pass PCT; Fail 2-year Threshold
[12 empty] | Commercial | Premium T8 - Fixture Replacement | Y | Schools K-12 | New | 0.59464 | 0.67178 | 0.88517 | 0 | 0 | 0 | Fail RIM; Fail PCT | [11 empty] | Commercial | Energy Star Commercial Glass Door Refrigerator | Y | Hospitals | Turnover | 3.551 | 0.65862 | 5.3917 | 0 | 0 | 0 | Pass TRC; Pass PCT; Fail 2-year Threshold
[12 empty] | Commercial | Premium T8 - Fixture Replacement | Y | Warehouse | New | 0.95583 | 0.67178 | 1.4228 | 0 | 0 | 0 | Fail RIM; Pass PCT | [11 empty] | Commercial | Energy Star Commercial Glass Door Refrigerator | Y | Institutional | Turnover | 3.6086 | 0.66871 | 5.3964 | 0 | 0 | 0 | Pass TRC; Pass PCT; Fail 2-year Threshold
[12 empty] | Commercial | Premium T8 - Lamp Replacement | Y | Assembly | Turnover | 10.8949 | 0.67199 | 16.2128 | 0 | 0 | 0 | Fail RIM; Pass PCT | [11 empty] | Commercial | Energy Star Commercial Glass Door Refrigerator | Y | Lodging/Hospitality | Turnover | 3.551 | 0.65862 | 5.3917 | 0 | 0 | 0 | Pass TRC; Pass PCT; Fail 2-year Threshold
[12 empty] | Commercial | Premium T8 - Lamp Replacement | Y | College and University | Turnover | 16.6289 | 0.67419 | 24.6648 | 0 | 0 | 0 | Fail RIM; Pass PCT | [11 empty] | Commercial | Energy Star Commercial Glass Door Refrigerator | Y | Miscellaneous | Turnover | 3.6086 | 0.66871 | 5.3964 | 0 | 0 | 0 | Pass TRC; Pass PCT; Fail 2-year Threshold
[12 empty] | Commercial | Premium T8 - Lamp Replacement | Y | Grocery | Turnover | 22.6239 | 0.72391 | 31.2525 | 0 | 0 | 0 | Fail RIM; Pass PCT | [11 empty] | Commercial | Energy Star Commercial Glass Door Refrigerator | Y | Offices | Turnover | 3.6086 | 0.66871 | 5.3964 | 0 | 0 | 0 | Pass TRC; Pass PCT; Fail 2-year Threshold
[12 empty] | Commercial | Premium T8 - Lamp Replacement | Y | Healthcare | Turnover | 19.0472 | 0.67199 | 28.3442 | 0 | 0 | 0 | Fail RIM; Pass PCT | [11 empty] | Commercial | Energy Star Commercial Glass Door Refrigerator | Y | Restaurants | Turnover | 3.551 | 0.65862 | 5.3917 | 0 | 0 | 0 | Pass TRC; Pass PCT; Fail 2-year Threshold
[12 empty] | Commercial | Premium T8 - Lamp Replacement | Y | Hospitals | Turnover | 25.66 | 0.67419 | 38.0603 | 0 | 0 | 0 | Fail RIM; Pass PCT | [11 empty] | Commercial | Energy Star Commercial Glass Door Refrigerator | Y | Retail | Turnover | 3.6086 | 0.66871 | 5.3964 | 0 | 0 | 0 | Pass TRC; Pass PCT; Fail 2-year Threshold
[12 empty] | Commercial | Premium T8 - Lamp Replacement | Y | Institutional | Turnover | 12.4973 | 0.67199 | 18.5974 | 0 | 0 | 0 | Fail RIM; Pass PCT | [11 empty] | Commercial | Energy Star Commercial Glass Door Refrigerator | Y | Schools K-12 | Turnover | 3.551 | 0.65862 | 5.3917 | 0 | 0 | 0 | Pass TRC; Pass PCT; Fail 2-year Threshold
[12 empty] | Commercial | Premium T8 - Lamp Replacement | Y | Lodging/Hospitality | Turnover | 15.3193 | 0.72391 | 21.162 | 0 | 0 | 0 | Fail RIM; Pass PCT | [11 empty] | Commercial | Energy Star Commercial Glass Door Refrigerator | Y | Warehouse | Turnover | 3.6086 | 0.66871 | 5.3964 | 0 | 0 | 0 | Pass TRC; Pass PCT; Fail 2-year Threshold
[12 empty] | Commercial | Premium T8 - Lamp Replacement | Y | Miscellaneous | Turnover | 16.6985 | 0.67199 | 24.8491 | 0 | 0 | 0 | Fail RIM; Pass PCT | [11 empty] | Commercial | Energy Star Commercial Glass Door Refrigerator | Y | Assembly | New | 3.6086 | 0.66871 | 5.3964 | 0 | 0 | 0 | Pass TRC; Pass PCT; Fail 2-year Threshold
[12 empty] | Commercial | Premium T8 - Lamp Replacement | Y | Offices | Turnover | 12.3231 | 0.67199 | 18.3381 | 0 | 0 | 0 | Fail RIM; Pass PCT | [11 empty] | Commercial | Energy Star Commercial Glass Door Refrigerator | Y | College and University | New | 3.551 | 0.65862 | 5.3917 | 0 | 0 | 0 | Pass TRC; Pass PCT; Fail 2-year Threshold
[12 empty] | Commercial | Premium T8 - Lamp Replacement | Y | Restaurants | Turnover | 13.6992 | 0.72391 | 18.924 | 0 | 0 | 0 | Fail RIM; Pass PCT | [11 empty] | Commercial | Energy Star Commercial Glass Door Refrigerator | Y | Grocery | New | 3.6086 | 0.66871 | 5.3964 | 0 | 0 | 0 | Pass TRC; Pass PCT; Fail 2-year Threshold
[12 empty] | Commercial | Premium T8 - Lamp Replacement | Y | Retail | Turnover | 20.3387 | 0.72391 | 28.0957 | 0 | 0 | 0 | Fail RIM; Pass PCT | [11 empty] | Commercial | Energy Star Commercial Glass Door Refrigerator | Y | Healthcare | New | 3.551 | 0.65862 | 5.3917 | 0 | 0 | 0 | Pass TRC; Pass PCT; Fail 2-year Threshold
[12 empty] | Commercial | Premium T8 - Lamp Replacement | Y | Schools K-12 | Turnover | 9.0122 | 0.67199 | 13.4111 | 0 | 0 | 0 | Fail RIM; Pass PCT | [11 empty] | Commercial | Energy Star Commercial Glass Door Refrigerator | Y | Hospitals | New | 3.551 | 0.65862 | 5.3917 | 0 | 0 | 0 | Pass TRC; Pass PCT; Fail 2-year Threshold
[12 empty] | Commercial | Premium T8 - Lamp Replacement | Y | Warehouse | Turnover | 14.4861 | 0.67199 | 21.557 | 0 | 0 | 0 | Fail RIM; Pass PCT | [11 empty] | Commercial | Energy Star Commercial Glass Door Refrigerator | Y | Institutional | New | 3.6086 | 0.66871 | 5.3964 | 0 | 0 | 0 | Pass TRC; Pass PCT; Fail 2-year Threshold
[12 empty] | Commercial | Premium T8 - Lamp Replacement | Y | Assembly | New | 10.8949 | 0.67199 | 16.2128 | 0 | 0 | 0 | Fail RIM; Pass PCT | [11 empty] | Commercial | Energy Star Commercial Glass Door Refrigerator | Y | Lodging/Hospitality | New | 3.551 | 0.65862 | 5.3917 | 0 | 0 | 0 | Pass TRC; Pass PCT; Fail 2-year Threshold
[12 empty] | Commercial | Premium T8 - Lamp Replacement | Y | College and University | New | 16.6289 | 0.67419 | 24.6648 | 0 | 0 | 0 | Fail RIM; Pass PCT | [11 empty] | Commercial | Energy Star Commercial Glass Door Refrigerator | Y | Miscellaneous | New | 3.6086 | 0.66871 | 5.3964 | 0 | 0 | 0 | Pass TRC; Pass PCT; Fail 2-year Threshold
[12 empty] | Commercial | Premium T8 - Lamp Replacement | Y | Grocery | New | 22.6239 | 0.72391 | 31.2525 | 0 | 0 | 0 | Fail RIM; Pass PCT | [11 empty] | Commercial | Energy Star Commercial Glass Door Refrigerator | Y | Offices | New | 3.6086 | 0.66871 | 5.3964 | 0 | 0 | 0 | Pass TRC; Pass PCT; Fail 2-year Threshold
[12 empty] | Commercial | Premium T8 - Lamp Replacement | Y | Healthcare | New | 19.0472 | 0.67199 | 28.3442 | 0 | 0 | 0 | Fail RIM; Pass PCT | [11 empty] | Commercial | Energy Star Commercial Glass Door Refrigerator | Y | Restaurants | New | 3.551 | 0.65862 | 5.3917 | 0 | 0 | 0 | Pass TRC; Pass PCT; Fail 2-year Threshold
[12 empty] | Commercial | Premium T8 - Lamp Replacement | Y | Hospitals | New | 25.66 | 0.67419 | 38.0603 | 0 | 0 | 0 | Fail RIM; Pass PCT | [11 empty] | Commercial | Energy Star Commercial Glass Door Refrigerator | Y | Retail | New | 3.6086 | 0.66871 | 5.3964 | 0 | 0 | 0 | Pass TRC; Pass PCT; Fail 2-year Threshold
[12 empty] | Commercial | Premium T8 - Lamp Replacement | Y | Institutional | New | 12.4973 | 0.67199 | 18.5974 | 0 | 0 | 0 | Fail RIM; Pass PCT | [11 empty] | Commercial | Energy Star Commercial Glass Door Refrigerator | Y | Schools K-12 | New | 3.551 | 0.65862 | 5.3917 | 0 | 0 | 0 | Pass TRC; Pass PCT; Fail 2-year Threshold
[12 empty] | Commercial | Premium T8 - Lamp Replacement | Y | Lodging/Hospitality | New | 15.3193 | 0.72391 | 21.162 | 0 | 0 | 0 | Fail RIM; Pass PCT | [11 empty] | Commercial | Energy Star Commercial Glass Door Refrigerator | Y | Warehouse | New | 3.6086 | 0.66871 | 5.3964 | 0 | 0 | 0 | Pass TRC; Pass PCT; Fail 2-year Threshold
[12 empty] | Commercial | Premium T8 - Lamp Replacement | Y | Miscellaneous | New | 16.6985 | 0.67199 | 24.8491 | 0 | 0 | 0 | Fail RIM; Pass PCT | [11 empty] | Commercial | Energy Star Commercial Solid Door Freezer | Y | Assembly | Turnover | 9.6855 | 0.66176 | 14.6361 | 0 | 0 | 0 | Pass TRC; Pass PCT; Fail 2-year Threshold
[12 empty] | Commercial | Premium T8 - Lamp Replacement | Y | Offices | New | 12.3231 | 0.67199 | 18.3381 | 0 | 0 | 0 | Fail RIM; Pass PCT | [11 empty] | Commercial | Energy Star Commercial Solid Door Freezer | Y | College and University | Turnover | 9.6293 | 0.65862 | 14.6205 | 0 | 0 | 0 | Pass TRC; Pass PCT; Fail 2-year Threshold
[12 empty] | Commercial | Premium T8 - Lamp Replacement | Y | Restaurants | New | 13.6992 | 0.72391 | 18.924 | 0 | 0 | 0 | Fail RIM; Pass PCT | [11 empty] | Commercial | Energy Star Commercial Solid Door Freezer | Y | Grocery | Turnover | 9.6855 | 0.66176 | 14.6361 | 0 | 0 | 0 | Pass TRC; Pass PCT; Fail 2-year Threshold
[12 empty] | Commercial | Premium T8 - Lamp Replacement | Y | Retail | New | 20.3387 | 0.72391 | 28.0957 | 0 | 0 | 0 | Fail RIM; Pass PCT | [11 empty] | Commercial | Energy Star Commercial Solid Door Freezer | Y | Healthcare | Turnover | 9.6293 | 0.65862 | 14.6205 | 0 | 0 | 0 | Pass TRC; Pass PCT; Fail 2-year Threshold
[12 empty] | Commercial | Premium T8 - Lamp Replacement | Y | Schools K-12 | New | 9.0122 | 0.67199 | 13.4111 | 0 | 0 | 0 | Fail RIM; Pass PCT | [11 empty] | Commercial | Energy Star Commercial Solid Door Freezer | Y | Hospitals | Turnover | 9.6293 | 0.65862 | 14.6205 | 0 | 0 | 0 | Pass TRC; Pass PCT; Fail 2-year Threshold
[12 empty] | Commercial | Premium T8 - Lamp Replacement | Y | Warehouse | New | 14.4861 | 0.67199 | 21.557 | 0 | 0 | 0 | Fail RIM; Pass PCT | [11 empty] | Commercial | Energy Star Commercial Solid Door Freezer | Y | Institutional | Turnover | 9.6855 | 0.66176 | 14.6361 | 0 | 0 | 0 | Pass TRC; Pass PCT; Fail 2-year Threshold
[12 empty] | Commercial | Efficient Battery Charger | Y | Assembly | Turnover | 1.3369 | 0.74999 | 1.7826 | 0 | 0 | 0 | Fail RIM; Pass PCT | [11 empty] | Commercial | Energy Star Commercial Solid Door Freezer | Y | Lodging/Hospitality | Turnover | 9.6293 | 0.65862 | 14.6205 | 0 | 0 | 0 | Pass TRC; Pass PCT; Fail 2-year Threshold
[12 empty] | Commercial | Efficient Battery Charger | Y | College and University | Turnover | 1.3369 | 0.74999 | 1.7826 | 0 | 0 | 0 | Fail RIM; Pass PCT | [11 empty] | Commercial | Energy Star Commercial Solid Door Freezer | Y | Miscellaneous | Turnover | 9.6855 | 0.66176 | 14.6361 | 0 | 0 | 0 | Pass TRC; Pass PCT; Fail 2-year Threshold
[12 empty] | Commercial | Efficient Battery Charger | Y | Grocery | Turnover | 1.3369 | 0.74999 | 1.7826 | 0 | 0 | 0 | Fail RIM; Pass PCT | [11 empty] | Commercial | Energy Star Commercial Solid Door Freezer | Y | Offices | Turnover | 9.6855 | 0.66176 | 14.6361 | 0 | 0 | 0 | Pass TRC; Pass PCT; Fail 2-year Threshold
[12 empty] | Commercial | Efficient Battery Charger | Y | Healthcare | Turnover | 1.3369 | 0.74999 | 1.7826 | 0 | 0 | 0 | Fail RIM; Pass PCT | [11 empty] | Commercial | Energy Star Commercial Solid Door Freezer | Y | Restaurants | Turnover | 9.6293 | 0.65862 | 14.6205 | 0 | 0 | 0 | Pass TRC; Pass PCT; Fail 2-year Threshold
[12 empty] | Commercial | Efficient Battery Charger | Y | Hospitals | Turnover | 1.3369 | 0.74999 | 1.7826 | 0 | 0 | 0 | Fail RIM; Pass PCT | [11 empty] | Commercial | Energy Star Commercial Solid Door Freezer | Y | Retail | Turnover | 9.6855 | 0.66176 | 14.6361 | 0 | 0 | 0 | Pass TRC; Pass PCT; Fail 2-year Threshold
[12 empty] | Commercial | Efficient Battery Charger | Y | Institutional | Turnover | 1.3369 | 0.74999 | 1.7826 | 0 | 0 | 0 | Fail RIM; Pass PCT | [11 empty] | Commercial | Energy Star Commercial Solid Door Freezer | Y | Schools K-12 | Turnover | 9.6293 | 0.65862 | 14.6205 | 0 | 0 | 0 | Pass TRC; Pass PCT; Fail 2-year Threshold
[12 empty] | Commercial | Efficient Battery Charger | Y | Lodging/Hospitality | Turnover | 1.3369 | 0.74999 | 1.7826 | 0 | 0 | 0 | Fail RIM; Pass PCT | [11 empty] | Commercial | Energy Star Commercial Solid Door Freezer | Y | Warehouse | Turnover | 9.6855 | 0.66176 | 14.6361 | 0 | 0 | 0 | Pass TRC; Pass PCT; Fail 2-year Threshold
[12 empty] | Commercial | Efficient Battery Charger | Y | Miscellaneous | Turnover | 1.3369 | 0.74999 | 1.7826 | 0 | 0 | 0 | Fail RIM; Pass PCT | [11 empty] | Commercial | Energy Star Commercial Solid Door Freezer | Y | Assembly | New | 9.6855 | 0.66176 | 14.6361 | 0 | 0 | 0 | Pass TRC; Pass PCT; Fail 2-year Threshold
[12 empty] | Commercial | Efficient Battery Charger | Y | Offices | Turnover | 1.3369 | 0.74999 | 1.7826 | 0 | 0 | 0 | Fail RIM; Pass PCT | [11 empty] | Commercial | Energy Star Commercial Solid Door Freezer | Y | College and University | New | 9.6293 | 0.65862 | 14.6205 | 0 | 0 | 0 | Pass TRC; Pass PCT; Fail 2-year Threshold
[12 empty] | Commercial | Efficient Battery Charger | Y | Restaurants | Turnover | 1.3369 | 0.74999 | 1.7826 | 0 | 0 | 0 | Fail RIM; Pass PCT | [11 empty] | Commercial | Energy Star Commercial Solid Door Freezer | Y | Grocery | New | 9.6855 | 0.66176 | 14.6361 | 0 | 0 | 0 | Pass TRC; Pass PCT; Fail 2-year Threshold
[12 empty] | Commercial | Efficient Battery Charger | Y | Retail | Turnover | 1.3369 | 0.74999 | 1.7826 | 0 | 0 | 0 | Fail RIM; Pass PCT | [11 empty] | Commercial | Energy Star Commercial Solid Door Freezer | Y | Healthcare | New | 9.6293 | 0.65862 | 14.6205 | 0 | 0 | 0 | Pass TRC; Pass PCT; Fail 2-year Threshold
[12 empty] | Commercial | Efficient Battery Charger | Y | Schools K-12 | Turnover | 1.3369 | 0.74999 | 1.7826 | 0 | 0 | 0 | Fail RIM; Pass PCT | [11 empty] | Commercial | Energy Star Commercial Solid Door Freezer | Y | Hospitals | New | 9.6293 | 0.65862 | 14.6205 | 0 | 0 | 0 | Pass TRC; Pass PCT; Fail 2-year Threshold
[12 empty] | Commercial | Efficient Battery Charger | Y | Warehouse | Turnover | 1.3369 | 0.74999 | 1.7826 | 0 | 0 | 0 | Fail RIM; Pass PCT | [11 empty] | Commercial | Energy Star Commercial Solid Door Freezer | Y | Institutional | New | 9.6855 | 0.66176 | 14.6361 | 0 | 0 | 0 | Pass TRC; Pass PCT; Fail 2-year Threshold
[12 empty] | Commercial | Efficient Battery Charger | Y | Assembly | New | 1.3369 | 0.74999 | 1.7826 | 0 | 0 | 0 | Fail RIM; Pass PCT | [11 empty] | Commercial | Energy Star Commercial Solid Door Freezer | Y | Lodging/Hospitality | New | 9.6293 | 0.65862 | 14.6205 | 0 | 0 | 0 | Pass TRC; Pass PCT; Fail 2-year Threshold
[12 empty] | Commercial | Efficient Battery Charger | Y | College and University | New | 1.3369 | 0.74999 | 1.7826 | 0 | 0 | 0 | Fail RIM; Pass PCT | [11 empty] | Commercial | Energy Star Commercial Solid Door Freezer | Y | Miscellaneous | New | 9.6855 | 0.66176 | 14.6361 | 0 | 0 | 0 | Pass TRC; Pass PCT; Fail 2-year Threshold
[12 empty] | Commercial | Efficient Battery Charger | Y | Grocery | New | 1.3369 | 0.74999 | 1.7826 | 0 | 0 | 0 | Fail RIM; Pass PCT | [11 empty] | Commercial | Energy Star Commercial Solid Door Freezer | Y | Offices | New | 9.6855 | 0.66176 | 14.6361 | 0 | 0 | 0 | Pass TRC; Pass PCT; Fail 2-year Threshold
[12 empty] | Commercial | Efficient Battery Charger | Y | Healthcare | New | 1.3369 | 0.74999 | 1.7826 | 0 | 0 | 0 | Fail RIM; Pass PCT | [11 empty] | Commercial | Energy Star Commercial Solid Door Freezer | Y | Restaurants | New | 9.6293 | 0.65862 | 14.6205 | 0 | 0 | 0 | Pass TRC; Pass PCT; Fail 2-year Threshold
[12 empty] | Commercial | Efficient Battery Charger | Y | Hospitals | New | 1.3369 | 0.74999 | 1.7826 | 0 | 0 | 0 | Fail RIM; Pass PCT | [11 empty] | Commercial | Energy Star Commercial Solid Door Freezer | Y | Retail | New | 9.6855 | 0.66176 | 14.6361 | 0 | 0 | 0 | Pass TRC; Pass PCT; Fail 2-year Threshold
[12 empty] | Commercial | Efficient Battery Charger | Y | Institutional | New | 1.3369 | 0.74999 | 1.7826 | 0 | 0 | 0 | Fail RIM; Pass PCT | [11 empty] | Commercial | Energy Star Commercial Solid Door Freezer | Y | Schools K-12 | New | 9.6293 | 0.65862 | 14.6205 | 0 | 0 | 0 | Pass TRC; Pass PCT; Fail 2-year Threshold
[12 empty] | Commercial | Efficient Battery Charger | Y | Lodging/Hospitality | New | 1.3369 | 0.74999 | 1.7826 | 0 | 0 | 0 | Fail RIM; Pass PCT | [11 empty] | Commercial | Energy Star Commercial Solid Door Freezer | Y | Warehouse | New | 9.6855 | 0.66176 | 14.6361 | 0 | 0 | 0 | Pass TRC; Pass PCT; Fail 2-year Threshold
[12 empty] | Commercial | Efficient Battery Charger | Y | Miscellaneous | New | 1.3369 | 0.74999 | 1.7826 | 0 | 0 | 0 | Fail RIM; Pass PCT | [11 empty] | Commercial | Energy Star Commercial Solid Door Refrigerator | Y | Assembly | Turnover | 3.2895 | 0.66176 | 4.9708 | 0 | 0 | 0 | Pass TRC; Pass PCT; Fail 2-year Threshold
[12 empty] | Commercial | Efficient Battery Charger | Y | Offices | New | 1.3369 | 0.74999 | 1.7826 | 0 | 0 | 0 | Fail RIM; Pass PCT | [11 empty] | Commercial | Energy Star Commercial Solid Door Refrigerator | Y | College and University | Turnover | 3.2704 | 0.65862 | 4.9655 | 0 | 0 | 0 | Pass TRC; Pass PCT; Fail 2-year Threshold
[12 empty] | Commercial | Efficient Battery Charger | Y | Restaurants | New | 1.3369 | 0.74999 | 1.7826 | 0 | 0 | 0 | Fail RIM; Pass PCT | [11 empty] | Commercial | Energy Star Commercial Solid Door Refrigerator | Y | Grocery | Turnover | 3.2895 | 0.66176 | 4.9708 | 0 | 0 | 0 | Pass TRC; Pass PCT; Fail 2-year Threshold
[12 empty] | Commercial | Efficient Battery Charger | Y | Retail | New | 1.3369 | 0.74999 | 1.7826 | 0 | 0 | 0 | Fail RIM; Pass PCT | [11 empty] | Commercial | Energy Star Commercial Solid Door Refrigerator | Y | Healthcare | Turnover | 3.2704 | 0.65862 | 4.9655 | 0 | 0 | 0 | Pass TRC; Pass PCT; Fail 2-year Threshold
[12 empty] | Commercial | Efficient Battery Charger | Y | Schools K-12 | New | 1.3369 | 0.74999 | 1.7826 | 0 | 0 | 0 | Fail RIM; Pass PCT | [11 empty] | Commercial | Energy Star Commercial Solid Door Refrigerator | Y | Hospitals | Turnover | 3.2704 | 0.65862 | 4.9655 | 0 | 0 | 0 | Pass TRC; Pass PCT; Fail 2-year Threshold
[12 empty] | Commercial | Efficient Battery Charger | Y | Warehouse | New | 1.3369 | 0.74999 | 1.7826 | 0 | 0 | 0 | Fail RIM; Pass PCT | [11 empty] | Commercial | Energy Star Commercial Solid Door Refrigerator | Y | Institutional | Turnover | 3.2895 | 0.66176 | 4.9708 | 0 | 0 | 0 | Pass TRC; Pass PCT; Fail 2-year Threshold
[12 empty] | Commercial | ENERGY STAR Commercial Clothes Washer | Y | Assembly | Turnover | 0.77629 | 0.64636 | 1.201 | 0 | 0 | 0 | Fail RIM; Pass PCT | [11 empty] | Commercial | Energy Star Commercial Solid Door Refrigerator | Y | Lodging/Hospitality | Turnover | 3.2704 | 0.65862 | 4.9655 | 0 | 0 | 0 | Pass TRC; Pass PCT; Fail 2-year Threshold
[12 empty] | Commercial | ENERGY STAR Commercial Clothes Washer | Y | College and University | Turnover | 0.80732 | 0.66849 | 1.2077 | 0 | 0 | 0 | Fail RIM; Pass PCT | [11 empty] | Commercial | Energy Star Commercial Solid Door Refrigerator | Y | Miscellaneous | Turnover | 3.2895 | 0.66176 | 4.9708 | 0 | 0 | 0 | Pass TRC; Pass PCT; Fail 2-year Threshold
[12 empty] | Commercial | ENERGY STAR Commercial Clothes Washer | Y | Grocery | Turnover | 0.79624 | 0.65982 | 1.2067 | 0 | 0 | 0 | Fail RIM; Pass PCT | [11 empty] | Commercial | Energy Star Commercial Solid Door Refrigerator | Y | Offices | Turnover | 3.2895 | 0.66176 | 4.9708 | 0 | 0 | 0 | Pass TRC; Pass PCT; Fail 2-year Threshold
[12 empty] | Commercial | ENERGY STAR Commercial Clothes Washer | Y | Healthcare | Turnover | 0.79624 | 0.65982 | 1.2067 | 0 | 0 | 0 | Fail RIM; Pass PCT | [11 empty] | Commercial | Energy Star Commercial Solid Door Refrigerator | Y | Restaurants | Turnover | 3.2704 | 0.65862 | 4.9655 | 0 | 0 | 0 | Pass TRC; Pass PCT; Fail 2-year Threshold
[12 empty] | Commercial | ENERGY STAR Commercial Clothes Washer | Y | Hospitals | Turnover | 0.80732 | 0.66849 | 1.2077 | 0 | 0 | 0 | Fail RIM; Pass PCT | [11 empty] | Commercial | Energy Star Commercial Solid Door Refrigerator | Y | Retail | Turnover | 3.2895 | 0.66176 | 4.9708 | 0 | 0 | 0 | Pass TRC; Pass PCT; Fail 2-year Threshold
[12 empty] | Commercial | ENERGY STAR Commercial Clothes Washer | Y | Institutional | Turnover | 0.77629 | 0.64636 | 1.201 | 0 | 0 | 0 | Fail RIM; Pass PCT | [11 empty] | Commercial | Energy Star Commercial Solid Door Refrigerator | Y | Schools K-12 | Turnover | 3.2704 | 0.65862 | 4.9655 | 0 | 0 | 0 | Pass TRC; Pass PCT; Fail 2-year Threshold
[12 empty] | Commercial | ENERGY STAR Commercial Clothes Washer | Y | Lodging/Hospitality | Turnover | 0.80732 | 0.66849 | 1.2077 | 0 | 0 | 0 | Fail RIM; Pass PCT | [11 empty] | Commercial | Energy Star Commercial Solid Door Refrigerator | Y | Warehouse | Turnover | 3.2895 | 0.66176 | 4.9708 | 0 | 0 | 0 | Pass TRC; Pass PCT; Fail 2-year Threshold
[12 empty] | Commercial | ENERGY STAR Commercial Clothes Washer | Y | Miscellaneous | Turnover | 0.77629 | 0.64636 | 1.201 | 0 | 0 | 0 | Fail RIM; Pass PCT | [11 empty] | Commercial | Energy Star Commercial Solid Door Refrigerator | Y | Assembly | New | 3.2895 | 0.66176 | 4.9708 | 0 | 0 | 0 | Pass TRC; Pass PCT; Fail 2-year Threshold
[12 empty] | Commercial | ENERGY STAR Commercial Clothes Washer | Y | Offices | Turnover | 0.79624 | 0.65982 | 1.2067 | 0 | 0 | 0 | Fail RIM; Pass PCT | [11 empty] | Commercial | Energy Star Commercial Solid Door Refrigerator | Y | College and University | New | 3.2704 | 0.65862 | 4.9655 | 0 | 0 | 0 | Pass TRC; Pass PCT; Fail 2-year Threshold
[12 empty] | Commercial | ENERGY STAR Commercial Clothes Washer | Y | Restaurants | Turnover | 0.77629 | 0.64636 | 1.201 | 0 | 0 | 0 | Fail RIM; Pass PCT | [11 empty] | Commercial | Energy Star Commercial Solid Door Refrigerator | Y | Grocery | New | 3.2895 | 0.66176 | 4.9708 | 0 | 0 | 0 | Pass TRC; Pass PCT; Fail 2-year Threshold
[12 empty] | Commercial | ENERGY STAR Commercial Clothes Washer | Y | Retail | Turnover | 0.79624 | 0.65982 | 1.2067 | 0 | 0 | 0 | Fail RIM; Pass PCT | [11 empty] | Commercial | Energy Star Commercial Solid Door Refrigerator | Y | Healthcare | New | 3.2704 | 0.65862 | 4.9655 | 0 | 0 | 0 | Pass TRC; Pass PCT; Fail 2-year Threshold
[12 empty] | Commercial | ENERGY STAR Commercial Clothes Washer | Y | Schools K-12 | Turnover | 0.80732 | 0.66849 | 1.2077 | 0 | 0 | 0 | Fail RIM; Pass PCT | [11 empty] | Commercial | Energy Star Commercial Solid Door Refrigerator | Y | Hospitals | New | 3.2704 | 0.65862 | 4.9655 | 0 | 0 | 0 | Pass TRC; Pass PCT; Fail 2-year Threshold
[12 empty] | Commercial | ENERGY STAR Commercial Clothes Washer | Y | Warehouse | Turnover | 0.77629 | 0.64636 | 1.201 | 0 | 0 | 0 | Fail RIM; Pass PCT | [11 empty] | Commercial | Energy Star Commercial Solid Door Refrigerator | Y | Institutional | New | 3.2895 | 0.66176 | 4.9708 | 0 | 0 | 0 | Pass TRC; Pass PCT; Fail 2-year Threshold
[12 empty] | Commercial | ENERGY STAR Commercial Clothes Washer | Y | Assembly | New | 0.77629 | 0.64636 | 1.201 | 0 | 0 | 0 | Fail RIM; Pass PCT | [11 empty] | Commercial | Energy Star Commercial Solid Door Refrigerator | Y | Lodging/Hospitality | New | 3.2704 | 0.65862 | 4.9655 | 0 | 0 | 0 | Pass TRC; Pass PCT; Fail 2-year Threshold
[12 empty] | Commercial | ENERGY STAR Commercial Clothes Washer | Y | College and University | New | 0.80732 | 0.66849 | 1.2077 | 0 | 0 | 0 | Fail RIM; Pass PCT | [11 empty] | Commercial | Energy Star Commercial Solid Door Refrigerator | Y | Miscellaneous | New | 3.2895 | 0.66176 | 4.9708 | 0 | 0 | 0 | Pass TRC; Pass PCT; Fail 2-year Threshold
[12 empty] | Commercial | ENERGY STAR Commercial Clothes Washer | Y | Grocery | New | 0.79624 | 0.65982 | 1.2067 | 0 | 0 | 0 | Fail RIM; Pass PCT | [11 empty] | Commercial | Energy Star Commercial Solid Door Refrigerator | Y | Offices | New | 3.2895 | 0.66176 | 4.9708 | 0 | 0 | 0 | Pass TRC; Pass PCT; Fail 2-year Threshold
[12 empty] | Commercial | ENERGY STAR Commercial Clothes Washer | Y | Healthcare | New | 0.79624 | 0.65982 | 1.2067 | 0 | 0 | 0 | Fail RIM; Pass PCT | [11 empty] | Commercial | Energy Star Commercial Solid Door Refrigerator | Y | Restaurants | New | 3.2704 | 0.65862 | 4.9655 | 0 | 0 | 0 | Pass TRC; Pass PCT; Fail 2-year Threshold
[12 empty] | Commercial | ENERGY STAR Commercial Clothes Washer | Y | Hospitals | New | 0.80732 | 0.66849 | 1.2077 | 0 | 0 | 0 | Fail RIM; Pass PCT | [11 empty] | Commercial | Energy Star Commercial Solid Door Refrigerator | Y | Retail | New | 3.2895 | 0.66176 | 4.9708 | 0 | 0 | 0 | Pass TRC; Pass PCT; Fail 2-year Threshold
[12 empty] | Commercial | ENERGY STAR Commercial Clothes Washer | Y | Institutional | New | 0.77629 | 0.64636 | 1.201 | 0 | 0 | 0 | Fail RIM; Pass PCT | [11 empty] | Commercial | Energy Star Commercial Solid Door Refrigerator | Y | Schools K-12 | New | 3.2704 | 0.65862 | 4.9655 | 0 | 0 | 0 | Pass TRC; Pass PCT; Fail 2-year Threshold
[12 empty] | Commercial | ENERGY STAR Commercial Clothes Washer | Y | Lodging/Hospitality | New | 0.80732 | 0.66849 | 1.2077 | 0 | 0 | 0 | Fail RIM; Pass PCT | [11 empty] | Commercial | Energy Star Commercial Solid Door Refrigerator | Y | Warehouse | New | 3.2895 | 0.66176 | 4.9708 | 0 | 0 | 0 | Pass TRC; Pass PCT; Fail 2-year Threshold
[12 empty] | Commercial | ENERGY STAR Commercial Clothes Washer | Y | Miscellaneous | New | 0.77629 | 0.64636 | 1.201 | 0 | 0 | 0 | Fail RIM; Pass PCT | [11 empty] | Commercial | Energy Star Ice Maker | Y | Assembly | Turnover | 0.43742 | 0.65286 | 0.67 | 0 | 0 | 0 | Fail TRC; Fail PCT
[12 empty] | Commercial | ENERGY STAR Commercial Clothes Washer | Y | Offices | New | 0.79624 | 0.65982 | 1.2067 | 0 | 0 | 0 | Fail RIM; Pass PCT | [11 empty] | Commercial | Energy Star Ice Maker | Y | College and University | Turnover | 0.45114 | 0.67426 | 0.66909 | 0 | 0 | 0 | Fail TRC; Fail PCT
[12 empty] | Commercial | ENERGY STAR Commercial Clothes Washer | Y | Restaurants | New | 0.77629 | 0.64636 | 1.201 | 0 | 0 | 0 | Fail RIM; Pass PCT | [11 empty] | Commercial | Energy Star Ice Maker | Y | Grocery | Turnover | 0.43742 | 0.65286 | 0.67 | 0 | 0 | 0 | Fail TRC; Fail PCT
[12 empty] | Commercial | ENERGY STAR Commercial Clothes Washer | Y | Retail | New | 0.79624 | 0.65982 | 1.2067 | 0 | 0 | 0 | Fail RIM; Pass PCT | [11 empty] | Commercial | Energy Star Ice Maker | Y | Healthcare | Turnover | 0.45114 | 0.67426 | 0.66909 | 0 | 0 | 0 | Fail TRC; Fail PCT
[12 empty] | Commercial | ENERGY STAR Commercial Clothes Washer | Y | Schools K-12 | New | 0.80732 | 0.66849 | 1.2077 | 0 | 0 | 0 | Fail RIM; Pass PCT | [11 empty] | Commercial | Energy Star Ice Maker | Y | Hospitals | Turnover | 0.45114 | 0.67426 | 0.66909 | 0 | 0 | 0 | Fail TRC; Fail PCT
[12 empty] | Commercial | ENERGY STAR Commercial Clothes Washer | Y | Warehouse | New | 0.77629 | 0.64636 | 1.201 | 0 | 0 | 0 | Fail RIM; Pass PCT | [11 empty] | Commercial | Energy Star Ice Maker | Y | Institutional | Turnover | 0.43742 | 0.65286 | 0.67 | 0 | 0 | 0 | Fail TRC; Fail PCT
[12 empty] | Commercial | ENERGY STAR Water Cooler | Y | Assembly | Turnover | 3.705 | 0.6866 | 5.3961 | 0 | 0 | 0 | Fail RIM; Pass PCT | [11 empty] | Commercial | Energy Star Ice Maker | Y | Lodging/Hospitality | Turnover | 0.45114 | 0.67426 | 0.66909 | 0 | 0 | 0 | Fail TRC; Fail PCT
[12 empty] | Commercial | ENERGY STAR Water Cooler | Y | College and University | Turnover | 3.705 | 0.6866 | 5.3961 | 0 | 0 | 0 | Fail RIM; Pass PCT | [11 empty] | Commercial | Energy Star Ice Maker | Y | Miscellaneous | Turnover | 0.43742 | 0.65286 | 0.67 | 0 | 0 | 0 | Fail TRC; Fail PCT
[12 empty] | Commercial | ENERGY STAR Water Cooler | Y | Grocery | Turnover | 3.705 | 0.6866 | 5.3961 | 0 | 0 | 0 | Fail RIM; Pass PCT | [11 empty] | Commercial | Energy Star Ice Maker | Y | Offices | Turnover | 0.43742 | 0.65286 | 0.67 | 0 | 0 | 0 | Fail TRC; Fail PCT
[12 empty] | Commercial | ENERGY STAR Water Cooler | Y | Healthcare | Turnover | 3.705 | 0.6866 | 5.3961 | 0 | 0 | 0 | Fail RIM; Pass PCT | [11 empty] | Commercial | Energy Star Ice Maker | Y | Restaurants | Turnover | 0.45114 | 0.67426 | 0.66909 | 0 | 0 | 0 | Fail TRC; Fail PCT
[12 empty] | Commercial | ENERGY STAR Water Cooler | Y | Hospitals | Turnover | 3.705 | 0.6866 | 5.3961 | 0 | 0 | 0 | Fail RIM; Pass PCT | [11 empty] | Commercial | Energy Star Ice Maker | Y | Retail | Turnover | 0.43742 | 0.65286 | 0.67 | 0 | 0 | 0 | Fail TRC; Fail PCT
[12 empty] | Commercial | ENERGY STAR Water Cooler | Y | Institutional | Turnover | 3.705 | 0.6866 | 5.3961 | 0 | 0 | 0 | Fail RIM; Pass PCT | [11 empty] | Commercial | Energy Star Ice Maker | Y | Schools K-12 | Turnover | 0.45114 | 0.67426 | 0.66909 | 0 | 0 | 0 | Fail TRC; Fail PCT
[12 empty] | Commercial | ENERGY STAR Water Cooler | Y | Lodging/Hospitality | Turnover | 3.705 | 0.6866 | 5.3961 | 0 | 0 | 0 | Fail RIM; Pass PCT | [11 empty] | Commercial | Energy Star Ice Maker | Y | Warehouse | Turnover | 0.43742 | 0.65286 | 0.67 | 0 | 0 | 0 | Fail TRC; Fail PCT
[12 empty] | Commercial | ENERGY STAR Water Cooler | Y | Miscellaneous | Turnover | 3.705 | 0.6866 | 5.3961 | 0 | 0 | 0 | Fail RIM; Pass PCT | [11 empty] | Commercial | Energy Star Ice Maker | Y | Assembly | New | 0.43742 | 0.65286 | 0.67 | 0 | 0 | 0 | Fail TRC; Fail PCT
[12 empty] | Commercial | ENERGY STAR Water Cooler | Y | Offices | Turnover | 3.705 | 0.6866 | 5.3961 | 0 | 0 | 0 | Fail RIM; Pass PCT | [11 empty] | Commercial | Energy Star Ice Maker | Y | College and University | New | 0.45114 | 0.67426 | 0.66909 | 0 | 0 | 0 | Fail TRC; Fail PCT
[12 empty] | Commercial | ENERGY STAR Water Cooler | Y | Restaurants | Turnover | 3.705 | 0.6866 | 5.3961 | 0 | 0 | 0 | Fail RIM; Pass PCT | [11 empty] | Commercial | Energy Star Ice Maker | Y | Grocery | New | 0.43742 | 0.65286 | 0.67 | 0 | 0 | 0 | Fail TRC; Fail PCT
[12 empty] | Commercial | ENERGY STAR Water Cooler | Y | Retail | Turnover | 3.705 | 0.6866 | 5.3961 | 0 | 0 | 0 | Fail RIM; Pass PCT | [11 empty] | Commercial | Energy Star Ice Maker | Y | Healthcare | New | 0.45114 | 0.67426 | 0.66909 | 0 | 0 | 0 | Fail TRC; Fail PCT
[12 empty] | Commercial | ENERGY STAR Water Cooler | Y | Schools K-12 | Turnover | 3.705 | 0.6866 | 5.3961 | 0 | 0 | 0 | Fail RIM; Pass PCT | [11 empty] | Commercial | Energy Star Ice Maker | Y | Hospitals | New | 0.45114 | 0.67426 | 0.66909 | 0 | 0 | 0 | Fail TRC; Fail PCT
[12 empty] | Commercial | ENERGY STAR Water Cooler | Y | Warehouse | Turnover | 3.705 | 0.6866 | 5.3961 | 0 | 0 | 0 | Fail RIM; Pass PCT | [11 empty] | Commercial | Energy Star Ice Maker | Y | Institutional | New | 0.43742 | 0.65286 | 0.67 | 0 | 0 | 0 | Fail TRC; Fail PCT
[12 empty] | Commercial | ENERGY STAR Water Cooler | Y | Assembly | New | 3.705 | 0.6866 | 5.3961 | 0 | 0 | 0 | Fail RIM; Pass PCT | [11 empty] | Commercial | Energy Star Ice Maker | Y | Lodging/Hospitality | New | 0.45114 | 0.67426 | 0.66909 | 0 | 0 | 0 | Fail TRC; Fail PCT
[12 empty] | Commercial | ENERGY STAR Water Cooler | Y | College and University | New | 3.705 | 0.6866 | 5.3961 | 0 | 0 | 0 | Fail RIM; Pass PCT | [11 empty] | Commercial | Energy Star Ice Maker | Y | Miscellaneous | New | 0.43742 | 0.65286 | 0.67 | 0 | 0 | 0 | Fail TRC; Fail PCT
[12 empty] | Commercial | ENERGY STAR Water Cooler | Y | Grocery | New | 3.705 | 0.6866 | 5.3961 | 0 | 0 | 0 | Fail RIM; Pass PCT | [11 empty] | Commercial | Energy Star Ice Maker | Y | Offices | New | 0.43742 | 0.65286 | 0.67 | 0 | 0 | 0 | Fail TRC; Fail PCT
[12 empty] | Commercial | ENERGY STAR Water Cooler | Y | Healthcare | New | 3.705 | 0.6866 | 5.3961 | 0 | 0 | 0 | Fail RIM; Pass PCT | [11 empty] | Commercial | Energy Star Ice Maker | Y | Restaurants | New | 0.45114 | 0.67426 | 0.66909 | 0 | 0 | 0 | Fail TRC; Fail PCT
[12 empty] | Commercial | ENERGY STAR Water Cooler | Y | Hospitals | New | 3.705 | 0.6866 | 5.3961 | 0 | 0 | 0 | Fail RIM; Pass PCT | [11 empty] | Commercial | Energy Star Ice Maker | Y | Retail | New | 0.43742 | 0.65286 | 0.67 | 0 | 0 | 0 | Fail TRC; Fail PCT
[12 empty] | Commercial | ENERGY STAR Water Cooler | Y | Institutional | New | 3.705 | 0.6866 | 5.3961 | 0 | 0 | 0 | Fail RIM; Pass PCT | [11 empty] | Commercial | Energy Star Ice Maker | Y | Schools K-12 | New | 0.45114 | 0.67426 | 0.66909 | 0 | 0 | 0 | Fail TRC; Fail PCT
[12 empty] | Commercial | ENERGY STAR Water Cooler | Y | Lodging/Hospitality | New | 3.705 | 0.6866 | 5.3961 | 0 | 0 | 0 | Fail RIM; Pass PCT | [11 empty] | Commercial | Energy Star Ice Maker | Y | Warehouse | New | 0.43742 | 0.65286 | 0.67 | 0 | 0 | 0 | Fail TRC; Fail PCT
[12 empty] | Commercial | ENERGY STAR Water Cooler | Y | Miscellaneous | New | 3.705 | 0.6866 | 5.3961 | 0 | 0 | 0 | Fail RIM; Pass PCT | [11 empty] | Commercial | Energy Star Refrigerator | Y | Assembly | Turnover | 0.69119 | 0.65917 | 1.0486 | 0 | 0 | 0 | Fail TRC; Pass PCT
[12 empty] | Commercial | ENERGY STAR Water Cooler | Y | Offices | New | 3.705 | 0.6866 | 5.3961 | 0 | 0 | 0 | Fail RIM; Pass PCT | [11 empty] | Commercial | Energy Star Refrigerator | Y | College and University | Turnover | 0.69119 | 0.65917 | 1.0486 | 0 | 0 | 0 | Fail TRC; Pass PCT
[12 empty] | Commercial | ENERGY STAR Water Cooler | Y | Restaurants | New | 3.705 | 0.6866 | 5.3961 | 0 | 0 | 0 | Fail RIM; Pass PCT | [11 empty] | Commercial | Energy Star Refrigerator | Y | Grocery | Turnover | 0.69119 | 0.65917 | 1.0486 | 0 | 0 | 0 | Fail TRC; Pass PCT
[12 empty] | Commercial | ENERGY STAR Water Cooler | Y | Retail | New | 3.705 | 0.6866 | 5.3961 | 0 | 0 | 0 | Fail RIM; Pass PCT | [11 empty] | Commercial | Energy Star Refrigerator | Y | Healthcare | Turnover | 0.69119 | 0.65917 | 1.0486 | 0 | 0 | 0 | Fail TRC; Pass PCT
[12 empty] | Commercial | ENERGY STAR Water Cooler | Y | Schools K-12 | New | 3.705 | 0.6866 | 5.3961 | 0 | 0 | 0 | Fail RIM; Pass PCT | [11 empty] | Commercial | Energy Star Refrigerator | Y | Hospitals | Turnover | 0.69119 | 0.65917 | 1.0486 | 0 | 0 | 0 | Fail TRC; Pass PCT
[12 empty] | Commercial | ENERGY STAR Water Cooler | Y | Warehouse | New | 3.705 | 0.6866 | 5.3961 | 0 | 0 | 0 | Fail RIM; Pass PCT | [11 empty] | Commercial | Energy Star Refrigerator | Y | Institutional | Turnover | 0.69119 | 0.65917 | 1.0486 | 0 | 0 | 0 | Fail TRC; Pass PCT
[12 empty] | Commercial | Heat Pump Pool Heater | Y | Assembly | Turnover | 8.6437 | 0.74887 | 11.5424 | 0 | 0 | 0 | Fail RIM; Pass PCT | [11 empty] | Commercial | Energy Star Refrigerator | Y | Lodging/Hospitality | Turnover | 0.69119 | 0.65917 | 1.0486 | 0 | 0 | 0 | Fail TRC; Pass PCT
[12 empty] | Commercial | Heat Pump Pool Heater | Y | College and University | Turnover | 8.6437 | 0.74887 | 11.5424 | 0 | 0 | 0 | Fail RIM; Pass PCT | [11 empty] | Commercial | Energy Star Refrigerator | Y | Miscellaneous | Turnover | 0.69119 | 0.65917 | 1.0486 | 0 | 0 | 0 | Fail TRC; Pass PCT
[12 empty] | Commercial | Heat Pump Pool Heater | Y | Grocery | Turnover | 8.6437 | 0.74887 | 11.5424 | 0 | 0 | 0 | Fail RIM; Pass PCT | [11 empty] | Commercial | Energy Star Refrigerator | Y | Offices | Turnover | 0.69119 | 0.65917 | 1.0486 | 0 | 0 | 0 | Fail TRC; Pass PCT
[12 empty] | Commercial | Heat Pump Pool Heater | Y | Healthcare | Turnover | 8.6437 | 0.74887 | 11.5424 | 0 | 0 | 0 | Fail RIM; Pass PCT | [11 empty] | Commercial | Energy Star Refrigerator | Y | Restaurants | Turnover | 0.69119 | 0.65917 | 1.0486 | 0 | 0 | 0 | Fail TRC; Pass PCT
[12 empty] | Commercial | Heat Pump Pool Heater | Y | Hospitals | Turnover | 8.6437 | 0.74887 | 11.5424 | 0 | 0 | 0 | Fail RIM; Pass PCT | [11 empty] | Commercial | Energy Star Refrigerator | Y | Retail | Turnover | 0.69119 | 0.65917 | 1.0486 | 0 | 0 | 0 | Fail TRC; Pass PCT
[12 empty] | Commercial | Heat Pump Pool Heater | Y | Institutional | Turnover | 8.6437 | 0.74887 | 11.5424 | 0 | 0 | 0 | Fail RIM; Pass PCT | [11 empty] | Commercial | Energy Star Refrigerator | Y | Schools K-12 | Turnover | 0.69119 | 0.65917 | 1.0486 | 0 | 0 | 0 | Fail TRC; Pass PCT
[12 empty] | Commercial | Heat Pump Pool Heater | Y | Lodging/Hospitality | Turnover | 8.6437 | 0.74887 | 11.5424 | 0 | 0 | 0 | Fail RIM; Pass PCT | [11 empty] | Commercial | Energy Star Refrigerator | Y | Warehouse | Turnover | 0.69119 | 0.65917 | 1.0486 | 0 | 0 | 0 | Fail TRC; Pass PCT
[12 empty] | Commercial | Heat Pump Pool Heater | Y | Miscellaneous | Turnover | 8.6437 | 0.74887 | 11.5424 | 0 | 0 | 0 | Fail RIM; Pass PCT | [11 empty] | Commercial | Energy Star Refrigerator | Y | Assembly | New | 0.69119 | 0.65917 | 1.0486 | 0 | 0 | 0 | Fail TRC; Pass PCT
[12 empty] | Commercial | Heat Pump Pool Heater | Y | Offices | Turnover | 8.6437 | 0.74887 | 11.5424 | 0 | 0 | 0 | Fail RIM; Pass PCT | [11 empty] | Commercial | Energy Star Refrigerator | Y | College and University | New | 0.69119 | 0.65917 | 1.0486 | 0 | 0 | 0 | Fail TRC; Pass PCT
[12 empty] | Commercial | Heat Pump Pool Heater | Y | Restaurants | Turnover | 8.6437 | 0.74887 | 11.5424 | 0 | 0 | 0 | Fail RIM; Pass PCT | [11 empty] | Commercial | Energy Star Refrigerator | Y | Grocery | New | 0.69119 | 0.65917 | 1.0486 | 0 | 0 | 0 | Fail TRC; Pass PCT
[12 empty] | Commercial | Heat Pump Pool Heater | Y | Retail | Turnover | 8.6437 | 0.74887 | 11.5424 | 0 | 0 | 0 | Fail RIM; Pass PCT | [11 empty] | Commercial | Energy Star Refrigerator | Y | Healthcare | New | 0.69119 | 0.65917 | 1.0486 | 0 | 0 | 0 | Fail TRC; Pass PCT
[12 empty] | Commercial | Heat Pump Pool Heater | Y | Schools K-12 | Turnover | 8.6437 | 0.74887 | 11.5424 | 0 | 0 | 0 | Fail RIM; Pass PCT | [11 empty] | Commercial | Energy Star Refrigerator | Y | Hospitals | New | 0.69119 | 0.65917 | 1.0486 | 0 | 0 | 0 | Fail TRC; Pass PCT
[12 empty] | Commercial | Heat Pump Pool Heater | Y | Warehouse | Turnover | 8.6437 | 0.74887 | 11.5424 | 0 | 0 | 0 | Fail RIM; Pass PCT | [11 empty] | Commercial | Energy Star Refrigerator | Y | Institutional | New | 0.69119 | 0.65917 | 1.0486 | 0 | 0 | 0 | Fail TRC; Pass PCT
[12 empty] | Commercial | Heat Pump Pool Heater | Y | Assembly | New | 8.6437 | 0.74887 | 11.5424 | 0 | 0 | 0 | Fail RIM; Pass PCT | [11 empty] | Commercial | Energy Star Refrigerator | Y | Lodging/Hospitality | New | 0.69119 | 0.65917 | 1.0486 | 0 | 0 | 0 | Fail TRC; Pass PCT
[12 empty] | Commercial | Heat Pump Pool Heater | Y | College and University | New | 8.6437 | 0.74887 | 11.5424 | 0 | 0 | 0 | Fail RIM; Pass PCT | [11 empty] | Commercial | Energy Star Refrigerator | Y | Miscellaneous | New | 0.69119 | 0.65917 | 1.0486 | 0 | 0 | 0 | Fail TRC; Pass PCT
[12 empty] | Commercial | Heat Pump Pool Heater | Y | Grocery | New | 8.6437 | 0.74887 | 11.5424 | 0 | 0 | 0 | Fail RIM; Pass PCT | [11 empty] | Commercial | Energy Star Refrigerator | Y | Offices | New | 0.69119 | 0.65917 | 1.0486 | 0 | 0 | 0 | Fail TRC; Pass PCT
[12 empty] | Commercial | Heat Pump Pool Heater | Y | Healthcare | New | 8.6437 | 0.74887 | 11.5424 | 0 | 0 | 0 | Fail RIM; Pass PCT | [11 empty] | Commercial | Energy Star Refrigerator | Y | Restaurants | New | 0.69119 | 0.65917 | 1.0486 | 0 | 0 | 0 | Fail TRC; Pass PCT
[12 empty] | Commercial | Heat Pump Pool Heater | Y | Hospitals | New | 8.6437 | 0.74887 | 11.5424 | 0 | 0 | 0 | Fail RIM; Pass PCT | [11 empty] | Commercial | Energy Star Refrigerator | Y | Retail | New | 0.69119 | 0.65917 | 1.0486 | 0 | 0 | 0 | Fail TRC; Pass PCT
[12 empty] | Commercial | Heat Pump Pool Heater | Y | Institutional | New | 8.6437 | 0.74887 | 11.5424 | 0 | 0 | 0 | Fail RIM; Pass PCT | [11 empty] | Commercial | Energy Star Refrigerator | Y | Schools K-12 | New | 0.69119 | 0.65917 | 1.0486 | 0 | 0 | 0 | Fail TRC; Pass PCT
[12 empty] | Commercial | Heat Pump Pool Heater | Y | Lodging/Hospitality | New | 8.6437 | 0.74887 | 11.5424 | 0 | 0 | 0 | Fail RIM; Pass PCT | [11 empty] | Commercial | Energy Star Refrigerator | Y | Warehouse | New | 0.69119 | 0.65917 | 1.0486 | 0 | 0 | 0 | Fail TRC; Pass PCT
[12 empty] | Commercial | Heat Pump Pool Heater | Y | Miscellaneous | New | 8.6437 | 0.74887 | 11.5424 | 0 | 0 | 0 | Fail RIM; Pass PCT | [11 empty] | Commercial | Energy Star Vending Machine | Y | Assembly | Turnover | 0.73218 | 0.65057 | 1.1254 | 0 | 0 | 0 | Fail TRC; Pass PCT
[12 empty] | Commercial | Heat Pump Pool Heater | Y | Offices | New | 8.6437 | 0.74887 | 11.5424 | 0 | 0 | 0 | Fail RIM; Pass PCT | [11 empty] | Commercial | Energy Star Vending Machine | Y | College and University | Turnover | 0.73294 | 0.65123 | 1.1255 | 0 | 0 | 0 | Fail TRC; Pass PCT
[12 empty] | Commercial | Heat Pump Pool Heater | Y | Restaurants | New | 8.6437 | 0.74887 | 11.5424 | 0 | 0 | 0 | Fail RIM; Pass PCT | [11 empty] | Commercial | Energy Star Vending Machine | Y | Grocery | Turnover | 0.73218 | 0.65057 | 1.1254 | 0 | 0 | 0 | Fail TRC; Pass PCT
[12 empty] | Commercial | Heat Pump Pool Heater | Y | Retail | New | 8.6437 | 0.74887 | 11.5424 | 0 | 0 | 0 | Fail RIM; Pass PCT | [11 empty] | Commercial | Energy Star Vending Machine | Y | Healthcare | Turnover | 0.73294 | 0.65123 | 1.1255 | 0 | 0 | 0 | Fail TRC; Pass PCT
[12 empty] | Commercial | Heat Pump Pool Heater | Y | Schools K-12 | New | 8.6437 | 0.74887 | 11.5424 | 0 | 0 | 0 | Fail RIM; Pass PCT | [11 empty] | Commercial | Energy Star Vending Machine | Y | Hospitals | Turnover | 0.73294 | 0.65123 | 1.1255 | 0 | 0 | 0 | Fail TRC; Pass PCT
[12 empty] | Commercial | Heat Pump Pool Heater | Y | Warehouse | New | 8.6437 | 0.74887 | 11.5424 | 0 | 0 | 0 | Fail RIM; Pass PCT | [11 empty] | Commercial | Energy Star Vending Machine | Y | Institutional | Turnover | 0.73218 | 0.65057 | 1.1254 | 0 | 0 | 0 | Fail TRC; Pass PCT
[12 empty] | Commercial | Solar Pool Heater | Y | Assembly | Turnover | 2.4269 | 0.74887 | 3.2407 | 0 | 0 | 0 | Fail RIM; Pass PCT | [11 empty] | Commercial | Energy Star Vending Machine | Y | Lodging/Hospitality | Turnover | 0.73294 | 0.65123 | 1.1255 | 0 | 0 | 0 | Fail TRC; Pass PCT
[12 empty] | Commercial | Solar Pool Heater | Y | College and University | Turnover | 2.4269 | 0.74887 | 3.2407 | 0 | 0 | 0 | Fail RIM; Pass PCT | [11 empty] | Commercial | Energy Star Vending Machine | Y | Miscellaneous | Turnover | 0.73218 | 0.65057 | 1.1254 | 0 | 0 | 0 | Fail TRC; Pass PCT
[12 empty] | Commercial | Solar Pool Heater | Y | Grocery | Turnover | 2.4269 | 0.74887 | 3.2407 | 0 | 0 | 0 | Fail RIM; Pass PCT | [11 empty] | Commercial | Energy Star Vending Machine | Y | Offices | Turnover | 0.73218 | 0.65057 | 1.1254 | 0 | 0 | 0 | Fail TRC; Pass PCT
[12 empty] | Commercial | Solar Pool Heater | Y | Healthcare | Turnover | 2.4269 | 0.74887 | 3.2407 | 0 | 0 | 0 | Fail RIM; Pass PCT | [11 empty] | Commercial | Energy Star Vending Machine | Y | Restaurants | Turnover | 0.73294 | 0.65123 | 1.1255 | 0 | 0 | 0 | Fail TRC; Pass PCT
[12 empty] | Commercial | Solar Pool Heater | Y | Hospitals | Turnover | 2.4269 | 0.74887 | 3.2407 | 0 | 0 | 0 | Fail RIM; Pass PCT | [11 empty] | Commercial | Energy Star Vending Machine | Y | Retail | Turnover | 0.73218 | 0.65057 | 1.1254 | 0 | 0 | 0 | Fail TRC; Pass PCT
[12 empty] | Commercial | Solar Pool Heater | Y | Institutional | Turnover | 2.4269 | 0.74887 | 3.2407 | 0 | 0 | 0 | Fail RIM; Pass PCT | [11 empty] | Commercial | Energy Star Vending Machine | Y | Schools K-12 | Turnover | 0.73294 | 0.65123 | 1.1255 | 0 | 0 | 0 | Fail TRC; Pass PCT
[12 empty] | Commercial | Solar Pool Heater | Y | Lodging/Hospitality | Turnover | 2.4269 | 0.74887 | 3.2407 | 0 | 0 | 0 | Fail RIM; Pass PCT | [11 empty] | Commercial | Energy Star Vending Machine | Y | Warehouse | Turnover | 0.73218 | 0.65057 | 1.1254 | 0 | 0 | 0 | Fail TRC; Pass PCT
[12 empty] | Commercial | Solar Pool Heater | Y | Miscellaneous | Turnover | 2.4269 | 0.74887 | 3.2407 | 0 | 0 | 0 | Fail RIM; Pass PCT | [11 empty] | Commercial | Energy Star Vending Machine | Y | Assembly | New | 0.73218 | 0.65057 | 1.1254 | 0 | 0 | 0 | Fail TRC; Pass PCT
[12 empty] | Commercial | Solar Pool Heater | Y | Offices | Turnover | 2.4269 | 0.74887 | 3.2407 | 0 | 0 | 0 | Fail RIM; Pass PCT | [11 empty] | Commercial | Energy Star Vending Machine | Y | College and University | New | 0.73294 | 0.65123 | 1.1255 | 0 | 0 | 0 | Fail TRC; Pass PCT
[12 empty] | Commercial | Solar Pool Heater | Y | Restaurants | Turnover | 2.4269 | 0.74887 | 3.2407 | 0 | 0 | 0 | Fail RIM; Pass PCT | [11 empty] | Commercial | Energy Star Vending Machine | Y | Grocery | New | 0.73218 | 0.65057 | 1.1254 | 0 | 0 | 0 | Fail TRC; Pass PCT
[12 empty] | Commercial | Solar Pool Heater | Y | Retail | Turnover | 2.4269 | 0.74887 | 3.2407 | 0 | 0 | 0 | Fail RIM; Pass PCT | [11 empty] | Commercial | Energy Star Vending Machine | Y | Healthcare | New | 0.73294 | 0.65123 | 1.1255 | 0 | 0 | 0 | Fail TRC; Pass PCT
[12 empty] | Commercial | Solar Pool Heater | Y | Schools K-12 | Turnover | 2.4269 | 0.74887 | 3.2407 | 0 | 0 | 0 | Fail RIM; Pass PCT | [11 empty] | Commercial | Energy Star Vending Machine | Y | Hospitals | New | 0.73294 | 0.65123 | 1.1255 | 0 | 0 | 0 | Fail TRC; Pass PCT
[12 empty] | Commercial | Solar Pool Heater | Y | Warehouse | Turnover | 2.4269 | 0.74887 | 3.2407 | 0 | 0 | 0 | Fail RIM; Pass PCT | [11 empty] | Commercial | Energy Star Vending Machine | Y | Institutional | New | 0.73218 | 0.65057 | 1.1254 | 0 | 0 | 0 | Fail TRC; Pass PCT
[12 empty] | Commercial | Solar Pool Heater | Y | Assembly | New | 2.4269 | 0.74887 | 3.2407 | 0 | 0 | 0 | Fail RIM; Pass PCT | [11 empty] | Commercial | Energy Star Vending Machine | Y | Lodging/Hospitality | New | 0.73294 | 0.65123 | 1.1255 | 0 | 0 | 0 | Fail TRC; Pass PCT
[12 empty] | Commercial | Solar Pool Heater | Y | College and University | New | 2.4269 | 0.74887 | 3.2407 | 0 | 0 | 0 | Fail RIM; Pass PCT | [11 empty] | Commercial | Energy Star Vending Machine | Y | Miscellaneous | New | 0.73218 | 0.65057 | 1.1254 | 0 | 0 | 0 | Fail TRC; Pass PCT
[12 empty] | Commercial | Solar Pool Heater | Y | Grocery | New | 2.4269 | 0.74887 | 3.2407 | 0 | 0 | 0 | Fail RIM; Pass PCT | [11 empty] | Commercial | Energy Star Vending Machine | Y | Offices | New | 0.73218 | 0.65057 | 1.1254 | 0 | 0 | 0 | Fail TRC; Pass PCT
[12 empty] | Commercial | Solar Pool Heater | Y | Healthcare | New | 2.4269 | 0.74887 | 3.2407 | 0 | 0 | 0 | Fail RIM; Pass PCT | [11 empty] | Commercial | Energy Star Vending Machine | Y | Restaurants | New | 0.73294 | 0.65123 | 1.1255 | 0 | 0 | 0 | Fail TRC; Pass PCT
[12 empty] | Commercial | Solar Pool Heater | Y | Hospitals | New | 2.4269 | 0.74887 | 3.2407 | 0 | 0 | 0 | Fail RIM; Pass PCT | [11 empty] | Commercial | Energy Star Vending Machine | Y | Retail | New | 0.73218 | 0.65057 | 1.1254 | 0 | 0 | 0 | Fail TRC; Pass PCT
[12 empty] | Commercial | Solar Pool Heater | Y | Institutional | New | 2.4269 | 0.74887 | 3.2407 | 0 | 0 | 0 | Fail RIM; Pass PCT | [11 empty] | Commercial | Energy Star Vending Machine | Y | Schools K-12 | New | 0.73294 | 0.65123 | 1.1255 | 0 | 0 | 0 | Fail TRC; Pass PCT
[12 empty] | Commercial | Solar Pool Heater | Y | Lodging/Hospitality | New | 2.4269 | 0.74887 | 3.2407 | 0 | 0 | 0 | Fail RIM; Pass PCT | [11 empty] | Commercial | Energy Star Vending Machine | Y | Warehouse | New | 0.73218 | 0.65057 | 1.1254 | 0 | 0 | 0 | Fail TRC; Pass PCT
[12 empty] | Commercial | Solar Pool Heater | Y | Miscellaneous | New | 2.4269 | 0.74887 | 3.2407 | 0 | 0 | 0 | Fail RIM; Pass PCT | [11 empty] | Commercial | Refrigerated Display Case LED Lighting | Y | Assembly | New | 0 | 0 | 0 | 0 | 0 | 0 | Fail TRC; Fail PCT
[12 empty] | Commercial | Solar Pool Heater | Y | Offices | New | 2.4269 | 0.74887 | 3.2407 | 0 | 0 | 0 | Fail RIM; Pass PCT | [11 empty] | Commercial | Refrigerated Display Case LED Lighting | Y | College and University | New | 0 | 0 | 0 | 0 | 0 | 0 | Fail TRC; Fail PCT
[12 empty] | Commercial | Solar Pool Heater | Y | Restaurants | New | 2.4269 | 0.74887 | 3.2407 | 0 | 0 | 0 | Fail RIM; Pass PCT | [11 empty] | Commercial | Refrigerated Display Case LED Lighting | Y | Grocery | New | 0 | 0 | 0 | 0 | 0 | 0 | Fail TRC; Fail PCT
[12 empty] | Commercial | Solar Pool Heater | Y | Retail | New | 2.4269 | 0.74887 | 3.2407 | 0 | 0 | 0 | Fail RIM; Pass PCT | [11 empty] | Commercial | Refrigerated Display Case LED Lighting | Y | Healthcare | New | 0 | 0 | 0 | 0 | 0 | 0 | Fail TRC; Fail PCT
[12 empty] | Commercial | Solar Pool Heater | Y | Schools K-12 | New | 2.4269 | 0.74887 | 3.2407 | 0 | 0 | 0 | Fail RIM; Pass PCT | [11 empty] | Commercial | Refrigerated Display Case LED Lighting | Y | Hospitals | New | 0 | 0 | 0 | 0 | 0 | 0 | Fail TRC; Fail PCT
[12 empty] | Commercial | Solar Pool Heater | Y | Warehouse | New | 2.4269 | 0.74887 | 3.2407 | 0 | 0 | 0 | Fail RIM; Pass PCT | [11 empty] | Commercial | Refrigerated Display Case LED Lighting | Y | Institutional | New | 0 | 0 | 0 | 0 | 0 | 0 | Fail TRC; Fail PCT
[12 empty] | Commercial | Solar Powered Pool Pump | Y | Assembly | Turnover | 0.96914 | 0.64073 | 1.5126 | 0 | 0 | 0 | Fail RIM; Pass PCT | [11 empty] | Commercial | Refrigerated Display Case LED Lighting | Y | Lodging/Hospitality | New | 0 | 0 | 0 | 0 | 0 | 0 | Fail TRC; Fail PCT
[12 empty] | Commercial | Solar Powered Pool Pump | Y | College and University | Turnover | 0.96914 | 0.64073 | 1.5126 | 0 | 0 | 0 | Fail RIM; Pass PCT | [11 empty] | Commercial | Refrigerated Display Case LED Lighting | Y | Miscellaneous | New | 0 | 0 | 0 | 0 | 0 | 0 | Fail TRC; Fail PCT
[12 empty] | Commercial | Solar Powered Pool Pump | Y | Grocery | Turnover | 0.96914 | 0.64073 | 1.5126 | 0 | 0 | 0 | Fail RIM; Pass PCT | [11 empty] | Commercial | Refrigerated Display Case LED Lighting | Y | Offices | New | 0 | 0 | 0 | 0 | 0 | 0 | Fail TRC; Fail PCT
[12 empty] | Commercial | Solar Powered Pool Pump | Y | Healthcare | Turnover | 0.96914 | 0.64073 | 1.5126 | 0 | 0 | 0 | Fail RIM; Pass PCT | [11 empty] | Commercial | Refrigerated Display Case LED Lighting | Y | Restaurants | New | 0 | 0 | 0 | 0 | 0 | 0 | Fail TRC; Fail PCT
[12 empty] | Commercial | Solar Powered Pool Pump | Y | Hospitals | Turnover | 0.96914 | 0.64073 | 1.5126 | 0 | 0 | 0 | Fail RIM; Pass PCT | [11 empty] | Commercial | Refrigerated Display Case LED Lighting | Y | Retail | New | 0 | 0 | 0 | 0 | 0 | 0 | Fail TRC; Fail PCT
[12 empty] | Commercial | Solar Powered Pool Pump | Y | Institutional | Turnover | 0.96914 | 0.64073 | 1.5126 | 0 | 0 | 0 | Fail RIM; Pass PCT | [11 empty] | Commercial | Refrigerated Display Case LED Lighting | Y | Schools K-12 | New | 0 | 0 | 0 | 0 | 0 | 0 | Fail TRC; Fail PCT
[12 empty] | Commercial | Solar Powered Pool Pump | Y | Lodging/Hospitality | Turnover | 0.96914 | 0.64073 | 1.5126 | 0 | 0 | 0 | Fail RIM; Pass PCT | [11 empty] | Commercial | Refrigerated Display Case LED Lighting | Y | Warehouse | New | 0 | 0 | 0 | 0 | 0 | 0 | Fail TRC; Fail PCT
[12 empty] | Commercial | Solar Powered Pool Pump | Y | Miscellaneous | Turnover | 0.96914 | 0.64073 | 1.5126 | 0 | 0 | 0 | Fail RIM; Pass PCT | [11 empty] | Commercial | 10HP Open Drip-Proof(ODP) Motor | Y | Assembly | Turnover | 0.22898 | 0.68222 | 0.33564 | 0 | 0 | 0 | Fail TRC; Fail PCT
[12 empty] | Commercial | Solar Powered Pool Pump | Y | Offices | Turnover | 0.96914 | 0.64073 | 1.5126 | 0 | 0 | 0 | Fail RIM; Pass PCT | [11 empty] | Commercial | 10HP Open Drip-Proof(ODP) Motor | Y | College and University | Turnover | 0.22274 | 0.66388 | 0.33551 | 0 | 0 | 0 | Fail TRC; Fail PCT
[12 empty] | Commercial | Solar Powered Pool Pump | Y | Restaurants | Turnover | 0.96914 | 0.64073 | 1.5126 | 0 | 0 | 0 | Fail RIM; Pass PCT | [11 empty] | Commercial | 10HP Open Drip-Proof(ODP) Motor | Y | Grocery | Turnover | 0.22898 | 0.68222 | 0.33564 | 0 | 0 | 0 | Fail TRC; Fail PCT
[12 empty] | Commercial | Solar Powered Pool Pump | Y | Retail | Turnover | 0.96914 | 0.64073 | 1.5126 | 0 | 0 | 0 | Fail RIM; Pass PCT | [11 empty] | Commercial | 10HP Open Drip-Proof(ODP) Motor | Y | Healthcare | Turnover | 0.22274 | 0.66388 | 0.33551 | 0 | 0 | 0 | Fail TRC; Fail PCT
[12 empty] | Commercial | Solar Powered Pool Pump | Y | Schools K-12 | Turnover | 0.96914 | 0.64073 | 1.5126 | 0 | 0 | 0 | Fail RIM; Pass PCT | [11 empty] | Commercial | 10HP Open Drip-Proof(ODP) Motor | Y | Hospitals | Turnover | 0.22274 | 0.66388 | 0.33551 | 0 | 0 | 0 | Fail TRC; Fail PCT
[12 empty] | Commercial | Solar Powered Pool Pump | Y | Assembly | New | 0.96914 | 0.64073 | 1.5126 | 0 | 0 | 0 | Fail RIM; Pass PCT | [11 empty] | Commercial | 10HP Open Drip-Proof(ODP) Motor | Y | Institutional | Turnover | 0.22898 | 0.68222 | 0.33564 | 0 | 0 | 0 | Fail TRC; Fail PCT
[12 empty] | Commercial | Solar Powered Pool Pump | Y | College and University | New | 0.96914 | 0.64073 | 1.5126 | 0 | 0 | 0 | Fail RIM; Pass PCT | [11 empty] | Commercial | 10HP Open Drip-Proof(ODP) Motor | Y | Lodging/Hospitality | Turnover | 0.22274 | 0.66388 | 0.33551 | 0 | 0 | 0 | Fail TRC; Fail PCT
[12 empty] | Commercial | Solar Powered Pool Pump | Y | Grocery | New | 0.96914 | 0.64073 | 1.5126 | 0 | 0 | 0 | Fail RIM; Pass PCT | [11 empty] | Commercial | 10HP Open Drip-Proof(ODP) Motor | Y | Miscellaneous | Turnover | 0.22898 | 0.68222 | 0.33564 | 0 | 0 | 0 | Fail TRC; Fail PCT
[12 empty] | Commercial | Solar Powered Pool Pump | Y | Healthcare | New | 0.96914 | 0.64073 | 1.5126 | 0 | 0 | 0 | Fail RIM; Pass PCT | [11 empty] | Commercial | 10HP Open Drip-Proof(ODP) Motor | Y | Offices | Turnover | 0.22898 | 0.68222 | 0.33564 | 0 | 0 | 0 | Fail TRC; Fail PCT
[12 empty] | Commercial | Solar Powered Pool Pump | Y | Hospitals | New | 0.96914 | 0.64073 | 1.5126 | 0 | 0 | 0 | Fail RIM; Pass PCT | [11 empty] | Commercial | 10HP Open Drip-Proof(ODP) Motor | Y | Restaurants | Turnover | 0.22274 | 0.66388 | 0.33551 | 0 | 0 | 0 | Fail TRC; Fail PCT
[12 empty] | Commercial | Solar Powered Pool Pump | Y | Institutional | New | 0.96914 | 0.64073 | 1.5126 | 0 | 0 | 0 | Fail RIM; Pass PCT | [11 empty] | Commercial | 10HP Open Drip-Proof(ODP) Motor | Y | Retail | Turnover | 0.22898 | 0.68222 | 0.33564 | 0 | 0 | 0 | Fail TRC; Fail PCT
[12 empty] | Commercial | Solar Powered Pool Pump | Y | Lodging/Hospitality | New | 0.96914 | 0.64073 | 1.5126 | 0 | 0 | 0 | Fail RIM; Pass PCT | [11 empty] | Commercial | 10HP Open Drip-Proof(ODP) Motor | Y | Schools K-12 | Turnover | 0.22274 | 0.66388 | 0.33551 | 0 | 0 | 0 | Fail TRC; Fail PCT
[12 empty] | Commercial | Solar Powered Pool Pump | Y | Miscellaneous | New | 0.96914 | 0.64073 | 1.5126 | 0 | 0 | 0 | Fail RIM; Pass PCT | [11 empty] | Commercial | 10HP Open Drip-Proof(ODP) Motor | Y | Warehouse | Turnover | 0.22898 | 0.68222 | 0.33564 | 0 | 0 | 0 | Fail TRC; Fail PCT
[12 empty] | Commercial | Solar Powered Pool Pump | Y | Offices | New | 0.96914 | 0.64073 | 1.5126 | 0 | 0 | 0 | Fail RIM; Pass PCT | [11 empty] | Commercial | 10HP Open Drip-Proof(ODP) Motor | Y | Assembly | New | 0.22898 | 0.68222 | 0.33564 | 0 | 0 | 0 | Fail TRC; Fail PCT
[12 empty] | Commercial | Solar Powered Pool Pump | Y | Restaurants | New | 0.96914 | 0.64073 | 1.5126 | 0 | 0 | 0 | Fail RIM; Pass PCT | [11 empty] | Commercial | 10HP Open Drip-Proof(ODP) Motor | Y | College and University | New | 0.22274 | 0.66388 | 0.33551 | 0 | 0 | 0 | Fail TRC; Fail PCT
[12 empty] | Commercial | Solar Powered Pool Pump | Y | Retail | New | 0.96914 | 0.64073 | 1.5126 | 0 | 0 | 0 | Fail RIM; Pass PCT | [11 empty] | Commercial | 10HP Open Drip-Proof(ODP) Motor | Y | Grocery | New | 0.22898 | 0.68222 | 0.33564 | 0 | 0 | 0 | Fail TRC; Fail PCT
[12 empty] | Commercial | Solar Powered Pool Pump | Y | Schools K-12 | New | 0.96914 | 0.64073 | 1.5126 | 0 | 0 | 0 | Fail RIM; Pass PCT | [11 empty] | Commercial | 10HP Open Drip-Proof(ODP) Motor | Y | Healthcare | New | 0.22274 | 0.66388 | 0.33551 | 0 | 0 | 0 | Fail TRC; Fail PCT
[12 empty] | Commercial | Two Speed Pool Pump | Y | Assembly | Turnover | 4.6516 | 0.64073 | 7.2598 | 0 | 0 | 0 | Fail RIM; Pass PCT | [11 empty] | Commercial | 10HP Open Drip-Proof(ODP) Motor | Y | Hospitals | New | 0.22274 | 0.66388 | 0.33551 | 0 | 0 | 0 | Fail TRC; Fail PCT
[12 empty] | Commercial | Two Speed Pool Pump | Y | College and University | Turnover | 4.6516 | 0.64073 | 7.2598 | 0 | 0 | 0 | Fail RIM; Pass PCT | [11 empty] | Commercial | 10HP Open Drip-Proof(ODP) Motor | Y | Institutional | New | 0.22898 | 0.68222 | 0.33564 | 0 | 0 | 0 | Fail TRC; Fail PCT
[12 empty] | Commercial | Two Speed Pool Pump | Y | Grocery | Turnover | 4.6516 | 0.64073 | 7.2598 | 0 | 0 | 0 | Fail RIM; Pass PCT | [11 empty] | Commercial | 10HP Open Drip-Proof(ODP) Motor | Y | Lodging/Hospitality | New | 0.22274 | 0.66388 | 0.33551 | 0 | 0 | 0 | Fail TRC; Fail PCT
[12 empty] | Commercial | Two Speed Pool Pump | Y | Healthcare | Turnover | 4.6516 | 0.64073 | 7.2598 | 0 | 0 | 0 | Fail RIM; Pass PCT | [11 empty] | Commercial | 10HP Open Drip-Proof(ODP) Motor | Y | Miscellaneous | New | 0.22898 | 0.68222 | 0.33564 | 0 | 0 | 0 | Fail TRC; Fail PCT
[12 empty] | Commercial | Two Speed Pool Pump | Y | Hospitals | Turnover | 4.6516 | 0.64073 | 7.2598 | 0 | 0 | 0 | Fail RIM; Pass PCT | [11 empty] | Commercial | 10HP Open Drip-Proof(ODP) Motor | Y | Offices | New | 0.22898 | 0.68222 | 0.33564 | 0 | 0 | 0 | Fail TRC; Fail PCT
[12 empty] | Commercial | Two Speed Pool Pump | Y | Institutional | Turnover | 4.6516 | 0.64073 | 7.2598 | 0 | 0 | 0 | Fail RIM; Pass PCT | [11 empty] | Commercial | 10HP Open Drip-Proof(ODP) Motor | Y | Restaurants | New | 0.22274 | 0.66388 | 0.33551 | 0 | 0 | 0 | Fail TRC; Fail PCT
[12 empty] | Commercial | Two Speed Pool Pump | Y | Lodging/Hospitality | Turnover | 4.6516 | 0.64073 | 7.2598 | 0 | 0 | 0 | Fail RIM; Pass PCT | [11 empty] | Commercial | 10HP Open Drip-Proof(ODP) Motor | Y | Retail | New | 0.22898 | 0.68222 | 0.33564 | 0 | 0 | 0 | Fail TRC; Fail PCT
[12 empty] | Commercial | Two Speed Pool Pump | Y | Miscellaneous | Turnover | 4.6516 | 0.64073 | 7.2598 | 0 | 0 | 0 | Fail RIM; Pass PCT | [11 empty] | Commercial | 10HP Open Drip-Proof(ODP) Motor | Y | Schools K-12 | New | 0.22274 | 0.66388 | 0.33551 | 0 | 0 | 0 | Fail TRC; Fail PCT
[12 empty] | Commercial | Two Speed Pool Pump | Y | Offices | Turnover | 4.6516 | 0.64073 | 7.2598 | 0 | 0 | 0 | Fail RIM; Pass PCT | [11 empty] | Commercial | 10HP Open Drip-Proof(ODP) Motor | Y | Warehouse | New | 0.22898 | 0.68222 | 0.33564 | 0 | 0 | 0 | Fail TRC; Fail PCT
[12 empty] | Commercial | Two Speed Pool Pump | Y | Restaurants | Turnover | 4.6516 | 0.64073 | 7.2598 | 0 | 0 | 0 | Fail RIM; Pass PCT | [11 empty] | Commercial | Drain Water Heat Recovery | Y | Assembly | Existing | 0.088881 | 0.69365 | 0.12813 | 0 | 0 | 0 | Fail TRC; Fail PCT
[12 empty] | Commercial | Two Speed Pool Pump | Y | Retail | Turnover | 4.6516 | 0.64073 | 7.2598 | 0 | 0 | 0 | Fail RIM; Pass PCT | [11 empty] | Commercial | Drain Water Heat Recovery | Y | College and University | Existing | 0.19026 | 0.65049 | 0.29249 | 0 | 0 | 0 | Fail TRC; Fail PCT
[12 empty] | Commercial | Two Speed Pool Pump | Y | Schools K-12 | Turnover | 4.6516 | 0.64073 | 7.2598 | 0 | 0 | 0 | Fail RIM; Pass PCT | [11 empty] | Commercial | Drain Water Heat Recovery | Y | Grocery | Existing | 0.16352 | 0.64439 | 0.25377 | 0 | 0 | 0 | Fail TRC; Fail PCT
[12 empty] | Commercial | Two Speed Pool Pump | Y | Warehouse | Turnover | 4.6516 | 0.64073 | 7.2598 | 0 | 0 | 0 | Fail RIM; Pass PCT | [11 empty] | Commercial | Drain Water Heat Recovery | Y | Healthcare | Existing | 0.11851 | 0.69365 | 0.17085 | 0 | 0 | 0 | Fail TRC; Fail PCT
[12 empty] | Commercial | Two Speed Pool Pump | Y | Assembly | New | 4.6516 | 0.64073 | 7.2598 | 0 | 0 | 0 | Fail RIM; Pass PCT | [11 empty] | Commercial | Drain Water Heat Recovery | Y | Hospitals | Existing | 0.22243 | 0.65049 | 0.34195 | 0 | 0 | 0 | Fail TRC; Fail PCT
[12 empty] | Commercial | Two Speed Pool Pump | Y | College and University | New | 4.6516 | 0.64073 | 7.2598 | 0 | 0 | 0 | Fail RIM; Pass PCT | [11 empty] | Commercial | Drain Water Heat Recovery | Y | Institutional | Existing | 0.28442 | 0.69365 | 0.41003 | 0 | 0 | 0 | Fail TRC; Fail PCT
[12 empty] | Commercial | Two Speed Pool Pump | Y | Grocery | New | 4.6516 | 0.64073 | 7.2598 | 0 | 0 | 0 | Fail RIM; Pass PCT | [11 empty] | Commercial | Drain Water Heat Recovery | Y | Lodging/Hospitality | Existing | 0.26164 | 0.64439 | 0.40603 | 0 | 0 | 0 | Fail TRC; Fail PCT
[12 empty] | Commercial | Two Speed Pool Pump | Y | Healthcare | New | 4.6516 | 0.64073 | 7.2598 | 0 | 0 | 0 | Fail RIM; Pass PCT | [11 empty] | Commercial | Drain Water Heat Recovery | Y | Miscellaneous | Existing | 0.26664 | 0.69365 | 0.3844 | 0 | 0 | 0 | Fail TRC; Fail PCT
[12 empty] | Commercial | Two Speed Pool Pump | Y | Hospitals | New | 4.6516 | 0.64073 | 7.2598 | 0 | 0 | 0 | Fail RIM; Pass PCT | [11 empty] | Commercial | Drain Water Heat Recovery | Y | Offices | Existing | 0.24689 | 0.69365 | 0.35593 | 0 | 0 | 0 | Fail TRC; Fail PCT
[12 empty] | Commercial | Two Speed Pool Pump | Y | Institutional | New | 4.6516 | 0.64073 | 7.2598 | 0 | 0 | 0 | Fail RIM; Pass PCT | [11 empty] | Commercial | Drain Water Heat Recovery | Y | Restaurants | Existing | 0.13627 | 0.64439 | 0.21147 | 0 | 0 | 0 | Fail TRC; Fail PCT
[12 empty] | Commercial | Two Speed Pool Pump | Y | Lodging/Hospitality | New | 4.6516 | 0.64073 | 7.2598 | 0 | 0 | 0 | Fail RIM; Pass PCT | [11 empty] | Commercial | Drain Water Heat Recovery | Y | Retail | Existing | 0.16189 | 0.64439 | 0.25123 | 0 | 0 | 0 | Fail TRC; Fail PCT
[12 empty] | Commercial | Two Speed Pool Pump | Y | Miscellaneous | New | 4.6516 | 0.64073 | 7.2598 | 0 | 0 | 0 | Fail RIM; Pass PCT | [11 empty] | Commercial | Drain Water Heat Recovery | Y | Schools K-12 | Existing | 0.037034 | 0.69365 | 0.053391 | 0 | 0 | 0 | Fail TRC; Fail PCT
[12 empty] | Commercial | Two Speed Pool Pump | Y | Offices | New | 4.6516 | 0.64073 | 7.2598 | 0 | 0 | 0 | Fail RIM; Pass PCT | [11 empty] | Commercial | Drain Water Heat Recovery | Y | Warehouse | Existing | 0.17776 | 0.69365 | 0.25627 | 0 | 0 | 0 | Fail TRC; Fail PCT
[12 empty] | Commercial | Two Speed Pool Pump | Y | Restaurants | New | 4.6516 | 0.64073 | 7.2598 | 0 | 0 | 0 | Fail RIM; Pass PCT | [11 empty] | Commercial | Drain Water Heat Recovery | Y | Assembly | New | 0.085024 | 0.69365 | 0.12258 | 0 | 0 | 0 | Fail TRC; Fail PCT
[12 empty] | Commercial | Two Speed Pool Pump | Y | Retail | New | 4.6516 | 0.64073 | 7.2598 | 0 | 0 | 0 | Fail RIM; Pass PCT | [11 empty] | Commercial | Drain Water Heat Recovery | Y | College and University | New | 0.18201 | 0.65049 | 0.2798 | 0 | 0 | 0 | Fail TRC; Fail PCT
[12 empty] | Commercial | Two Speed Pool Pump | Y | Schools K-12 | New | 4.6516 | 0.64073 | 7.2598 | 0 | 0 | 0 | Fail RIM; Pass PCT | [11 empty] | Commercial | Drain Water Heat Recovery | Y | Grocery | New | 0.15643 | 0.64439 | 0.24276 | 0 | 0 | 0 | Fail TRC; Fail PCT
[12 empty] | Commercial | Two Speed Pool Pump | Y | Warehouse | New | 4.6516 | 0.64073 | 7.2598 | 0 | 0 | 0 | Fail RIM; Pass PCT | [11 empty] | Commercial | Drain Water Heat Recovery | Y | Healthcare | New | 0.11337 | 0.69365 | 0.16343 | 0 | 0 | 0 | Fail TRC; Fail PCT
[12 empty] | Commercial | Variable Speed Pool Pump | Y | Assembly | Turnover | 1.6033 | 0.64073 | 2.5024 | 0 | 0 | 0 | Fail RIM; Pass PCT | [11 empty] | Commercial | Drain Water Heat Recovery | Y | Hospitals | New | 0.21278 | 0.65049 | 0.32711 | 0 | 0 | 0 | Fail TRC; Fail PCT
[12 empty] | Commercial | Variable Speed Pool Pump | Y | College and University | Turnover | 1.6033 | 0.64073 | 2.5024 | 0 | 0 | 0 | Fail RIM; Pass PCT | [11 empty] | Commercial | Drain Water Heat Recovery | Y | Institutional | New | 0.27208 | 0.69365 | 0.39224 | 0 | 0 | 0 | Fail TRC; Fail PCT
[12 empty] | Commercial | Variable Speed Pool Pump | Y | Grocery | Turnover | 1.6033 | 0.64073 | 2.5024 | 0 | 0 | 0 | Fail RIM; Pass PCT | [11 empty] | Commercial | Drain Water Heat Recovery | Y | Lodging/Hospitality | New | 0.25029 | 0.64439 | 0.38841 | 0 | 0 | 0 | Fail TRC; Fail PCT
[12 empty] | Commercial | Variable Speed Pool Pump | Y | Healthcare | Turnover | 1.6033 | 0.64073 | 2.5024 | 0 | 0 | 0 | Fail RIM; Pass PCT | [11 empty] | Commercial | Drain Water Heat Recovery | Y | Miscellaneous | New | 0.25507 | 0.69365 | 0.36773 | 0 | 0 | 0 | Fail TRC; Fail PCT
[12 empty] | Commercial | Variable Speed Pool Pump | Y | Hospitals | Turnover | 1.6033 | 0.64073 | 2.5024 | 0 | 0 | 0 | Fail RIM; Pass PCT | [11 empty] | Commercial | Drain Water Heat Recovery | Y | Offices | New | 0.23618 | 0.69365 | 0.34049 | 0 | 0 | 0 | Fail TRC; Fail PCT
[12 empty] | Commercial | Variable Speed Pool Pump | Y | Institutional | Turnover | 1.6033 | 0.64073 | 2.5024 | 0 | 0 | 0 | Fail RIM; Pass PCT | [11 empty] | Commercial | Drain Water Heat Recovery | Y | Restaurants | New | 0.13036 | 0.64439 | 0.2023 | 0 | 0 | 0 | Fail TRC; Fail PCT
[12 empty] | Commercial | Variable Speed Pool Pump | Y | Lodging/Hospitality | Turnover | 1.6033 | 0.64073 | 2.5024 | 0 | 0 | 0 | Fail RIM; Pass PCT | [11 empty] | Commercial | Drain Water Heat Recovery | Y | Retail | New | 0.15487 | 0.64439 | 0.24033 | 0 | 0 | 0 | Fail TRC; Fail PCT
[12 empty] | Commercial | Variable Speed Pool Pump | Y | Miscellaneous | Turnover | 1.6033 | 0.64073 | 2.5024 | 0 | 0 | 0 | Fail RIM; Pass PCT | [11 empty] | Commercial | Drain Water Heat Recovery | Y | Schools K-12 | New | 0.035428 | 0.69365 | 0.051074 | 0 | 0 | 0 | Fail TRC; Fail PCT
[12 empty] | Commercial | Variable Speed Pool Pump | Y | Offices | Turnover | 1.6033 | 0.64073 | 2.5024 | 0 | 0 | 0 | Fail RIM; Pass PCT | [11 empty] | Commercial | Drain Water Heat Recovery | Y | Warehouse | New | 0.17005 | 0.69365 | 0.24515 | 0 | 0 | 0 | Fail TRC; Fail PCT
[12 empty] | Commercial | Variable Speed Pool Pump | Y | Restaurants | Turnover | 1.6033 | 0.64073 | 2.5024 | 0 | 0 | 0 | Fail RIM; Pass PCT | [11 empty] | Commercial | Faucet Aerator | Y | Assembly | Existing | 5.7853 | 0.68488 | 8.4471 | 0 | 0 | 0 | Pass TRC; Pass PCT; Fail 2-year Threshold
[12 empty] | Commercial | Variable Speed Pool Pump | Y | Retail | Turnover | 1.6033 | 0.64073 | 2.5024 | 0 | 0 | 0 | Fail RIM; Pass PCT | [11 empty] | Commercial | Faucet Aerator | Y | College and University | Existing | 5.4985 | 0.65503 | 8.3942 | 0 | 0 | 0 | Pass TRC; Pass PCT; Fail 2-year Threshold
[12 empty] | Commercial | Variable Speed Pool Pump | Y | Schools K-12 | Turnover | 1.6033 | 0.64073 | 2.5024 | 0 | 0 | 0 | Fail RIM; Pass PCT | [11 empty] | Commercial | Faucet Aerator | Y | Grocery | Existing | 5.5083 | 0.65759 | 8.3764 | 0 | 0 | 0 | Pass TRC; Pass PCT; Fail 2-year Threshold
[12 empty] | Commercial | Variable Speed Pool Pump | Y | Assembly | New | 1.6033 | 0.64073 | 2.5024 | 0 | 0 | 0 | Fail RIM; Pass PCT | [11 empty] | Commercial | Faucet Aerator | Y | Healthcare | Existing | 5.7853 | 0.68488 | 8.4471 | 0 | 0 | 0 | Pass TRC; Pass PCT; Fail 2-year Threshold
[12 empty] | Commercial | Variable Speed Pool Pump | Y | College and University | New | 1.6033 | 0.64073 | 2.5024 | 0 | 0 | 0 | Fail RIM; Pass PCT | [11 empty] | Commercial | Faucet Aerator | Y | Hospitals | Existing | 5.4985 | 0.65503 | 8.3942 | 0 | 0 | 0 | Pass TRC; Pass PCT; Fail 2-year Threshold
[12 empty] | Commercial | Variable Speed Pool Pump | Y | Grocery | New | 1.6033 | 0.64073 | 2.5024 | 0 | 0 | 0 | Fail RIM; Pass PCT | [11 empty] | Commercial | Faucet Aerator | Y | Institutional | Existing | 5.7853 | 0.68488 | 8.4471 | 0 | 0 | 0 | Pass TRC; Pass PCT; Fail 2-year Threshold
[12 empty] | Commercial | Variable Speed Pool Pump | Y | Healthcare | New | 1.6033 | 0.64073 | 2.5024 | 0 | 0 | 0 | Fail RIM; Pass PCT | [11 empty] | Commercial | Faucet Aerator | Y | Lodging/Hospitality | Existing | 5.5083 | 0.65759 | 8.3764 | 0 | 0 | 0 | Pass TRC; Pass PCT; Fail 2-year Threshold
[12 empty] | Commercial | Variable Speed Pool Pump | Y | Hospitals | New | 1.6033 | 0.64073 | 2.5024 | 0 | 0 | 0 | Fail RIM; Pass PCT | [11 empty] | Commercial | Faucet Aerator | Y | Miscellaneous | Existing | 5.7853 | 0.68488 | 8.4471 | 0 | 0 | 0 | Pass TRC; Pass PCT; Fail 2-year Threshold
[12 empty] | Commercial | Variable Speed Pool Pump | Y | Institutional | New | 1.6033 | 0.64073 | 2.5024 | 0 | 0 | 0 | Fail RIM; Pass PCT | [11 empty] | Commercial | Faucet Aerator | Y | Offices | Existing | 5.7853 | 0.68488 | 8.4471 | 0 | 0 | 0 | Pass TRC; Pass PCT; Fail 2-year Threshold
[12 empty] | Commercial | Variable Speed Pool Pump | Y | Lodging/Hospitality | New | 1.6033 | 0.64073 | 2.5024 | 0 | 0 | 0 | Fail RIM; Pass PCT | [11 empty] | Commercial | Faucet Aerator | Y | Restaurants | Existing | 5.5083 | 0.65759 | 8.3764 | 0 | 0 | 0 | Pass TRC; Pass PCT; Fail 2-year Threshold
[12 empty] | Commercial | Variable Speed Pool Pump | Y | Miscellaneous | New | 1.6033 | 0.64073 | 2.5024 | 0 | 0 | 0 | Fail RIM; Pass PCT | [11 empty] | Commercial | Faucet Aerator | Y | Retail | Existing | 5.5083 | 0.65759 | 8.3764 | 0 | 0 | 0 | Pass TRC; Pass PCT; Fail 2-year Threshold
[12 empty] | Commercial | Variable Speed Pool Pump | Y | Offices | New | 1.6033 | 0.64073 | 2.5024 | 0 | 0 | 0 | Fail RIM; Pass PCT | [11 empty] | Commercial | Faucet Aerator | Y | Schools K-12 | Existing | 5.7853 | 0.68488 | 8.4471 | 0 | 0 | 0 | Pass TRC; Pass PCT; Fail 2-year Threshold
[12 empty] | Commercial | Variable Speed Pool Pump | Y | Restaurants | New | 1.6033 | 0.64073 | 2.5024 | 0 | 0 | 0 | Fail RIM; Pass PCT | [11 empty] | Commercial | Faucet Aerator | Y | Warehouse | Existing | 5.7853 | 0.68488 | 8.4471 | 0 | 0 | 0 | Pass TRC; Pass PCT; Fail 2-year Threshold
[12 empty] | Commercial | Variable Speed Pool Pump | Y | Retail | New | 1.6033 | 0.64073 | 2.5024 | 0 | 0 | 0 | Fail RIM; Pass PCT | [11 empty] | Commercial | Faucet Aerator | Y | Assembly | New | 5.7853 | 0.68488 | 8.4471 | 0 | 0 | 0 | Pass TRC; Pass PCT; Fail 2-year Threshold
[12 empty] | Commercial | Variable Speed Pool Pump | Y | Schools K-12 | New | 1.6033 | 0.64073 | 2.5024 | 0 | 0 | 0 | Fail RIM; Pass PCT | [11 empty] | Commercial | Faucet Aerator | Y | College and University | New | 5.4985 | 0.65503 | 8.3942 | 0 | 0 | 0 | Pass TRC; Pass PCT; Fail 2-year Threshold
[12 empty] | Commercial | ENERGY STAR Imaging Equipment | Y | Assembly | Turnover | 0.22787 | 0.58054 | 0.39251 | 0 | 0 | 0 | Fail RIM; Fail PCT | [11 empty] | Commercial | Faucet Aerator | Y | Grocery | New | 5.5083 | 0.65759 | 8.3764 | 0 | 0 | 0 | Pass TRC; Pass PCT; Fail 2-year Threshold
[12 empty] | Commercial | ENERGY STAR Imaging Equipment | Y | College and University | Turnover | 0.22787 | 0.58054 | 0.39251 | 0 | 0 | 0 | Fail RIM; Fail PCT | [11 empty] | Commercial | Faucet Aerator | Y | Healthcare | New | 5.7853 | 0.68488 | 8.4471 | 0 | 0 | 0 | Pass TRC; Pass PCT; Fail 2-year Threshold
[12 empty] | Commercial | ENERGY STAR Imaging Equipment | Y | Grocery | Turnover | 0.22787 | 0.58054 | 0.39251 | 0 | 0 | 0 | Fail RIM; Fail PCT | [11 empty] | Commercial | Faucet Aerator | Y | Hospitals | New | 5.4985 | 0.65503 | 8.3942 | 0 | 0 | 0 | Pass TRC; Pass PCT; Fail 2-year Threshold
[12 empty] | Commercial | ENERGY STAR Imaging Equipment | Y | Healthcare | Turnover | 0.22787 | 0.58054 | 0.39251 | 0 | 0 | 0 | Fail RIM; Fail PCT | [11 empty] | Commercial | Faucet Aerator | Y | Institutional | New | 5.7853 | 0.68488 | 8.4471 | 0 | 0 | 0 | Pass TRC; Pass PCT; Fail 2-year Threshold
[12 empty] | Commercial | ENERGY STAR Imaging Equipment | Y | Hospitals | Turnover | 0.22787 | 0.58054 | 0.39251 | 0 | 0 | 0 | Fail RIM; Fail PCT | [11 empty] | Commercial | Faucet Aerator | Y | Lodging/Hospitality | New | 5.5083 | 0.65759 | 8.3764 | 0 | 0 | 0 | Pass TRC; Pass PCT; Fail 2-year Threshold
[12 empty] | Commercial | ENERGY STAR Imaging Equipment | Y | Institutional | Turnover | 0.22787 | 0.58054 | 0.39251 | 0 | 0 | 0 | Fail RIM; Fail PCT | [11 empty] | Commercial | Faucet Aerator | Y | Miscellaneous | New | 5.7853 | 0.68488 | 8.4471 | 0 | 0 | 0 | Pass TRC; Pass PCT; Fail 2-year Threshold
[12 empty] | Commercial | ENERGY STAR Imaging Equipment | Y | Lodging/Hospitality | Turnover | 0.22787 | 0.58054 | 0.39251 | 0 | 0 | 0 | Fail RIM; Fail PCT | [11 empty] | Commercial | Faucet Aerator | Y | Offices | New | 5.7853 | 0.68488 | 8.4471 | 0 | 0 | 0 | Pass TRC; Pass PCT; Fail 2-year Threshold
[12 empty] | Commercial | ENERGY STAR Imaging Equipment | Y | Miscellaneous | Turnover | 0.22787 | 0.58054 | 0.39251 | 0 | 0 | 0 | Fail RIM; Fail PCT | [11 empty] | Commercial | Faucet Aerator | Y | Restaurants | New | 5.5083 | 0.65759 | 8.3764 | 0 | 0 | 0 | Pass TRC; Pass PCT; Fail 2-year Threshold
[12 empty] | Commercial | ENERGY STAR Imaging Equipment | Y | Offices | Turnover | 0.22787 | 0.58054 | 0.39251 | 0 | 0 | 0 | Fail RIM; Fail PCT | [11 empty] | Commercial | Faucet Aerator | Y | Retail | New | 5.5083 | 0.65759 | 8.3764 | 0 | 0 | 0 | Pass TRC; Pass PCT; Fail 2-year Threshold
[12 empty] | Commercial | ENERGY STAR Imaging Equipment | Y | Restaurants | Turnover | 0.22787 | 0.58054 | 0.39251 | 0 | 0 | 0 | Fail RIM; Fail PCT | [11 empty] | Commercial | Faucet Aerator | Y | Schools K-12 | New | 5.7853 | 0.68488 | 8.4471 | 0 | 0 | 0 | Pass TRC; Pass PCT; Fail 2-year Threshold
[12 empty] | Commercial | ENERGY STAR Imaging Equipment | Y | Retail | Turnover | 0.22787 | 0.58054 | 0.39251 | 0 | 0 | 0 | Fail RIM; Fail PCT | [11 empty] | Commercial | Faucet Aerator | Y | Warehouse | New | 5.7853 | 0.68488 | 8.4471 | 0 | 0 | 0 | Pass TRC; Pass PCT; Fail 2-year Threshold
[12 empty] | Commercial | ENERGY STAR Imaging Equipment | Y | Schools K-12 | Turnover | 0.22787 | 0.58054 | 0.39251 | 0 | 0 | 0 | Fail RIM; Fail PCT | [11 empty] | Commercial | Hot Water Circulation Pump Control | Y | Grocery | Existing | 0.92609 | 0.58706 | 1.5775 | 0 | 0 | 0 | Fail TRC; Pass PCT
[12 empty] | Commercial | ENERGY STAR Imaging Equipment | Y | Warehouse | Turnover | 0.22787 | 0.58054 | 0.39251 | 0 | 0 | 0 | Fail RIM; Fail PCT | [11 empty] | Commercial | Hot Water Circulation Pump Control | Y | Lodging/Hospitality | Existing | 0.92609 | 0.58706 | 1.5775 | 0 | 0 | 0 | Fail TRC; Pass PCT
[12 empty] | Commercial | ENERGY STAR Imaging Equipment | Y | Assembly | New | 0.22787 | 0.58054 | 0.39251 | 0 | 0 | 0 | Fail RIM; Fail PCT | [11 empty] | Commercial | Hot Water Circulation Pump Control | Y | Restaurants | Existing | 0.92609 | 0.58706 | 1.5775 | 0 | 0 | 0 | Fail TRC; Pass PCT
[12 empty] | Commercial | ENERGY STAR Imaging Equipment | Y | College and University | New | 0.22787 | 0.58054 | 0.39251 | 0 | 0 | 0 | Fail RIM; Fail PCT | [11 empty] | Commercial | Hot Water Circulation Pump Control | Y | Retail | Existing | 0.92609 | 0.58706 | 1.5775 | 0 | 0 | 0 | Fail TRC; Pass PCT
[12 empty] | Commercial | ENERGY STAR Imaging Equipment | Y | Grocery | New | 0.22787 | 0.58054 | 0.39251 | 0 | 0 | 0 | Fail RIM; Fail PCT | [11 empty] | Commercial | Hot Water Circulation Pump Control | Y | Grocery | New | 0.92609 | 0.58706 | 1.5775 | 0 | 0 | 0 | Fail TRC; Pass PCT
[12 empty] | Commercial | ENERGY STAR Imaging Equipment | Y | Healthcare | New | 0.22787 | 0.58054 | 0.39251 | 0 | 0 | 0 | Fail RIM; Fail PCT | [11 empty] | Commercial | Hot Water Circulation Pump Control | Y | Lodging/Hospitality | New | 0.92609 | 0.58706 | 1.5775 | 0 | 0 | 0 | Fail TRC; Pass PCT
[12 empty] | Commercial | ENERGY STAR Imaging Equipment | Y | Hospitals | New | 0.22787 | 0.58054 | 0.39251 | 0 | 0 | 0 | Fail RIM; Fail PCT | [11 empty] | Commercial | Hot Water Circulation Pump Control | Y | Restaurants | New | 0.92609 | 0.58706 | 1.5775 | 0 | 0 | 0 | Fail TRC; Pass PCT
[12 empty] | Commercial | ENERGY STAR Imaging Equipment | Y | Institutional | New | 0.22787 | 0.58054 | 0.39251 | 0 | 0 | 0 | Fail RIM; Fail PCT | [11 empty] | Commercial | Hot Water Circulation Pump Control | Y | Retail | New | 0.92609 | 0.58706 | 1.5775 | 0 | 0 | 0 | Fail TRC; Pass PCT
[12 empty] | Commercial | ENERGY STAR Imaging Equipment | Y | Lodging/Hospitality | New | 0.22787 | 0.58054 | 0.39251 | 0 | 0 | 0 | Fail RIM; Fail PCT | [11 empty] | Commercial | Hot Water Pipe Insulation | Y | Assembly | Existing | 4.9546 | 0.64888 | 7.6356 | 0 | 0 | 0 | Pass TRC; Pass PCT; Fail 2-year Threshold
[12 empty] | Commercial | ENERGY STAR Imaging Equipment | Y | Miscellaneous | New | 0.22787 | 0.58054 | 0.39251 | 0 | 0 | 0 | Fail RIM; Fail PCT | [11 empty] | Commercial | Hot Water Pipe Insulation | Y | College and University | Existing | 4.9551 | 0.64885 | 7.6366 | 0 | 0 | 0 | Pass TRC; Pass PCT; Fail 2-year Threshold
[12 empty] | Commercial | ENERGY STAR Imaging Equipment | Y | Offices | New | 0.22787 | 0.58054 | 0.39251 | 0 | 0 | 0 | Fail RIM; Fail PCT | [11 empty] | Commercial | Hot Water Pipe Insulation | Y | Grocery | Existing | 4.9627 | 0.65111 | 7.622 | 0 | 0 | 0 | Pass TRC; Pass PCT; Fail 2-year Threshold
[12 empty] | Commercial | ENERGY STAR Imaging Equipment | Y | Restaurants | New | 0.22787 | 0.58054 | 0.39251 | 0 | 0 | 0 | Fail RIM; Fail PCT | [11 empty] | Commercial | Hot Water Pipe Insulation | Y | Healthcare | Existing | 4.9546 | 0.64888 | 7.6356 | 0 | 0 | 0 | Pass TRC; Pass PCT; Fail 2-year Threshold
[12 empty] | Commercial | ENERGY STAR Imaging Equipment | Y | Retail | New | 0.22787 | 0.58054 | 0.39251 | 0 | 0 | 0 | Fail RIM; Fail PCT | [11 empty] | Commercial | Hot Water Pipe Insulation | Y | Hospitals | Existing | 4.9551 | 0.64885 | 7.6366 | 0 | 0 | 0 | Pass TRC; Pass PCT; Fail 2-year Threshold
[12 empty] | Commercial | ENERGY STAR Imaging Equipment | Y | Schools K-12 | New | 0.22787 | 0.58054 | 0.39251 | 0 | 0 | 0 | Fail RIM; Fail PCT | [11 empty] | Commercial | Hot Water Pipe Insulation | Y | Institutional | Existing | 4.9546 | 0.64888 | 7.6356 | 0 | 0 | 0 | Pass TRC; Pass PCT; Fail 2-year Threshold
[12 empty] | Commercial | ENERGY STAR Imaging Equipment | Y | Warehouse | New | 0.22787 | 0.58054 | 0.39251 | 0 | 0 | 0 | Fail RIM; Fail PCT | [11 empty] | Commercial | Hot Water Pipe Insulation | Y | Lodging/Hospitality | Existing | 4.9627 | 0.65111 | 7.622 | 0 | 0 | 0 | Pass TRC; Pass PCT; Fail 2-year Threshold
[12 empty] | Commercial | Energy Star PCs | Y | Assembly | Turnover | 1.4302 | 0.60062 | 2.3812 | 0 | 0 | 0 | Fail RIM; Pass PCT | [11 empty] | Commercial | Hot Water Pipe Insulation | Y | Miscellaneous | Existing | 4.9546 | 0.64888 | 7.6356 | 0 | 0 | 0 | Pass TRC; Pass PCT; Fail 2-year Threshold
[12 empty] | Commercial | Energy Star PCs | Y | College and University | Turnover | 1.3836 | 0.57952 | 2.3876 | 0 | 0 | 0 | Fail RIM; Pass PCT | [11 empty] | Commercial | Hot Water Pipe Insulation | Y | Offices | Existing | 4.9546 | 0.64888 | 7.6356 | 0 | 0 | 0 | Pass TRC; Pass PCT; Fail 2-year Threshold
[12 empty] | Commercial | Energy Star PCs | Y | Grocery | Turnover | 1.3653 | 0.57336 | 2.3812 | 0 | 0 | 0 | Fail RIM; Pass PCT | [11 empty] | Commercial | Hot Water Pipe Insulation | Y | Restaurants | Existing | 4.9627 | 0.65111 | 7.622 | 0 | 0 | 0 | Pass TRC; Pass PCT; Fail 2-year Threshold
[12 empty] | Commercial | Energy Star PCs | Y | Healthcare | Turnover | 1.3653 | 0.57336 | 2.3812 | 0 | 0 | 0 | Fail RIM; Pass PCT | [11 empty] | Commercial | Hot Water Pipe Insulation | Y | Retail | Existing | 4.9627 | 0.65111 | 7.622 | 0 | 0 | 0 | Pass TRC; Pass PCT; Fail 2-year Threshold
[12 empty] | Commercial | Energy Star PCs | Y | Hospitals | Turnover | 1.3836 | 0.57952 | 2.3876 | 0 | 0 | 0 | Fail RIM; Pass PCT | [11 empty] | Commercial | Hot Water Pipe Insulation | Y | Schools K-12 | Existing | 4.9546 | 0.64888 | 7.6356 | 0 | 0 | 0 | Pass TRC; Pass PCT; Fail 2-year Threshold
[12 empty] | Commercial | Energy Star PCs | Y | Institutional | Turnover | 1.4302 | 0.60062 | 2.3812 | 0 | 0 | 0 | Fail RIM; Pass PCT | [11 empty] | Commercial | Hot Water Pipe Insulation | Y | Warehouse | Existing | 4.9546 | 0.64888 | 7.6356 | 0 | 0 | 0 | Pass TRC; Pass PCT; Fail 2-year Threshold
[12 empty] | Commercial | Energy Star PCs | Y | Lodging/Hospitality | Turnover | 1.3653 | 0.57336 | 2.3812 | 0 | 0 | 0 | Fail RIM; Pass PCT | [11 empty] | Commercial | Hot Water Pipe Insulation | Y | Assembly | New | 4.9546 | 0.64888 | 7.6356 | 0 | 0 | 0 | Pass TRC; Pass PCT; Fail 2-year Threshold
[12 empty] | Commercial | Energy Star PCs | Y | Miscellaneous | Turnover | 1.4302 | 0.60062 | 2.3812 | 0 | 0 | 0 | Fail RIM; Pass PCT | [11 empty] | Commercial | Hot Water Pipe Insulation | Y | College and University | New | 4.9551 | 0.64885 | 7.6366 | 0 | 0 | 0 | Pass TRC; Pass PCT; Fail 2-year Threshold
[12 empty] | Commercial | Energy Star PCs | Y | Offices | Turnover | 1.3653 | 0.57336 | 2.3812 | 0 | 0 | 0 | Fail RIM; Pass PCT | [11 empty] | Commercial | Hot Water Pipe Insulation | Y | Grocery | New | 4.9627 | 0.65111 | 7.622 | 0 | 0 | 0 | Pass TRC; Pass PCT; Fail 2-year Threshold
[12 empty] | Commercial | Energy Star PCs | Y | Restaurants | Turnover | 1.4302 | 0.60062 | 2.3812 | 0 | 0 | 0 | Fail RIM; Pass PCT | [11 empty] | Commercial | Hot Water Pipe Insulation | Y | Healthcare | New | 4.9546 | 0.64888 | 7.6356 | 0 | 0 | 0 | Pass TRC; Pass PCT; Fail 2-year Threshold
[12 empty] | Commercial | Energy Star PCs | Y | Retail | Turnover | 1.3653 | 0.57336 | 2.3812 | 0 | 0 | 0 | Fail RIM; Pass PCT | [11 empty] | Commercial | Hot Water Pipe Insulation | Y | Hospitals | New | 4.9551 | 0.64885 | 7.6366 | 0 | 0 | 0 | Pass TRC; Pass PCT; Fail 2-year Threshold
[12 empty] | Commercial | Energy Star PCs | Y | Schools K-12 | Turnover | 1.3653 | 0.57336 | 2.3812 | 0 | 0 | 0 | Fail RIM; Pass PCT | [11 empty] | Commercial | Hot Water Pipe Insulation | Y | Institutional | New | 4.9546 | 0.64888 | 7.6356 | 0 | 0 | 0 | Pass TRC; Pass PCT; Fail 2-year Threshold
[12 empty] | Commercial | Energy Star PCs | Y | Warehouse | Turnover | 1.4302 | 0.60062 | 2.3812 | 0 | 0 | 0 | Fail RIM; Pass PCT | [11 empty] | Commercial | Hot Water Pipe Insulation | Y | Lodging/Hospitality | New | 4.9627 | 0.65111 | 7.622 | 0 | 0 | 0 | Pass TRC; Pass PCT; Fail 2-year Threshold
[12 empty] | Commercial | Energy Star PCs | Y | Assembly | New | 1.4302 | 0.60062 | 2.3812 | 0 | 0 | 0 | Fail RIM; Pass PCT | [11 empty] | Commercial | Hot Water Pipe Insulation | Y | Miscellaneous | New | 4.9546 | 0.64888 | 7.6356 | 0 | 0 | 0 | Pass TRC; Pass PCT; Fail 2-year Threshold
[12 empty] | Commercial | Energy Star PCs | Y | College and University | New | 1.3836 | 0.57952 | 2.3876 | 0 | 0 | 0 | Fail RIM; Pass PCT | [11 empty] | Commercial | Hot Water Pipe Insulation | Y | Offices | New | 4.9546 | 0.64888 | 7.6356 | 0 | 0 | 0 | Pass TRC; Pass PCT; Fail 2-year Threshold
[12 empty] | Commercial | Energy Star PCs | Y | Grocery | New | 1.3653 | 0.57336 | 2.3812 | 0 | 0 | 0 | Fail RIM; Pass PCT | [11 empty] | Commercial | Hot Water Pipe Insulation | Y | Restaurants | New | 4.9627 | 0.65111 | 7.622 | 0 | 0 | 0 | Pass TRC; Pass PCT; Fail 2-year Threshold
[12 empty] | Commercial | Energy Star PCs | Y | Healthcare | New | 1.3653 | 0.57336 | 2.3812 | 0 | 0 | 0 | Fail RIM; Pass PCT | [11 empty] | Commercial | Hot Water Pipe Insulation | Y | Retail | New | 4.9627 | 0.65111 | 7.622 | 0 | 0 | 0 | Pass TRC; Pass PCT; Fail 2-year Threshold
[12 empty] | Commercial | Energy Star PCs | Y | Hospitals | New | 1.3836 | 0.57952 | 2.3876 | 0 | 0 | 0 | Fail RIM; Pass PCT | [11 empty] | Commercial | Hot Water Pipe Insulation | Y | Schools K-12 | New | 4.9546 | 0.64888 | 7.6356 | 0 | 0 | 0 | Pass TRC; Pass PCT; Fail 2-year Threshold
[12 empty] | Commercial | Energy Star PCs | Y | Institutional | New | 1.4302 | 0.60062 | 2.3812 | 0 | 0 | 0 | Fail RIM; Pass PCT | [11 empty] | Commercial | Hot Water Pipe Insulation | Y | Warehouse | New | 4.9546 | 0.64888 | 7.6356 | 0 | 0 | 0 | Pass TRC; Pass PCT; Fail 2-year Threshold
[12 empty] | Commercial | Energy Star PCs | Y | Lodging/Hospitality | New | 1.3653 | 0.57336 | 2.3812 | 0 | 0 | 0 | Fail RIM; Pass PCT | [11 empty] | Commercial | Low Flow Shower Head | Y | Assembly | Existing | 7.3546 | 0.67856 | 10.8385 | 0 | 0 | 0 | Pass TRC; Pass PCT; Fail 2-year Threshold
[12 empty] | Commercial | Energy Star PCs | Y | Miscellaneous | New | 1.4302 | 0.60062 | 2.3812 | 0 | 0 | 0 | Fail RIM; Pass PCT | [11 empty] | Commercial | Low Flow Shower Head | Y | College and University | Existing | 7.0705 | 0.65585 | 10.7807 | 0 | 0 | 0 | Pass TRC; Pass PCT; Fail 2-year Threshold
[12 empty] | Commercial | Energy Star PCs | Y | Offices | New | 1.3653 | 0.57336 | 2.3812 | 0 | 0 | 0 | Fail RIM; Pass PCT | [11 empty] | Commercial | Low Flow Shower Head | Y | Grocery | Existing | 7.0705 | 0.65585 | 10.7807 | 0 | 0 | 0 | Pass TRC; Pass PCT; Fail 2-year Threshold
[12 empty] | Commercial | Energy Star PCs | Y | Restaurants | New | 1.4302 | 0.60062 | 2.3812 | 0 | 0 | 0 | Fail RIM; Pass PCT | [11 empty] | Commercial | Low Flow Shower Head | Y | Healthcare | Existing | 7.0702 | 0.65503 | 10.7936 | 0 | 0 | 0 | Pass TRC; Pass PCT; Fail 2-year Threshold
[12 empty] | Commercial | Energy Star PCs | Y | Retail | New | 1.3653 | 0.57336 | 2.3812 | 0 | 0 | 0 | Fail RIM; Pass PCT | [11 empty] | Commercial | Low Flow Shower Head | Y | Hospitals | Existing | 7.0702 | 0.65503 | 10.7936 | 0 | 0 | 0 | Pass TRC; Pass PCT; Fail 2-year Threshold
[12 empty] | Commercial | Energy Star PCs | Y | Schools K-12 | New | 1.3653 | 0.57336 | 2.3812 | 0 | 0 | 0 | Fail RIM; Pass PCT | [11 empty] | Commercial | Low Flow Shower Head | Y | Institutional | Existing | 7.3546 | 0.67856 | 10.8385 | 0 | 0 | 0 | Pass TRC; Pass PCT; Fail 2-year Threshold
[12 empty] | Commercial | Energy Star PCs | Y | Warehouse | New | 1.4302 | 0.60062 | 2.3812 | 0 | 0 | 0 | Fail RIM; Pass PCT | [11 empty] | Commercial | Low Flow Shower Head | Y | Lodging/Hospitality | Existing | 7.0669 | 0.65612 | 10.7706 | 0 | 0 | 0 | Pass TRC; Pass PCT; Fail 2-year Threshold
[12 empty] | Commercial | Energy Star Servers | Y | Assembly | Turnover | 3.6035 | 0.57534 | 6.2633 | 0 | 0 | 0 | Fail RIM; Pass PCT | [11 empty] | Commercial | Low Flow Shower Head | Y | Miscellaneous | Existing | 7.3546 | 0.67856 | 10.8385 | 0 | 0 | 0 | Pass TRC; Pass PCT; Fail 2-year Threshold
[12 empty] | Commercial | Energy Star Servers | Y | College and University | Turnover | 3.6035 | 0.57534 | 6.2633 | 0 | 0 | 0 | Fail RIM; Pass PCT | [11 empty] | Commercial | Low Flow Shower Head | Y | Offices | Existing | 7.3546 | 0.67856 | 10.8385 | 0 | 0 | 0 | Pass TRC; Pass PCT; Fail 2-year Threshold
[12 empty] | Commercial | Energy Star Servers | Y | Grocery | Turnover | 3.6035 | 0.57534 | 6.2633 | 0 | 0 | 0 | Fail RIM; Pass PCT | [11 empty] | Commercial | Low Flow Shower Head | Y | Restaurants | Existing | 7.0705 | 0.65585 | 10.7807 | 0 | 0 | 0 | Pass TRC; Pass PCT; Fail 2-year Threshold
[12 empty] | Commercial | Energy Star Servers | Y | Healthcare | Turnover | 3.6035 | 0.57534 | 6.2633 | 0 | 0 | 0 | Fail RIM; Pass PCT | [11 empty] | Commercial | Low Flow Shower Head | Y | Retail | Existing | 7.0705 | 0.65585 | 10.7807 | 0 | 0 | 0 | Pass TRC; Pass PCT; Fail 2-year Threshold
[12 empty] | Commercial | Energy Star Servers | Y | Hospitals | Turnover | 3.6035 | 0.57534 | 6.2633 | 0 | 0 | 0 | Fail RIM; Pass PCT | [11 empty] | Commercial | Low Flow Shower Head | Y | Schools K-12 | Existing | 7.3546 | 0.67856 | 10.8385 | 0 | 0 | 0 | Pass TRC; Pass PCT; Fail 2-year Threshold
[12 empty] | Commercial | Energy Star Servers | Y | Institutional | Turnover | 3.6035 | 0.57534 | 6.2633 | 0 | 0 | 0 | Fail RIM; Pass PCT | [11 empty] | Commercial | Low Flow Shower Head | Y | Warehouse | Existing | 7.3546 | 0.67856 | 10.8385 | 0 | 0 | 0 | Pass TRC; Pass PCT; Fail 2-year Threshold
[12 empty] | Commercial | Energy Star Servers | Y | Lodging/Hospitality | Turnover | 3.6035 | 0.57534 | 6.2633 | 0 | 0 | 0 | Fail RIM; Pass PCT | [11 empty] | Commercial | Low Flow Shower Head | Y | Assembly | New | 7.3546 | 0.67856 | 10.8385 | 0 | 0 | 0 | Pass TRC; Pass PCT; Fail 2-year Threshold
[12 empty] | Commercial | Energy Star Servers | Y | Miscellaneous | Turnover | 3.6035 | 0.57534 | 6.2633 | 0 | 0 | 0 | Fail RIM; Pass PCT | [11 empty] | Commercial | Low Flow Shower Head | Y | College and University | New | 7.0705 | 0.65585 | 10.7807 | 0 | 0 | 0 | Pass TRC; Pass PCT; Fail 2-year Threshold
[12 empty] | Commercial | Energy Star Servers | Y | Offices | Turnover | 3.6035 | 0.57534 | 6.2633 | 0 | 0 | 0 | Fail RIM; Pass PCT | [11 empty] | Commercial | Low Flow Shower Head | Y | Grocery | New | 7.0705 | 0.65585 | 10.7807 | 0 | 0 | 0 | Pass TRC; Pass PCT; Fail 2-year Threshold
[12 empty] | Commercial | Energy Star Servers | Y | Restaurants | Turnover | 3.6035 | 0.57534 | 6.2633 | 0 | 0 | 0 | Fail RIM; Pass PCT | [11 empty] | Commercial | Low Flow Shower Head | Y | Healthcare | New | 7.0702 | 0.65503 | 10.7936 | 0 | 0 | 0 | Pass TRC; Pass PCT; Fail 2-year Threshold
[12 empty] | Commercial | Energy Star Servers | Y | Retail | Turnover | 3.6035 | 0.57534 | 6.2633 | 0 | 0 | 0 | Fail RIM; Pass PCT | [11 empty] | Commercial | Low Flow Shower Head | Y | Hospitals | New | 7.0702 | 0.65503 | 10.7936 | 0 | 0 | 0 | Pass TRC; Pass PCT; Fail 2-year Threshold
[12 empty] | Commercial | Energy Star Servers | Y | Schools K-12 | Turnover | 3.6035 | 0.57534 | 6.2633 | 0 | 0 | 0 | Fail RIM; Pass PCT | [11 empty] | Commercial | Low Flow Shower Head | Y | Institutional | New | 7.3546 | 0.67856 | 10.8385 | 0 | 0 | 0 | Pass TRC; Pass PCT; Fail 2-year Threshold
[12 empty] | Commercial | Energy Star Servers | Y | Warehouse | Turnover | 3.6035 | 0.57534 | 6.2633 | 0 | 0 | 0 | Fail RIM; Pass PCT | [11 empty] | Commercial | Low Flow Shower Head | Y | Lodging/Hospitality | New | 7.0669 | 0.65612 | 10.7706 | 0 | 0 | 0 | Pass TRC; Pass PCT; Fail 2-year Threshold
[12 empty] | Commercial | Energy Star Servers | Y | Assembly | New | 3.6035 | 0.57534 | 6.2633 | 0 | 0 | 0 | Fail RIM; Pass PCT | [11 empty] | Commercial | Low Flow Shower Head | Y | Miscellaneous | New | 7.3546 | 0.67856 | 10.8385 | 0 | 0 | 0 | Pass TRC; Pass PCT; Fail 2-year Threshold
[12 empty] | Commercial | Energy Star Servers | Y | College and University | New | 3.6035 | 0.57534 | 6.2633 | 0 | 0 | 0 | Fail RIM; Pass PCT | [11 empty] | Commercial | Low Flow Shower Head | Y | Offices | New | 7.3546 | 0.67856 | 10.8385 | 0 | 0 | 0 | Pass TRC; Pass PCT; Fail 2-year Threshold
[12 empty] | Commercial | Energy Star Servers | Y | Grocery | New | 3.6035 | 0.57534 | 6.2633 | 0 | 0 | 0 | Fail RIM; Pass PCT | [11 empty] | Commercial | Low Flow Shower Head | Y | Restaurants | New | 7.0705 | 0.65585 | 10.7807 | 0 | 0 | 0 | Pass TRC; Pass PCT; Fail 2-year Threshold
[12 empty] | Commercial | Energy Star Servers | Y | Healthcare | New | 3.6035 | 0.57534 | 6.2633 | 0 | 0 | 0 | Fail RIM; Pass PCT | [11 empty] | Commercial | Low Flow Shower Head | Y | Retail | New | 7.0705 | 0.65585 | 10.7807 | 0 | 0 | 0 | Pass TRC; Pass PCT; Fail 2-year Threshold
[12 empty] | Commercial | Energy Star Servers | Y | Hospitals | New | 3.6035 | 0.57534 | 6.2633 | 0 | 0 | 0 | Fail RIM; Pass PCT | [11 empty] | Commercial | Low Flow Shower Head | Y | Schools K-12 | New | 7.3546 | 0.67856 | 10.8385 | 0 | 0 | 0 | Pass TRC; Pass PCT; Fail 2-year Threshold
[12 empty] | Commercial | Energy Star Servers | Y | Institutional | New | 3.6035 | 0.57534 | 6.2633 | 0 | 0 | 0 | Fail RIM; Pass PCT | [11 empty] | Commercial | Low Flow Shower Head | Y | Warehouse | New | 7.3546 | 0.67856 | 10.8385 | 0 | 0 | 0 | Pass TRC; Pass PCT; Fail 2-year Threshold
[12 empty] | Commercial | Energy Star Servers | Y | Lodging/Hospitality | New | 3.6035 | 0.57534 | 6.2633 | 0 | 0 | 0 | Fail RIM; Pass PCT | [11 empty] | Commercial | Low-Flow Pre-Rinse Sprayers | Y | Assembly | Existing | 3.2967 | 0.57719 | 5.7117 | 0 | 0 | 0 | Pass TRC; Pass PCT; Fail 2-year Threshold
[12 empty] | Commercial | Energy Star Servers | Y | Miscellaneous | New | 3.6035 | 0.57534 | 6.2633 | 0 | 0 | 0 | Fail RIM; Pass PCT | [11 empty] | Commercial | Low-Flow Pre-Rinse Sprayers | Y | College and University | Existing | 3.2967 | 0.57719 | 5.7117 | 0 | 0 | 0 | Pass TRC; Pass PCT; Fail 2-year Threshold
[12 empty] | Commercial | Energy Star Servers | Y | Offices | New | 3.6035 | 0.57534 | 6.2633 | 0 | 0 | 0 | Fail RIM; Pass PCT | [11 empty] | Commercial | Low-Flow Pre-Rinse Sprayers | Y | Grocery | Existing | 3.2967 | 0.57719 | 5.7117 | 0 | 0 | 0 | Pass TRC; Pass PCT; Fail 2-year Threshold
[12 empty] | Commercial | Energy Star Servers | Y | Restaurants | New | 3.6035 | 0.57534 | 6.2633 | 0 | 0 | 0 | Fail RIM; Pass PCT | [11 empty] | Commercial | Low-Flow Pre-Rinse Sprayers | Y | Healthcare | Existing | 3.2967 | 0.57719 | 5.7117 | 0 | 0 | 0 | Pass TRC; Pass PCT; Fail 2-year Threshold
[12 empty] | Commercial | Energy Star Servers | Y | Retail | New | 3.6035 | 0.57534 | 6.2633 | 0 | 0 | 0 | Fail RIM; Pass PCT | [11 empty] | Commercial | Low-Flow Pre-Rinse Sprayers | Y | Hospitals | Existing | 3.2967 | 0.57719 | 5.7117 | 0 | 0 | 0 | Pass TRC; Pass PCT; Fail 2-year Threshold
[12 empty] | Commercial | Energy Star Servers | Y | Schools K-12 | New | 3.6035 | 0.57534 | 6.2633 | 0 | 0 | 0 | Fail RIM; Pass PCT | [11 empty] | Commercial | Low-Flow Pre-Rinse Sprayers | Y | Institutional | Existing | 3.2967 | 0.57719 | 5.7117 | 0 | 0 | 0 | Pass TRC; Pass PCT; Fail 2-year Threshold
[12 empty] | Commercial | Energy Star Servers | Y | Warehouse | New | 3.6035 | 0.57534 | 6.2633 | 0 | 0 | 0 | Fail RIM; Pass PCT | [11 empty] | Commercial | Low-Flow Pre-Rinse Sprayers | Y | Lodging/Hospitality | Existing | 3.2534 | 0.57081 | 5.6996 | 0 | 0 | 0 | Pass TRC; Pass PCT; Fail 2-year Threshold
[12 empty] | Commercial | Energy Star Uninterruptable Power Supply | Y | Assembly | Turnover | 1.8891 | 0.65403 | 2.8884 | 0 | 0 | 0 | Fail RIM; Pass PCT | [11 empty] | Commercial | Low-Flow Pre-Rinse Sprayers | Y | Miscellaneous | Existing | 3.2967 | 0.57719 | 5.7117 | 0 | 0 | 0 | Pass TRC; Pass PCT; Fail 2-year Threshold
[12 empty] | Commercial | Energy Star Uninterruptable Power Supply | Y | College and University | Turnover | 1.8891 | 0.65403 | 2.8884 | 0 | 0 | 0 | Fail RIM; Pass PCT | [11 empty] | Commercial | Low-Flow Pre-Rinse Sprayers | Y | Offices | Existing | 3.2967 | 0.57719 | 5.7117 | 0 | 0 | 0 | Pass TRC; Pass PCT; Fail 2-year Threshold
[12 empty] | Commercial | Energy Star Uninterruptable Power Supply | Y | Grocery | Turnover | 1.8891 | 0.65403 | 2.8884 | 0 | 0 | 0 | Fail RIM; Pass PCT | [11 empty] | Commercial | Low-Flow Pre-Rinse Sprayers | Y | Restaurants | Existing | 3.2967 | 0.57515 | 5.7319 | 0 | 0 | 0 | Pass TRC; Pass PCT; Fail 2-year Threshold
[12 empty] | Commercial | Energy Star Uninterruptable Power Supply | Y | Healthcare | Turnover | 1.8891 | 0.65403 | 2.8884 | 0 | 0 | 0 | Fail RIM; Pass PCT | [11 empty] | Commercial | Low-Flow Pre-Rinse Sprayers | Y | Retail | Existing | 3.2967 | 0.57719 | 5.7117 | 0 | 0 | 0 | Pass TRC; Pass PCT; Fail 2-year Threshold
[12 empty] | Commercial | Energy Star Uninterruptable Power Supply | Y | Hospitals | Turnover | 1.8891 | 0.65403 | 2.8884 | 0 | 0 | 0 | Fail RIM; Pass PCT | [11 empty] | Commercial | Low-Flow Pre-Rinse Sprayers | Y | Schools K-12 | Existing | 3.2967 | 0.57719 | 5.7117 | 0 | 0 | 0 | Pass TRC; Pass PCT; Fail 2-year Threshold
[12 empty] | Commercial | Energy Star Uninterruptable Power Supply | Y | Institutional | Turnover | 1.8891 | 0.65403 | 2.8884 | 0 | 0 | 0 | Fail RIM; Pass PCT | [11 empty] | Commercial | Low-Flow Pre-Rinse Sprayers | Y | Warehouse | Existing | 3.2967 | 0.57719 | 5.7117 | 0 | 0 | 0 | Pass TRC; Pass PCT; Fail 2-year Threshold
[12 empty] | Commercial | Energy Star Uninterruptable Power Supply | Y | Lodging/Hospitality | Turnover | 1.8891 | 0.65403 | 2.8884 | 0 | 0 | 0 | Fail RIM; Pass PCT | [11 empty] | Commercial | Low-Flow Pre-Rinse Sprayers | Y | Assembly | New | 3.2967 | 0.57719 | 5.7117 | 0 | 0 | 0 | Pass TRC; Pass PCT; Fail 2-year Threshold
[12 empty] | Commercial | Energy Star Uninterruptable Power Supply | Y | Miscellaneous | Turnover | 1.8891 | 0.65403 | 2.8884 | 0 | 0 | 0 | Fail RIM; Pass PCT | [11 empty] | Commercial | Low-Flow Pre-Rinse Sprayers | Y | College and University | New | 3.2967 | 0.57719 | 5.7117 | 0 | 0 | 0 | Pass TRC; Pass PCT; Fail 2-year Threshold
[12 empty] | Commercial | Energy Star Uninterruptable Power Supply | Y | Offices | Turnover | 1.8891 | 0.65403 | 2.8884 | 0 | 0 | 0 | Fail RIM; Pass PCT | [11 empty] | Commercial | Low-Flow Pre-Rinse Sprayers | Y | Grocery | New | 3.2967 | 0.57719 | 5.7117 | 0 | 0 | 0 | Pass TRC; Pass PCT; Fail 2-year Threshold
[12 empty] | Commercial | Energy Star Uninterruptable Power Supply | Y | Restaurants | Turnover | 1.8891 | 0.65403 | 2.8884 | 0 | 0 | 0 | Fail RIM; Pass PCT | [11 empty] | Commercial | Low-Flow Pre-Rinse Sprayers | Y | Healthcare | New | 3.2967 | 0.57719 | 5.7117 | 0 | 0 | 0 | Pass TRC; Pass PCT; Fail 2-year Threshold
[12 empty] | Commercial | Energy Star Uninterruptable Power Supply | Y | Retail | Turnover | 1.8891 | 0.65403 | 2.8884 | 0 | 0 | 0 | Fail RIM; Pass PCT | [11 empty] | Commercial | Low-Flow Pre-Rinse Sprayers | Y | Hospitals | New | 3.2967 | 0.57719 | 5.7117 | 0 | 0 | 0 | Pass TRC; Pass PCT; Fail 2-year Threshold
[12 empty] | Commercial | Energy Star Uninterruptable Power Supply | Y | Schools K-12 | Turnover | 1.8891 | 0.65403 | 2.8884 | 0 | 0 | 0 | Fail RIM; Pass PCT | [11 empty] | Commercial | Low-Flow Pre-Rinse Sprayers | Y | Institutional | New | 3.2967 | 0.57719 | 5.7117 | 0 | 0 | 0 | Pass TRC; Pass PCT; Fail 2-year Threshold
[12 empty] | Commercial | Energy Star Uninterruptable Power Supply | Y | Warehouse | Turnover | 1.8891 | 0.65403 | 2.8884 | 0 | 0 | 0 | Fail RIM; Pass PCT | [11 empty] | Commercial | Low-Flow Pre-Rinse Sprayers | Y | Lodging/Hospitality | New | 3.2534 | 0.57081 | 5.6996 | 0 | 0 | 0 | Pass TRC; Pass PCT; Fail 2-year Threshold
[12 empty] | Commercial | Energy Star Uninterruptable Power Supply | Y | Assembly | New | 1.8891 | 0.65403 | 2.8884 | 0 | 0 | 0 | Fail RIM; Pass PCT | [11 empty] | Commercial | Low-Flow Pre-Rinse Sprayers | Y | Miscellaneous | New | 3.2967 | 0.57719 | 5.7117 | 0 | 0 | 0 | Pass TRC; Pass PCT; Fail 2-year Threshold
[12 empty] | Commercial | Energy Star Uninterruptable Power Supply | Y | College and University | New | 1.8891 | 0.65403 | 2.8884 | 0 | 0 | 0 | Fail RIM; Pass PCT | [11 empty] | Commercial | Low-Flow Pre-Rinse Sprayers | Y | Offices | New | 3.2967 | 0.57719 | 5.7117 | 0 | 0 | 0 | Pass TRC; Pass PCT; Fail 2-year Threshold
[12 empty] | Commercial | Energy Star Uninterruptable Power Supply | Y | Grocery | New | 1.8891 | 0.65403 | 2.8884 | 0 | 0 | 0 | Fail RIM; Pass PCT | [11 empty] | Commercial | Low-Flow Pre-Rinse Sprayers | Y | Restaurants | New | 3.2967 | 0.57515 | 5.7319 | 0 | 0 | 0 | Pass TRC; Pass PCT; Fail 2-year Threshold
[12 empty] | Commercial | Energy Star Uninterruptable Power Supply | Y | Healthcare | New | 1.8891 | 0.65403 | 2.8884 | 0 | 0 | 0 | Fail RIM; Pass PCT | [11 empty] | Commercial | Low-Flow Pre-Rinse Sprayers | Y | Retail | New | 3.2967 | 0.57719 | 5.7117 | 0 | 0 | 0 | Pass TRC; Pass PCT; Fail 2-year Threshold
[12 empty] | Commercial | Energy Star Uninterruptable Power Supply | Y | Hospitals | New | 1.8891 | 0.65403 | 2.8884 | 0 | 0 | 0 | Fail RIM; Pass PCT | [11 empty] | Commercial | Low-Flow Pre-Rinse Sprayers | Y | Schools K-12 | New | 3.2967 | 0.57719 | 5.7117 | 0 | 0 | 0 | Pass TRC; Pass PCT; Fail 2-year Threshold
[12 empty] | Commercial | Energy Star Uninterruptable Power Supply | Y | Institutional | New | 1.8891 | 0.65403 | 2.8884 | 0 | 0 | 0 | Fail RIM; Pass PCT | [11 empty] | Commercial | Low-Flow Pre-Rinse Sprayers | Y | Warehouse | New | 3.2967 | 0.57719 | 5.7117 | 0 | 0 | 0 | Pass TRC; Pass PCT; Fail 2-year Threshold
[12 empty] | Commercial | Energy Star Uninterruptable Power Supply | Y | Lodging/Hospitality | New | 1.8891 | 0.65403 | 2.8884 | 0 | 0 | 0 | Fail RIM; Pass PCT | [11 empty] | Commercial | Tank Wrap on Water Heater | Y | Assembly | Existing | 0.65213 | 0.66225 | 0.98473 | 0 | 0 | 0 | Fail TRC; Fail PCT
[12 empty] | Commercial | Energy Star Uninterruptable Power Supply | Y | Miscellaneous | New | 1.8891 | 0.65403 | 2.8884 | 0 | 0 | 0 | Fail RIM; Pass PCT | [11 empty] | Commercial | Tank Wrap on Water Heater | Y | College and University | Existing | 0.65213 | 0.66225 | 0.98473 | 0 | 0 | 0 | Fail TRC; Fail PCT
[12 empty] | Commercial | Energy Star Uninterruptable Power Supply | Y | Offices | New | 1.8891 | 0.65403 | 2.8884 | 0 | 0 | 0 | Fail RIM; Pass PCT | [11 empty] | Commercial | Tank Wrap on Water Heater | Y | Grocery | Existing | 0.65213 | 0.66225 | 0.98473 | 0 | 0 | 0 | Fail TRC; Fail PCT
[12 empty] | Commercial | Energy Star Uninterruptable Power Supply | Y | Restaurants | New | 1.8891 | 0.65403 | 2.8884 | 0 | 0 | 0 | Fail RIM; Pass PCT | [11 empty] | Commercial | Tank Wrap on Water Heater | Y | Healthcare | Existing | 0.65213 | 0.66225 | 0.98473 | 0 | 0 | 0 | Fail TRC; Fail PCT
[12 empty] | Commercial | Energy Star Uninterruptable Power Supply | Y | Retail | New | 1.8891 | 0.65403 | 2.8884 | 0 | 0 | 0 | Fail RIM; Pass PCT | [11 empty] | Commercial | Tank Wrap on Water Heater | Y | Hospitals | Existing | 0.65213 | 0.66225 | 0.98473 | 0 | 0 | 0 | Fail TRC; Fail PCT
[12 empty] | Commercial | Energy Star Uninterruptable Power Supply | Y | Schools K-12 | New | 1.8891 | 0.65403 | 2.8884 | 0 | 0 | 0 | Fail RIM; Pass PCT | [11 empty] | Commercial | Tank Wrap on Water Heater | Y | Institutional | Existing | 0.65213 | 0.66225 | 0.98473 | 0 | 0 | 0 | Fail TRC; Fail PCT
[12 empty] | Commercial | Energy Star Uninterruptable Power Supply | Y | Warehouse | New | 1.8891 | 0.65403 | 2.8884 | 0 | 0 | 0 | Fail RIM; Pass PCT | [11 empty] | Commercial | Tank Wrap on Water Heater | Y | Lodging/Hospitality | Existing | 0.65213 | 0.66225 | 0.98473 | 0 | 0 | 0 | Fail TRC; Fail PCT
[12 empty] | Commercial | Server Virtualization | Y | Assembly | Turnover | 0.1991 | 0.56549 | 0.35209 | 0 | 0 | 0 | Fail RIM; Fail PCT | [11 empty] | Commercial | Tank Wrap on Water Heater | Y | Miscellaneous | Existing | 0.65213 | 0.66225 | 0.98473 | 0 | 0 | 0 | Fail TRC; Fail PCT
[12 empty] | Commercial | Server Virtualization | Y | College and University | Turnover | 0.1991 | 0.56549 | 0.35209 | 0 | 0 | 0 | Fail RIM; Fail PCT | [11 empty] | Commercial | Tank Wrap on Water Heater | Y | Offices | Existing | 0.65213 | 0.66225 | 0.98473 | 0 | 0 | 0 | Fail TRC; Fail PCT
[12 empty] | Commercial | Server Virtualization | Y | Grocery | Turnover | 0.1991 | 0.56549 | 0.35209 | 0 | 0 | 0 | Fail RIM; Fail PCT | [11 empty] | Commercial | Tank Wrap on Water Heater | Y | Restaurants | Existing | 0.65213 | 0.66225 | 0.98473 | 0 | 0 | 0 | Fail TRC; Fail PCT
[12 empty] | Commercial | Server Virtualization | Y | Healthcare | Turnover | 0.1991 | 0.56549 | 0.35209 | 0 | 0 | 0 | Fail RIM; Fail PCT | [11 empty] | Commercial | Tank Wrap on Water Heater | Y | Retail | Existing | 0.65213 | 0.66225 | 0.98473 | 0 | 0 | 0 | Fail TRC; Fail PCT
[12 empty] | Commercial | Server Virtualization | Y | Hospitals | Turnover | 0.1991 | 0.56549 | 0.35209 | 0 | 0 | 0 | Fail RIM; Fail PCT | [11 empty] | Commercial | Tank Wrap on Water Heater | Y | Schools K-12 | Existing | 0.65213 | 0.66225 | 0.98473 | 0 | 0 | 0 | Fail TRC; Fail PCT
[12 empty] | Commercial | Server Virtualization | Y | Institutional | Turnover | 0.1991 | 0.56549 | 0.35209 | 0 | 0 | 0 | Fail RIM; Fail PCT | [11 empty] | Commercial | Tank Wrap on Water Heater | Y | Warehouse | Existing | 0.65213 | 0.66225 | 0.98473 | 0 | 0 | 0 | Fail TRC; Fail PCT
[12 empty] | Commercial | Server Virtualization | Y | Lodging/Hospitality | Turnover | 0.1991 | 0.56549 | 0.35209 | 0 | 0 | 0 | Fail RIM; Fail PCT | [11 empty] | Commercial | Tank Wrap on Water Heater | Y | Assembly | New | 0.62384 | 0.66225 | 0.94201 | 0 | 0 | 0 | Fail TRC; Fail PCT
[12 empty] | Commercial | Server Virtualization | Y | Miscellaneous | Turnover | 0.1991 | 0.56549 | 0.35209 | 0 | 0 | 0 | Fail RIM; Fail PCT | [11 empty] | Commercial | Tank Wrap on Water Heater | Y | College and University | New | 0.62384 | 0.66225 | 0.94201 | 0 | 0 | 0 | Fail TRC; Fail PCT
[12 empty] | Commercial | Server Virtualization | Y | Offices | Turnover | 0.1991 | 0.56549 | 0.35209 | 0 | 0 | 0 | Fail RIM; Fail PCT | [11 empty] | Commercial | Tank Wrap on Water Heater | Y | Grocery | New | 0.62384 | 0.66225 | 0.94201 | 0 | 0 | 0 | Fail TRC; Fail PCT
[12 empty] | Commercial | Server Virtualization | Y | Restaurants | Turnover | 0.1991 | 0.56549 | 0.35209 | 0 | 0 | 0 | Fail RIM; Fail PCT | [11 empty] | Commercial | Tank Wrap on Water Heater | Y | Healthcare | New | 0.62384 | 0.66225 | 0.94201 | 0 | 0 | 0 | Fail TRC; Fail PCT
[12 empty] | Commercial | Server Virtualization | Y | Retail | Turnover | 0.1991 | 0.56549 | 0.35209 | 0 | 0 | 0 | Fail RIM; Fail PCT | [11 empty] | Commercial | Tank Wrap on Water Heater | Y | Hospitals | New | 0.62384 | 0.66225 | 0.94201 | 0 | 0 | 0 | Fail TRC; Fail PCT
[12 empty] | Commercial | Server Virtualization | Y | Schools K-12 | Turnover | 0.1991 | 0.56549 | 0.35209 | 0 | 0 | 0 | Fail RIM; Fail PCT | [11 empty] | Commercial | Tank Wrap on Water Heater | Y | Institutional | New | 0.62384 | 0.66225 | 0.94201 | 0 | 0 | 0 | Fail TRC; Fail PCT
[12 empty] | Commercial | Server Virtualization | Y | Warehouse | Turnover | 0.1991 | 0.56549 | 0.35209 | 0 | 0 | 0 | Fail RIM; Fail PCT | [11 empty] | Commercial | Tank Wrap on Water Heater | Y | Lodging/Hospitality | New | 0.62384 | 0.66225 | 0.94201 | 0 | 0 | 0 | Fail TRC; Fail PCT
[12 empty] | Commercial | Server Virtualization | Y | Assembly | New | 0.1991 | 0.56549 | 0.35209 | 0 | 0 | 0 | Fail RIM; Fail PCT | [11 empty] | Commercial | Tank Wrap on Water Heater | Y | Miscellaneous | New | 0.62384 | 0.66225 | 0.94201 | 0 | 0 | 0 | Fail TRC; Fail PCT
[12 empty] | Commercial | Server Virtualization | Y | College and University | New | 0.1991 | 0.56549 | 0.35209 | 0 | 0 | 0 | Fail RIM; Fail PCT | [11 empty] | Commercial | Tank Wrap on Water Heater | Y | Offices | New | 0.62384 | 0.66225 | 0.94201 | 0 | 0 | 0 | Fail TRC; Fail PCT
[12 empty] | Commercial | Server Virtualization | Y | Grocery | New | 0.1991 | 0.56549 | 0.35209 | 0 | 0 | 0 | Fail RIM; Fail PCT | [11 empty] | Commercial | Tank Wrap on Water Heater | Y | Restaurants | New | 0.62384 | 0.66225 | 0.94201 | 0 | 0 | 0 | Fail TRC; Fail PCT
[12 empty] | Commercial | Server Virtualization | Y | Healthcare | New | 0.1991 | 0.56549 | 0.35209 | 0 | 0 | 0 | Fail RIM; Fail PCT | [11 empty] | Commercial | Tank Wrap on Water Heater | Y | Retail | New | 0.62384 | 0.66225 | 0.94201 | 0 | 0 | 0 | Fail TRC; Fail PCT
[12 empty] | Commercial | Server Virtualization | Y | Hospitals | New | 0.1991 | 0.56549 | 0.35209 | 0 | 0 | 0 | Fail RIM; Fail PCT | [11 empty] | Commercial | Tank Wrap on Water Heater | Y | Schools K-12 | New | 0.62384 | 0.66225 | 0.94201 | 0 | 0 | 0 | Fail TRC; Fail PCT
[12 empty] | Commercial | Server Virtualization | Y | Institutional | New | 0.1991 | 0.56549 | 0.35209 | 0 | 0 | 0 | Fail RIM; Fail PCT | [11 empty] | Commercial | Tank Wrap on Water Heater | Y | Warehouse | New | 0.62384 | 0.66225 | 0.94201 | 0 | 0 | 0 | Fail TRC; Fail PCT
[12 empty] | Commercial | Server Virtualization | Y | Lodging/Hospitality | New | 0.1991 | 0.56549 | 0.35209 | 0 | 0 | 0 | Fail RIM; Fail PCT | [11 empty] | Commercial | Thermostatic Shower Restriction Valve | Y | Assembly | Existing | 14.486 | 0.67856 | 21.3482 | 0 | 0 | 0 | Pass TRC; Pass PCT; Fail 2-year Threshold
[12 empty] | Commercial | Server Virtualization | Y | Miscellaneous | New | 0.1991 | 0.56549 | 0.35209 | 0 | 0 | 0 | Fail RIM; Fail PCT | [11 empty] | Commercial | Thermostatic Shower Restriction Valve | Y | College and University | Existing | 13.9264 | 0.65585 | 21.2343 | 0 | 0 | 0 | Pass TRC; Pass PCT; Fail 2-year Threshold
[12 empty] | Commercial | Server Virtualization | Y | Offices | New | 0.1991 | 0.56549 | 0.35209 | 0 | 0 | 0 | Fail RIM; Fail PCT | [11 empty] | Commercial | Thermostatic Shower Restriction Valve | Y | Grocery | Existing | 13.9264 | 0.65585 | 21.2343 | 0 | 0 | 0 | Pass TRC; Pass PCT; Fail 2-year Threshold
[12 empty] | Commercial | Server Virtualization | Y | Restaurants | New | 0.1991 | 0.56549 | 0.35209 | 0 | 0 | 0 | Fail RIM; Fail PCT | [11 empty] | Commercial | Thermostatic Shower Restriction Valve | Y | Healthcare | Existing | 13.9258 | 0.65503 | 21.2597 | 0 | 0 | 0 | Pass TRC; Pass PCT; Fail 2-year Threshold
[12 empty] | Commercial | Server Virtualization | Y | Retail | New | 0.1991 | 0.56549 | 0.35209 | 0 | 0 | 0 | Fail RIM; Fail PCT | [11 empty] | Commercial | Thermostatic Shower Restriction Valve | Y | Hospitals | Existing | 13.9258 | 0.65503 | 21.2597 | 0 | 0 | 0 | Pass TRC; Pass PCT; Fail 2-year Threshold
[12 empty] | Commercial | Server Virtualization | Y | Schools K-12 | New | 0.1991 | 0.56549 | 0.35209 | 0 | 0 | 0 | Fail RIM; Fail PCT | [11 empty] | Commercial | Thermostatic Shower Restriction Valve | Y | Institutional | Existing | 14.486 | 0.67856 | 21.3482 | 0 | 0 | 0 | Pass TRC; Pass PCT; Fail 2-year Threshold
[12 empty] | Commercial | Server Virtualization | Y | Warehouse | New | 0.1991 | 0.56549 | 0.35209 | 0 | 0 | 0 | Fail RIM; Fail PCT | [11 empty] | Commercial | Thermostatic Shower Restriction Valve | Y | Lodging/Hospitality | Existing | 13.9193 | 0.65612 | 21.2144 | 0 | 0 | 0 | Pass TRC; Pass PCT; Fail 2-year Threshold
[12 empty] | Commercial | Energy Star Commercial Glass Door Freezer | Y | Assembly | Turnover | 16.9592 | 0.66871 | 25.361 | 0 | 0 | 0 | Fail RIM; Pass PCT | [11 empty] | Commercial | Thermostatic Shower Restriction Valve | Y | Miscellaneous | Existing | 14.486 | 0.67856 | 21.3482 | 0 | 0 | 0 | Pass TRC; Pass PCT; Fail 2-year Threshold
[12 empty] | Commercial | Energy Star Commercial Glass Door Freezer | Y | College and University | Turnover | 16.6885 | 0.65862 | 25.3386 | 0 | 0 | 0 | Fail RIM; Pass PCT | [11 empty] | Commercial | Thermostatic Shower Restriction Valve | Y | Offices | Existing | 14.486 | 0.67856 | 21.3482 | 0 | 0 | 0 | Pass TRC; Pass PCT; Fail 2-year Threshold
[12 empty] | Commercial | Energy Star Commercial Glass Door Freezer | Y | Grocery | Turnover | 16.9592 | 0.66871 | 25.361 | 0 | 0 | 0 | Fail RIM; Pass PCT | [11 empty] | Commercial | Thermostatic Shower Restriction Valve | Y | Restaurants | Existing | 13.9264 | 0.65585 | 21.2343 | 0 | 0 | 0 | Pass TRC; Pass PCT; Fail 2-year Threshold
[12 empty] | Commercial | Energy Star Commercial Glass Door Freezer | Y | Healthcare | Turnover | 16.6885 | 0.65862 | 25.3386 | 0 | 0 | 0 | Fail RIM; Pass PCT | [11 empty] | Commercial | Thermostatic Shower Restriction Valve | Y | Retail | Existing | 13.9264 | 0.65585 | 21.2343 | 0 | 0 | 0 | Pass TRC; Pass PCT; Fail 2-year Threshold
[12 empty] | Commercial | Energy Star Commercial Glass Door Freezer | Y | Hospitals | Turnover | 16.6885 | 0.65862 | 25.3386 | 0 | 0 | 0 | Fail RIM; Pass PCT | [11 empty] | Commercial | Thermostatic Shower Restriction Valve | Y | Schools K-12 | Existing | 14.486 | 0.67856 | 21.3482 | 0 | 0 | 0 | Pass TRC; Pass PCT; Fail 2-year Threshold
[12 empty] | Commercial | Energy Star Commercial Glass Door Freezer | Y | Institutional | Turnover | 16.9592 | 0.66871 | 25.361 | 0 | 0 | 0 | Fail RIM; Pass PCT | [11 empty] | Commercial | Thermostatic Shower Restriction Valve | Y | Warehouse | Existing | 14.486 | 0.67856 | 21.3482 | 0 | 0 | 0 | Pass TRC; Pass PCT; Fail 2-year Threshold
[12 empty] | Commercial | Energy Star Commercial Glass Door Freezer | Y | Lodging/Hospitality | Turnover | 16.6885 | 0.65862 | 25.3386 | 0 | 0 | 0 | Fail RIM; Pass PCT | [11 empty] | Commercial | Thermostatic Shower Restriction Valve | Y | Assembly | New | 14.486 | 0.67856 | 21.3482 | 0 | 0 | 0 | Pass TRC; Pass PCT; Fail 2-year Threshold
[12 empty] | Commercial | Energy Star Commercial Glass Door Freezer | Y | Miscellaneous | Turnover | 16.9592 | 0.66871 | 25.361 | 0 | 0 | 0 | Fail RIM; Pass PCT | [11 empty] | Commercial | Thermostatic Shower Restriction Valve | Y | College and University | New | 13.9264 | 0.65585 | 21.2343 | 0 | 0 | 0 | Pass TRC; Pass PCT; Fail 2-year Threshold
[12 empty] | Commercial | Energy Star Commercial Glass Door Freezer | Y | Offices | Turnover | 16.9592 | 0.66871 | 25.361 | 0 | 0 | 0 | Fail RIM; Pass PCT | [11 empty] | Commercial | Thermostatic Shower Restriction Valve | Y | Grocery | New | 13.9264 | 0.65585 | 21.2343 | 0 | 0 | 0 | Pass TRC; Pass PCT; Fail 2-year Threshold
[12 empty] | Commercial | Energy Star Commercial Glass Door Freezer | Y | Restaurants | Turnover | 16.6885 | 0.65862 | 25.3386 | 0 | 0 | 0 | Fail RIM; Pass PCT | [11 empty] | Commercial | Thermostatic Shower Restriction Valve | Y | Healthcare | New | 13.9258 | 0.65503 | 21.2597 | 0 | 0 | 0 | Pass TRC; Pass PCT; Fail 2-year Threshold
[12 empty] | Commercial | Energy Star Commercial Glass Door Freezer | Y | Retail | Turnover | 16.9592 | 0.66871 | 25.361 | 0 | 0 | 0 | Fail RIM; Pass PCT | [11 empty] | Commercial | Thermostatic Shower Restriction Valve | Y | Hospitals | New | 13.9258 | 0.65503 | 21.2597 | 0 | 0 | 0 | Pass TRC; Pass PCT; Fail 2-year Threshold
[12 empty] | Commercial | Energy Star Commercial Glass Door Freezer | Y | Schools K-12 | Turnover | 16.6885 | 0.65862 | 25.3386 | 0 | 0 | 0 | Fail RIM; Pass PCT | [11 empty] | Commercial | Thermostatic Shower Restriction Valve | Y | Institutional | New | 14.486 | 0.67856 | 21.3482 | 0 | 0 | 0 | Pass TRC; Pass PCT; Fail 2-year Threshold
[12 empty] | Commercial | Energy Star Commercial Glass Door Freezer | Y | Warehouse | Turnover | 16.9592 | 0.66871 | 25.361 | 0 | 0 | 0 | Fail RIM; Pass PCT | [11 empty] | Commercial | Thermostatic Shower Restriction Valve | Y | Lodging/Hospitality | New | 13.9193 | 0.65612 | 21.2144 | 0 | 0 | 0 | Pass TRC; Pass PCT; Fail 2-year Threshold
[12 empty] | Commercial | Energy Star Commercial Glass Door Freezer | Y | Assembly | New | 16.9592 | 0.66871 | 25.361 | 0 | 0 | 0 | Fail RIM; Pass PCT | [11 empty] | Commercial | Thermostatic Shower Restriction Valve | Y | Miscellaneous | New | 14.486 | 0.67856 | 21.3482 | 0 | 0 | 0 | Pass TRC; Pass PCT; Fail 2-year Threshold
[12 empty] | Commercial | Energy Star Commercial Glass Door Freezer | Y | College and University | New | 16.6885 | 0.65862 | 25.3386 | 0 | 0 | 0 | Fail RIM; Pass PCT | [11 empty] | Commercial | Thermostatic Shower Restriction Valve | Y | Offices | New | 14.486 | 0.67856 | 21.3482 | 0 | 0 | 0 | Pass TRC; Pass PCT; Fail 2-year Threshold
[12 empty] | Commercial | Energy Star Commercial Glass Door Freezer | Y | Grocery | New | 16.9592 | 0.66871 | 25.361 | 0 | 0 | 0 | Fail RIM; Pass PCT | [11 empty] | Commercial | Thermostatic Shower Restriction Valve | Y | Restaurants | New | 13.9264 | 0.65585 | 21.2343 | 0 | 0 | 0 | Pass TRC; Pass PCT; Fail 2-year Threshold
[12 empty] | Commercial | Energy Star Commercial Glass Door Freezer | Y | Healthcare | New | 16.6885 | 0.65862 | 25.3386 | 0 | 0 | 0 | Fail RIM; Pass PCT | [11 empty] | Commercial | Thermostatic Shower Restriction Valve | Y | Retail | New | 13.9264 | 0.65585 | 21.2343 | 0 | 0 | 0 | Pass TRC; Pass PCT; Fail 2-year Threshold
[12 empty] | Commercial | Energy Star Commercial Glass Door Freezer | Y | Hospitals | New | 16.6885 | 0.65862 | 25.3386 | 0 | 0 | 0 | Fail RIM; Pass PCT | [11 empty] | Commercial | Thermostatic Shower Restriction Valve | Y | Schools K-12 | New | 14.486 | 0.67856 | 21.3482 | 0 | 0 | 0 | Pass TRC; Pass PCT; Fail 2-year Threshold
[12 empty] | Commercial | Energy Star Commercial Glass Door Freezer | Y | Institutional | New | 16.9592 | 0.66871 | 25.361 | 0 | 0 | 0 | Fail RIM; Pass PCT | [11 empty] | Commercial | Thermostatic Shower Restriction Valve | Y | Warehouse | New | 14.486 | 0.67856 | 21.3482 | 0 | 0 | 0 | Pass TRC; Pass PCT; Fail 2-year Threshold
[12 empty] | Commercial | Energy Star Commercial Glass Door Freezer | Y | Lodging/Hospitality | New | 16.6885 | 0.65862 | 25.3386 | 0 | 0 | 0 | Fail RIM; Pass PCT | [11 empty] | Commercial | Air Curtains | Y | Assembly | Existing | 0.010927 | 0.6921 | 0.015788 | 0 | 0 | 0 | Fail TRC; Fail PCT
[12 empty] | Commercial | Energy Star Commercial Glass Door Freezer | Y | Miscellaneous | New | 16.9592 | 0.66871 | 25.361 | 0 | 0 | 0 | Fail RIM; Pass PCT | [11 empty] | Commercial | Air Curtains | Y | College and University | Existing | 0.010637 | 0.67426 | 0.015775 | 0 | 0 | 0 | Fail TRC; Fail PCT
[12 empty] | Commercial | Energy Star Commercial Glass Door Freezer | Y | Offices | New | 16.9592 | 0.66871 | 25.361 | 0 | 0 | 0 | Fail RIM; Pass PCT | [11 empty] | Commercial | Air Curtains | Y | Grocery | Existing | 0.010927 | 0.6921 | 0.015788 | 0 | 0 | 0 | Fail TRC; Fail PCT
[12 empty] | Commercial | Energy Star Commercial Glass Door Freezer | Y | Restaurants | New | 16.6885 | 0.65862 | 25.3386 | 0 | 0 | 0 | Fail RIM; Pass PCT | [11 empty] | Commercial | Air Curtains | Y | Healthcare | Existing | 0.010637 | 0.67426 | 0.015775 | 0 | 0 | 0 | Fail TRC; Fail PCT
[12 empty] | Commercial | Energy Star Commercial Glass Door Freezer | Y | Retail | New | 16.9592 | 0.66871 | 25.361 | 0 | 0 | 0 | Fail RIM; Pass PCT | [11 empty] | Commercial | Air Curtains | Y | Hospitals | Existing | 0.010637 | 0.67426 | 0.015775 | 0 | 0 | 0 | Fail TRC; Fail PCT
[12 empty] | Commercial | Energy Star Commercial Glass Door Freezer | Y | Schools K-12 | New | 16.6885 | 0.65862 | 25.3386 | 0 | 0 | 0 | Fail RIM; Pass PCT | [11 empty] | Commercial | Air Curtains | Y | Institutional | Existing | 0.010927 | 0.6921 | 0.015788 | 0 | 0 | 0 | Fail TRC; Fail PCT
[12 empty] | Commercial | Energy Star Commercial Glass Door Freezer | Y | Warehouse | New | 16.9592 | 0.66871 | 25.361 | 0 | 0 | 0 | Fail RIM; Pass PCT | [11 empty] | Commercial | Air Curtains | Y | Lodging/Hospitality | Existing | 0.010637 | 0.67426 | 0.015775 | 0 | 0 | 0 | Fail TRC; Fail PCT
[12 empty] | Commercial | Energy Star Commercial Glass Door Refrigerator | Y | Assembly | Turnover | 3.6086 | 0.66871 | 5.3964 | 0 | 0 | 0 | Fail RIM; Pass PCT | [11 empty] | Commercial | Air Curtains | Y | Miscellaneous | Existing | 0.010927 | 0.6921 | 0.015788 | 0 | 0 | 0 | Fail TRC; Fail PCT
[12 empty] | Commercial | Energy Star Commercial Glass Door Refrigerator | Y | College and University | Turnover | 3.551 | 0.65862 | 5.3917 | 0 | 0 | 0 | Fail RIM; Pass PCT | [11 empty] | Commercial | Air Curtains | Y | Offices | Existing | 0.010927 | 0.6921 | 0.015788 | 0 | 0 | 0 | Fail TRC; Fail PCT
[12 empty] | Commercial | Energy Star Commercial Glass Door Refrigerator | Y | Grocery | Turnover | 3.6086 | 0.66871 | 5.3964 | 0 | 0 | 0 | Fail RIM; Pass PCT | [11 empty] | Commercial | Air Curtains | Y | Restaurants | Existing | 0.010637 | 0.67426 | 0.015775 | 0 | 0 | 0 | Fail TRC; Fail PCT
[12 empty] | Commercial | Energy Star Commercial Glass Door Refrigerator | Y | Healthcare | Turnover | 3.551 | 0.65862 | 5.3917 | 0 | 0 | 0 | Fail RIM; Pass PCT | [11 empty] | Commercial | Air Curtains | Y | Retail | Existing | 0.010927 | 0.6921 | 0.015788 | 0 | 0 | 0 | Fail TRC; Fail PCT
[12 empty] | Commercial | Energy Star Commercial Glass Door Refrigerator | Y | Hospitals | Turnover | 3.551 | 0.65862 | 5.3917 | 0 | 0 | 0 | Fail RIM; Pass PCT | [11 empty] | Commercial | Air Curtains | Y | Schools K-12 | Existing | 0.010637 | 0.67426 | 0.015775 | 0 | 0 | 0 | Fail TRC; Fail PCT
[12 empty] | Commercial | Energy Star Commercial Glass Door Refrigerator | Y | Institutional | Turnover | 3.6086 | 0.66871 | 5.3964 | 0 | 0 | 0 | Fail RIM; Pass PCT | [11 empty] | Commercial | Air Curtains | Y | Warehouse | Existing | 0.010927 | 0.6921 | 0.015788 | 0 | 0 | 0 | Fail TRC; Fail PCT
[12 empty] | Commercial | Energy Star Commercial Glass Door Refrigerator | Y | Lodging/Hospitality | Turnover | 3.551 | 0.65862 | 5.3917 | 0 | 0 | 0 | Fail RIM; Pass PCT | [11 empty] | Commercial | Air Curtains | Y | Assembly | New | 0.010927 | 0.6921 | 0.015788 | 0 | 0 | 0 | Fail TRC; Fail PCT
[12 empty] | Commercial | Energy Star Commercial Glass Door Refrigerator | Y | Miscellaneous | Turnover | 3.6086 | 0.66871 | 5.3964 | 0 | 0 | 0 | Fail RIM; Pass PCT | [11 empty] | Commercial | Air Curtains | Y | College and University | New | 0.010637 | 0.67426 | 0.015775 | 0 | 0 | 0 | Fail TRC; Fail PCT
[12 empty] | Commercial | Energy Star Commercial Glass Door Refrigerator | Y | Offices | Turnover | 3.6086 | 0.66871 | 5.3964 | 0 | 0 | 0 | Fail RIM; Pass PCT | [11 empty] | Commercial | Air Curtains | Y | Grocery | New | 0.010927 | 0.6921 | 0.015788 | 0 | 0 | 0 | Fail TRC; Fail PCT
[12 empty] | Commercial | Energy Star Commercial Glass Door Refrigerator | Y | Restaurants | Turnover | 3.551 | 0.65862 | 5.3917 | 0 | 0 | 0 | Fail RIM; Pass PCT | [11 empty] | Commercial | Air Curtains | Y | Healthcare | New | 0.010637 | 0.67426 | 0.015775 | 0 | 0 | 0 | Fail TRC; Fail PCT
[12 empty] | Commercial | Energy Star Commercial Glass Door Refrigerator | Y | Retail | Turnover | 3.6086 | 0.66871 | 5.3964 | 0 | 0 | 0 | Fail RIM; Pass PCT | [11 empty] | Commercial | Air Curtains | Y | Hospitals | New | 0.010637 | 0.67426 | 0.015775 | 0 | 0 | 0 | Fail TRC; Fail PCT
[12 empty] | Commercial | Energy Star Commercial Glass Door Refrigerator | Y | Schools K-12 | Turnover | 3.551 | 0.65862 | 5.3917 | 0 | 0 | 0 | Fail RIM; Pass PCT | [11 empty] | Commercial | Air Curtains | Y | Institutional | New | 0.010927 | 0.6921 | 0.015788 | 0 | 0 | 0 | Fail TRC; Fail PCT
[12 empty] | Commercial | Energy Star Commercial Glass Door Refrigerator | Y | Warehouse | Turnover | 3.6086 | 0.66871 | 5.3964 | 0 | 0 | 0 | Fail RIM; Pass PCT | [11 empty] | Commercial | Air Curtains | Y | Lodging/Hospitality | New | 0.010637 | 0.67426 | 0.015775 | 0 | 0 | 0 | Fail TRC; Fail PCT
[12 empty] | Commercial | Energy Star Commercial Glass Door Refrigerator | Y | Assembly | New | 3.6086 | 0.66871 | 5.3964 | 0 | 0 | 0 | Fail RIM; Pass PCT | [11 empty] | Commercial | Air Curtains | Y | Miscellaneous | New | 0.010927 | 0.6921 | 0.015788 | 0 | 0 | 0 | Fail TRC; Fail PCT
[12 empty] | Commercial | Energy Star Commercial Glass Door Refrigerator | Y | College and University | New | 3.551 | 0.65862 | 5.3917 | 0 | 0 | 0 | Fail RIM; Pass PCT | [11 empty] | Commercial | Air Curtains | Y | Offices | New | 0.010927 | 0.6921 | 0.015788 | 0 | 0 | 0 | Fail TRC; Fail PCT
[12 empty] | Commercial | Energy Star Commercial Glass Door Refrigerator | Y | Grocery | New | 3.6086 | 0.66871 | 5.3964 | 0 | 0 | 0 | Fail RIM; Pass PCT | [11 empty] | Commercial | Air Curtains | Y | Restaurants | New | 0.010637 | 0.67426 | 0.015775 | 0 | 0 | 0 | Fail TRC; Fail PCT
[12 empty] | Commercial | Energy Star Commercial Glass Door Refrigerator | Y | Healthcare | New | 3.551 | 0.65862 | 5.3917 | 0 | 0 | 0 | Fail RIM; Pass PCT | [11 empty] | Commercial | Air Curtains | Y | Retail | New | 0.010927 | 0.6921 | 0.015788 | 0 | 0 | 0 | Fail TRC; Fail PCT
[12 empty] | Commercial | Energy Star Commercial Glass Door Refrigerator | Y | Hospitals | New | 3.551 | 0.65862 | 5.3917 | 0 | 0 | 0 | Fail RIM; Pass PCT | [11 empty] | Commercial | Air Curtains | Y | Schools K-12 | New | 0.010637 | 0.67426 | 0.015775 | 0 | 0 | 0 | Fail TRC; Fail PCT
[12 empty] | Commercial | Energy Star Commercial Glass Door Refrigerator | Y | Institutional | New | 3.6086 | 0.66871 | 5.3964 | 0 | 0 | 0 | Fail RIM; Pass PCT | [11 empty] | Commercial | Air Curtains | Y | Warehouse | New | 0.010927 | 0.6921 | 0.015788 | 0 | 0 | 0 | Fail TRC; Fail PCT
[12 empty] | Commercial | Energy Star Commercial Glass Door Refrigerator | Y | Lodging/Hospitality | New | 3.551 | 0.65862 | 5.3917 | 0 | 0 | 0 | Fail RIM; Pass PCT | [11 empty] | Commercial | Airside Economizer | Y | Assembly | Existing | 25.7523 | 0.77722 | 33.134 | 0 | 0 | 0 | Pass TRC; Pass PCT; Fail 2-year Threshold
[12 empty] | Commercial | Energy Star Commercial Glass Door Refrigerator | Y | Miscellaneous | New | 3.6086 | 0.66871 | 5.3964 | 0 | 0 | 0 | Fail RIM; Pass PCT | [11 empty] | Commercial | Airside Economizer | Y | College and University | Existing | 21.1764 | 0.63608 | 33.2921 | 0 | 0 | 0 | Pass TRC; Pass PCT; Fail 2-year Threshold
[12 empty] | Commercial | Energy Star Commercial Glass Door Refrigerator | Y | Offices | New | 3.6086 | 0.66871 | 5.3964 | 0 | 0 | 0 | Fail RIM; Pass PCT | [11 empty] | Commercial | Airside Economizer | Y | Grocery | Existing | 23.3594 | 0.70569 | 33.1016 | 0 | 0 | 0 | Pass TRC; Pass PCT; Fail 2-year Threshold
[12 empty] | Commercial | Energy Star Commercial Glass Door Refrigerator | Y | Restaurants | New | 3.551 | 0.65862 | 5.3917 | 0 | 0 | 0 | Fail RIM; Pass PCT | [11 empty] | Commercial | Airside Economizer | Y | Healthcare | Existing | 25.7523 | 0.77722 | 33.134 | 0 | 0 | 0 | Pass TRC; Pass PCT; Fail 2-year Threshold
[12 empty] | Commercial | Energy Star Commercial Glass Door Refrigerator | Y | Retail | New | 3.6086 | 0.66871 | 5.3964 | 0 | 0 | 0 | Fail RIM; Pass PCT | [11 empty] | Commercial | Airside Economizer | Y | Hospitals | Existing | 21.1764 | 0.63608 | 33.2921 | 0 | 0 | 0 | Pass TRC; Pass PCT; Fail 2-year Threshold
[12 empty] | Commercial | Energy Star Commercial Glass Door Refrigerator | Y | Schools K-12 | New | 3.551 | 0.65862 | 5.3917 | 0 | 0 | 0 | Fail RIM; Pass PCT | [11 empty] | Commercial | Airside Economizer | Y | Institutional | Existing | 25.7523 | 0.77722 | 33.134 | 0 | 0 | 0 | Pass TRC; Pass PCT; Fail 2-year Threshold
[12 empty] | Commercial | Energy Star Commercial Glass Door Refrigerator | Y | Warehouse | New | 3.6086 | 0.66871 | 5.3964 | 0 | 0 | 0 | Fail RIM; Pass PCT | [11 empty] | Commercial | Airside Economizer | Y | Lodging/Hospitality | Existing | 23.3594 | 0.70569 | 33.1016 | 0 | 0 | 0 | Pass TRC; Pass PCT; Fail 2-year Threshold
[12 empty] | Commercial | Energy Star Commercial Solid Door Freezer | Y | Assembly | Turnover | 9.6855 | 0.66176 | 14.6361 | 0 | 0 | 0 | Fail RIM; Pass PCT | [11 empty] | Commercial | Airside Economizer | Y | Miscellaneous | Existing | 25.7523 | 0.77722 | 33.134 | 0 | 0 | 0 | Pass TRC; Pass PCT; Fail 2-year Threshold
[12 empty] | Commercial | Energy Star Commercial Solid Door Freezer | Y | College and University | Turnover | 9.6293 | 0.65862 | 14.6205 | 0 | 0 | 0 | Fail RIM; Pass PCT | [11 empty] | Commercial | Airside Economizer | Y | Offices | Existing | 25.7523 | 0.77722 | 33.134 | 0 | 0 | 0 | Pass TRC; Pass PCT; Fail 2-year Threshold
[12 empty] | Commercial | Energy Star Commercial Solid Door Freezer | Y | Grocery | Turnover | 9.6855 | 0.66176 | 14.6361 | 0 | 0 | 0 | Fail RIM; Pass PCT | [11 empty] | Commercial | Airside Economizer | Y | Restaurants | Existing | 23.3594 | 0.70569 | 33.1016 | 0 | 0 | 0 | Pass TRC; Pass PCT; Fail 2-year Threshold
[12 empty] | Commercial | Energy Star Commercial Solid Door Freezer | Y | Healthcare | Turnover | 9.6293 | 0.65862 | 14.6205 | 0 | 0 | 0 | Fail RIM; Pass PCT | [11 empty] | Commercial | Airside Economizer | Y | Retail | Existing | 23.3594 | 0.70569 | 33.1016 | 0 | 0 | 0 | Pass TRC; Pass PCT; Fail 2-year Threshold
[12 empty] | Commercial | Energy Star Commercial Solid Door Freezer | Y | Hospitals | Turnover | 9.6293 | 0.65862 | 14.6205 | 0 | 0 | 0 | Fail RIM; Pass PCT | [11 empty] | Commercial | Airside Economizer | Y | Schools K-12 | Existing | 25.7523 | 0.77722 | 33.134 | 0 | 0 | 0 | Pass TRC; Pass PCT; Fail 2-year Threshold
[12 empty] | Commercial | Energy Star Commercial Solid Door Freezer | Y | Institutional | Turnover | 9.6855 | 0.66176 | 14.6361 | 0 | 0 | 0 | Fail RIM; Pass PCT | [11 empty] | Commercial | Airside Economizer | Y | Warehouse | Existing | 25.7523 | 0.77722 | 33.134 | 0 | 0 | 0 | Pass TRC; Pass PCT; Fail 2-year Threshold
[12 empty] | Commercial | Energy Star Commercial Solid Door Freezer | Y | Lodging/Hospitality | Turnover | 9.6293 | 0.65862 | 14.6205 | 0 | 0 | 0 | Fail RIM; Pass PCT | [11 empty] | Commercial | Airside Economizer | Y | Assembly | New | 25.7523 | 0.77722 | 33.134 | 0 | 0 | 0 | Pass TRC; Pass PCT; Fail 2-year Threshold
[12 empty] | Commercial | Energy Star Commercial Solid Door Freezer | Y | Miscellaneous | Turnover | 9.6855 | 0.66176 | 14.6361 | 0 | 0 | 0 | Fail RIM; Pass PCT | [11 empty] | Commercial | Airside Economizer | Y | College and University | New | 21.1764 | 0.63608 | 33.2921 | 0 | 0 | 0 | Pass TRC; Pass PCT; Fail 2-year Threshold
[12 empty] | Commercial | Energy Star Commercial Solid Door Freezer | Y | Offices | Turnover | 9.6855 | 0.66176 | 14.6361 | 0 | 0 | 0 | Fail RIM; Pass PCT | [11 empty] | Commercial | Airside Economizer | Y | Grocery | New | 23.3594 | 0.70569 | 33.1016 | 0 | 0 | 0 | Pass TRC; Pass PCT; Fail 2-year Threshold
[12 empty] | Commercial | Energy Star Commercial Solid Door Freezer | Y | Restaurants | Turnover | 9.6293 | 0.65862 | 14.6205 | 0 | 0 | 0 | Fail RIM; Pass PCT | [11 empty] | Commercial | Airside Economizer | Y | Healthcare | New | 25.7523 | 0.77722 | 33.134 | 0 | 0 | 0 | Pass TRC; Pass PCT; Fail 2-year Threshold
[12 empty] | Commercial | Energy Star Commercial Solid Door Freezer | Y | Retail | Turnover | 9.6855 | 0.66176 | 14.6361 | 0 | 0 | 0 | Fail RIM; Pass PCT | [11 empty] | Commercial | Airside Economizer | Y | Hospitals | New | 21.1764 | 0.63608 | 33.2921 | 0 | 0 | 0 | Pass TRC; Pass PCT; Fail 2-year Threshold
[12 empty] | Commercial | Energy Star Commercial Solid Door Freezer | Y | Schools K-12 | Turnover | 9.6293 | 0.65862 | 14.6205 | 0 | 0 | 0 | Fail RIM; Pass PCT | [11 empty] | Commercial | Airside Economizer | Y | Institutional | New | 25.7523 | 0.77722 | 33.134 | 0 | 0 | 0 | Pass TRC; Pass PCT; Fail 2-year Threshold
[12 empty] | Commercial | Energy Star Commercial Solid Door Freezer | Y | Warehouse | Turnover | 9.6855 | 0.66176 | 14.6361 | 0 | 0 | 0 | Fail RIM; Pass PCT | [11 empty] | Commercial | Airside Economizer | Y | Lodging/Hospitality | New | 23.3594 | 0.70569 | 33.1016 | 0 | 0 | 0 | Pass TRC; Pass PCT; Fail 2-year Threshold
[12 empty] | Commercial | Energy Star Commercial Solid Door Freezer | Y | Assembly | New | 9.6855 | 0.66176 | 14.6361 | 0 | 0 | 0 | Fail RIM; Pass PCT | [11 empty] | Commercial | Airside Economizer | Y | Miscellaneous | New | 25.7523 | 0.77722 | 33.134 | 0 | 0 | 0 | Pass TRC; Pass PCT; Fail 2-year Threshold
[12 empty] | Commercial | Energy Star Commercial Solid Door Freezer | Y | College and University | New | 9.6293 | 0.65862 | 14.6205 | 0 | 0 | 0 | Fail RIM; Pass PCT | [11 empty] | Commercial | Airside Economizer | Y | Offices | New | 25.7523 | 0.77722 | 33.134 | 0 | 0 | 0 | Pass TRC; Pass PCT; Fail 2-year Threshold
[12 empty] | Commercial | Energy Star Commercial Solid Door Freezer | Y | Grocery | New | 9.6855 | 0.66176 | 14.6361 | 0 | 0 | 0 | Fail RIM; Pass PCT | [11 empty] | Commercial | Airside Economizer | Y | Restaurants | New | 23.3594 | 0.70569 | 33.1016 | 0 | 0 | 0 | Pass TRC; Pass PCT; Fail 2-year Threshold
[12 empty] | Commercial | Energy Star Commercial Solid Door Freezer | Y | Healthcare | New | 9.6293 | 0.65862 | 14.6205 | 0 | 0 | 0 | Fail RIM; Pass PCT | [11 empty] | Commercial | Airside Economizer | Y | Retail | New | 23.3594 | 0.70569 | 33.1016 | 0 | 0 | 0 | Pass TRC; Pass PCT; Fail 2-year Threshold
[12 empty] | Commercial | Energy Star Commercial Solid Door Freezer | Y | Hospitals | New | 9.6293 | 0.65862 | 14.6205 | 0 | 0 | 0 | Fail RIM; Pass PCT | [11 empty] | Commercial | Airside Economizer | Y | Schools K-12 | New | 25.7523 | 0.77722 | 33.134 | 0 | 0 | 0 | Pass TRC; Pass PCT; Fail 2-year Threshold
[12 empty] | Commercial | Energy Star Commercial Solid Door Freezer | Y | Institutional | New | 9.6855 | 0.66176 | 14.6361 | 0 | 0 | 0 | Fail RIM; Pass PCT | [11 empty] | Commercial | Airside Economizer | Y | Warehouse | New | 25.7523 | 0.77722 | 33.134 | 0 | 0 | 0 | Pass TRC; Pass PCT; Fail 2-year Threshold
[12 empty] | Commercial | Energy Star Commercial Solid Door Freezer | Y | Lodging/Hospitality | New | 9.6293 | 0.65862 | 14.6205 | 0 | 0 | 0 | Fail RIM; Pass PCT | [11 empty] | Commercial | Ceiling Insulation(R12 to R38) | Y | Assembly | Existing | 0.28487 | 0.54065 | 0.52689 | 0 | 0 | 0 | Fail TRC; Fail PCT
[12 empty] | Commercial | Energy Star Commercial Solid Door Freezer | Y | Miscellaneous | New | 9.6855 | 0.66176 | 14.6361 | 0 | 0 | 0 | Fail RIM; Pass PCT | [11 empty] | Commercial | Ceiling Insulation(R12 to R38) | Y | College and University | Existing | 0.35041 | 0.6511 | 0.53818 | 0 | 0 | 0 | Fail TRC; Fail PCT
[12 empty] | Commercial | Energy Star Commercial Solid Door Freezer | Y | Offices | New | 9.6855 | 0.66176 | 14.6361 | 0 | 0 | 0 | Fail RIM; Pass PCT | [11 empty] | Commercial | Ceiling Insulation(R12 to R38) | Y | Grocery | Existing | 0.32169 | 0.60448 | 0.53217 | 0 | 0 | 0 | Fail TRC; Fail PCT
[12 empty] | Commercial | Energy Star Commercial Solid Door Freezer | Y | Restaurants | New | 9.6293 | 0.65862 | 14.6205 | 0 | 0 | 0 | Fail RIM; Pass PCT | [11 empty] | Commercial | Ceiling Insulation(R12 to R38) | Y | Healthcare | Existing | 0.28487 | 0.54065 | 0.52689 | 0 | 0 | 0 | Fail TRC; Fail PCT
[12 empty] | Commercial | Energy Star Commercial Solid Door Freezer | Y | Retail | New | 9.6855 | 0.66176 | 14.6361 | 0 | 0 | 0 | Fail RIM; Pass PCT | [11 empty] | Commercial | Ceiling Insulation(R12 to R38) | Y | Hospitals | Existing | 0.35041 | 0.6511 | 0.53818 | 0 | 0 | 0 | Fail TRC; Fail PCT
[12 empty] | Commercial | Energy Star Commercial Solid Door Freezer | Y | Schools K-12 | New | 9.6293 | 0.65862 | 14.6205 | 0 | 0 | 0 | Fail RIM; Pass PCT | [11 empty] | Commercial | Ceiling Insulation(R12 to R38) | Y | Institutional | Existing | 0.28487 | 0.54065 | 0.52689 | 0 | 0 | 0 | Fail TRC; Fail PCT
[12 empty] | Commercial | Energy Star Commercial Solid Door Freezer | Y | Warehouse | New | 9.6855 | 0.66176 | 14.6361 | 0 | 0 | 0 | Fail RIM; Pass PCT | [11 empty] | Commercial | Ceiling Insulation(R12 to R38) | Y | Lodging/Hospitality | Existing | 0.35041 | 0.6511 | 0.53818 | 0 | 0 | 0 | Fail TRC; Fail PCT
[12 empty] | Commercial | Energy Star Commercial Solid Door Refrigerator | Y | Assembly | Turnover | 3.2895 | 0.66176 | 4.9708 | 0 | 0 | 0 | Fail RIM; Pass PCT | [11 empty] | Commercial | Ceiling Insulation(R12 to R38) | Y | Miscellaneous | Existing | 0.28487 | 0.54065 | 0.52689 | 0 | 0 | 0 | Fail TRC; Fail PCT
[12 empty] | Commercial | Energy Star Commercial Solid Door Refrigerator | Y | College and University | Turnover | 3.2704 | 0.65862 | 4.9655 | 0 | 0 | 0 | Fail RIM; Pass PCT | [11 empty] | Commercial | Ceiling Insulation(R12 to R38) | Y | Offices | Existing | 0.28487 | 0.54065 | 0.52689 | 0 | 0 | 0 | Fail TRC; Fail PCT
[12 empty] | Commercial | Energy Star Commercial Solid Door Refrigerator | Y | Grocery | Turnover | 3.2895 | 0.66176 | 4.9708 | 0 | 0 | 0 | Fail RIM; Pass PCT | [11 empty] | Commercial | Ceiling Insulation(R12 to R38) | Y | Restaurants | Existing | 0.32169 | 0.60448 | 0.53217 | 0 | 0 | 0 | Fail TRC; Fail PCT
[12 empty] | Commercial | Energy Star Commercial Solid Door Refrigerator | Y | Healthcare | Turnover | 3.2704 | 0.65862 | 4.9655 | 0 | 0 | 0 | Fail RIM; Pass PCT | [11 empty] | Commercial | Ceiling Insulation(R12 to R38) | Y | Retail | Existing | 0.32169 | 0.60448 | 0.53217 | 0 | 0 | 0 | Fail TRC; Fail PCT
[12 empty] | Commercial | Energy Star Commercial Solid Door Refrigerator | Y | Hospitals | Turnover | 3.2704 | 0.65862 | 4.9655 | 0 | 0 | 0 | Fail RIM; Pass PCT | [11 empty] | Commercial | Ceiling Insulation(R12 to R38) | Y | Schools K-12 | Existing | 0.28487 | 0.54065 | 0.52689 | 0 | 0 | 0 | Fail TRC; Fail PCT
[12 empty] | Commercial | Energy Star Commercial Solid Door Refrigerator | Y | Institutional | Turnover | 3.2895 | 0.66176 | 4.9708 | 0 | 0 | 0 | Fail RIM; Pass PCT | [11 empty] | Commercial | Ceiling Insulation(R12 to R38) | Y | Warehouse | Existing | 0.32181 | 0.60768 | 0.52957 | 0 | 0 | 0 | Fail TRC; Fail PCT
[12 empty] | Commercial | Energy Star Commercial Solid Door Refrigerator | Y | Lodging/Hospitality | Turnover | 3.2704 | 0.65862 | 4.9655 | 0 | 0 | 0 | Fail RIM; Pass PCT | [11 empty] | Commercial | Ceiling Insulation(R12 to R38) | Y | Assembly | New | 0.28006 | 0.54065 | 0.518 | 0 | 0 | 0 | Fail TRC; Fail PCT
[12 empty] | Commercial | Energy Star Commercial Solid Door Refrigerator | Y | Miscellaneous | Turnover | 3.2895 | 0.66176 | 4.9708 | 0 | 0 | 0 | Fail RIM; Pass PCT | [11 empty] | Commercial | Ceiling Insulation(R12 to R38) | Y | College and University | New | 0.34449 | 0.6511 | 0.52909 | 0 | 0 | 0 | Fail TRC; Fail PCT
[12 empty] | Commercial | Energy Star Commercial Solid Door Refrigerator | Y | Offices | Turnover | 3.2895 | 0.66176 | 4.9708 | 0 | 0 | 0 | Fail RIM; Pass PCT | [11 empty] | Commercial | Ceiling Insulation(R12 to R38) | Y | Grocery | New | 0.31626 | 0.60448 | 0.52319 | 0 | 0 | 0 | Fail TRC; Fail PCT
[12 empty] | Commercial | Energy Star Commercial Solid Door Refrigerator | Y | Restaurants | Turnover | 3.2704 | 0.65862 | 4.9655 | 0 | 0 | 0 | Fail RIM; Pass PCT | [11 empty] | Commercial | Ceiling Insulation(R12 to R38) | Y | Healthcare | New | 0.28006 | 0.54065 | 0.518 | 0 | 0 | 0 | Fail TRC; Fail PCT
[12 empty] | Commercial | Energy Star Commercial Solid Door Refrigerator | Y | Retail | Turnover | 3.2895 | 0.66176 | 4.9708 | 0 | 0 | 0 | Fail RIM; Pass PCT | [11 empty] | Commercial | Ceiling Insulation(R12 to R38) | Y | Hospitals | New | 0.34449 | 0.6511 | 0.52909 | 0 | 0 | 0 | Fail TRC; Fail PCT
[12 empty] | Commercial | Energy Star Commercial Solid Door Refrigerator | Y | Schools K-12 | Turnover | 3.2704 | 0.65862 | 4.9655 | 0 | 0 | 0 | Fail RIM; Pass PCT | [11 empty] | Commercial | Ceiling Insulation(R12 to R38) | Y | Institutional | New | 0.28006 | 0.54065 | 0.518 | 0 | 0 | 0 | Fail TRC; Fail PCT
[12 empty] | Commercial | Energy Star Commercial Solid Door Refrigerator | Y | Warehouse | Turnover | 3.2895 | 0.66176 | 4.9708 | 0 | 0 | 0 | Fail RIM; Pass PCT | [11 empty] | Commercial | Ceiling Insulation(R12 to R38) | Y | Lodging/Hospitality | New | 0.34449 | 0.6511 | 0.52909 | 0 | 0 | 0 | Fail TRC; Fail PCT
[12 empty] | Commercial | Energy Star Commercial Solid Door Refrigerator | Y | Assembly | New | 3.2895 | 0.66176 | 4.9708 | 0 | 0 | 0 | Fail RIM; Pass PCT | [11 empty] | Commercial | Ceiling Insulation(R12 to R38) | Y | Miscellaneous | New | 0.28006 | 0.54065 | 0.518 | 0 | 0 | 0 | Fail TRC; Fail PCT
[12 empty] | Commercial | Energy Star Commercial Solid Door Refrigerator | Y | College and University | New | 3.2704 | 0.65862 | 4.9655 | 0 | 0 | 0 | Fail RIM; Pass PCT | [11 empty] | Commercial | Ceiling Insulation(R12 to R38) | Y | Offices | New | 0.28006 | 0.54065 | 0.518 | 0 | 0 | 0 | Fail TRC; Fail PCT
[12 empty] | Commercial | Energy Star Commercial Solid Door Refrigerator | Y | Grocery | New | 3.2895 | 0.66176 | 4.9708 | 0 | 0 | 0 | Fail RIM; Pass PCT | [11 empty] | Commercial | Ceiling Insulation(R12 to R38) | Y | Restaurants | New | 0.31626 | 0.60448 | 0.52319 | 0 | 0 | 0 | Fail TRC; Fail PCT
[12 empty] | Commercial | Energy Star Commercial Solid Door Refrigerator | Y | Healthcare | New | 3.2704 | 0.65862 | 4.9655 | 0 | 0 | 0 | Fail RIM; Pass PCT | [11 empty] | Commercial | Ceiling Insulation(R12 to R38) | Y | Retail | New | 0.31626 | 0.60448 | 0.52319 | 0 | 0 | 0 | Fail TRC; Fail PCT
[12 empty] | Commercial | Energy Star Commercial Solid Door Refrigerator | Y | Hospitals | New | 3.2704 | 0.65862 | 4.9655 | 0 | 0 | 0 | Fail RIM; Pass PCT | [11 empty] | Commercial | Ceiling Insulation(R12 to R38) | Y | Schools K-12 | New | 0.28006 | 0.54065 | 0.518 | 0 | 0 | 0 | Fail TRC; Fail PCT
[12 empty] | Commercial | Energy Star Commercial Solid Door Refrigerator | Y | Institutional | New | 3.2895 | 0.66176 | 4.9708 | 0 | 0 | 0 | Fail RIM; Pass PCT | [11 empty] | Commercial | Ceiling Insulation(R12 to R38) | Y | Warehouse | New | 0.31638 | 0.60768 | 0.52064 | 0 | 0 | 0 | Fail TRC; Fail PCT
[12 empty] | Commercial | Energy Star Commercial Solid Door Refrigerator | Y | Lodging/Hospitality | New | 3.2704 | 0.65862 | 4.9655 | 0 | 0 | 0 | Fail RIM; Pass PCT | [11 empty] | Commercial | Ceiling Insulation(R19 to R38) | Y | Assembly | Existing | 0.15343 | 0.54065 | 0.28378 | 0 | 0 | 0 | Fail TRC; Fail PCT
[12 empty] | Commercial | Energy Star Commercial Solid Door Refrigerator | Y | Miscellaneous | New | 3.2895 | 0.66176 | 4.9708 | 0 | 0 | 0 | Fail RIM; Pass PCT | [11 empty] | Commercial | Ceiling Insulation(R19 to R38) | Y | College and University | Existing | 0.18872 | 0.6511 | 0.28985 | 0 | 0 | 0 | Fail TRC; Fail PCT
[12 empty] | Commercial | Energy Star Commercial Solid Door Refrigerator | Y | Offices | New | 3.2895 | 0.66176 | 4.9708 | 0 | 0 | 0 | Fail RIM; Pass PCT | [11 empty] | Commercial | Ceiling Insulation(R19 to R38) | Y | Grocery | Existing | 0.17326 | 0.60448 | 0.28662 | 0 | 0 | 0 | Fail TRC; Fail PCT
[12 empty] | Commercial | Energy Star Commercial Solid Door Refrigerator | Y | Restaurants | New | 3.2704 | 0.65862 | 4.9655 | 0 | 0 | 0 | Fail RIM; Pass PCT | [11 empty] | Commercial | Ceiling Insulation(R19 to R38) | Y | Healthcare | Existing | 0.15343 | 0.54065 | 0.28378 | 0 | 0 | 0 | Fail TRC; Fail PCT
[12 empty] | Commercial | Energy Star Commercial Solid Door Refrigerator | Y | Retail | New | 3.2895 | 0.66176 | 4.9708 | 0 | 0 | 0 | Fail RIM; Pass PCT | [11 empty] | Commercial | Ceiling Insulation(R19 to R38) | Y | Hospitals | Existing | 0.18872 | 0.6511 | 0.28985 | 0 | 0 | 0 | Fail TRC; Fail PCT
[12 empty] | Commercial | Energy Star Commercial Solid Door Refrigerator | Y | Schools K-12 | New | 3.2704 | 0.65862 | 4.9655 | 0 | 0 | 0 | Fail RIM; Pass PCT | [11 empty] | Commercial | Ceiling Insulation(R19 to R38) | Y | Institutional | Existing | 0.15343 | 0.54065 | 0.28378 | 0 | 0 | 0 | Fail TRC; Fail PCT
[12 empty] | Commercial | Energy Star Commercial Solid Door Refrigerator | Y | Warehouse | New | 3.2895 | 0.66176 | 4.9708 | 0 | 0 | 0 | Fail RIM; Pass PCT | [11 empty] | Commercial | Ceiling Insulation(R19 to R38) | Y | Lodging/Hospitality | Existing | 0.18872 | 0.6511 | 0.28985 | 0 | 0 | 0 | Fail TRC; Fail PCT
[12 empty] | Commercial | Energy Star Ice Maker | Y | Assembly | Turnover | 0.43742 | 0.65286 | 0.67 | 0 | 0 | 0 | Fail RIM; Fail PCT | [11 empty] | Commercial | Ceiling Insulation(R19 to R38) | Y | Miscellaneous | Existing | 0.15343 | 0.54065 | 0.28378 | 0 | 0 | 0 | Fail TRC; Fail PCT
[12 empty] | Commercial | Energy Star Ice Maker | Y | College and University | Turnover | 0.45114 | 0.67426 | 0.66909 | 0 | 0 | 0 | Fail RIM; Fail PCT | [11 empty] | Commercial | Ceiling Insulation(R19 to R38) | Y | Offices | Existing | 0.15343 | 0.54065 | 0.28378 | 0 | 0 | 0 | Fail TRC; Fail PCT
[12 empty] | Commercial | Energy Star Ice Maker | Y | Grocery | Turnover | 0.43742 | 0.65286 | 0.67 | 0 | 0 | 0 | Fail RIM; Fail PCT | [11 empty] | Commercial | Ceiling Insulation(R19 to R38) | Y | Restaurants | Existing | 0.17326 | 0.60448 | 0.28662 | 0 | 0 | 0 | Fail TRC; Fail PCT
[12 empty] | Commercial | Energy Star Ice Maker | Y | Healthcare | Turnover | 0.45114 | 0.67426 | 0.66909 | 0 | 0 | 0 | Fail RIM; Fail PCT | [11 empty] | Commercial | Ceiling Insulation(R19 to R38) | Y | Retail | Existing | 0.17326 | 0.60448 | 0.28662 | 0 | 0 | 0 | Fail TRC; Fail PCT
[12 empty] | Commercial | Energy Star Ice Maker | Y | Hospitals | Turnover | 0.45114 | 0.67426 | 0.66909 | 0 | 0 | 0 | Fail RIM; Fail PCT | [11 empty] | Commercial | Ceiling Insulation(R19 to R38) | Y | Schools K-12 | Existing | 0.15343 | 0.54065 | 0.28378 | 0 | 0 | 0 | Fail TRC; Fail PCT
[12 empty] | Commercial | Energy Star Ice Maker | Y | Institutional | Turnover | 0.43742 | 0.65286 | 0.67 | 0 | 0 | 0 | Fail RIM; Fail PCT | [11 empty] | Commercial | Ceiling Insulation(R19 to R38) | Y | Warehouse | Existing | 0.17332 | 0.60768 | 0.28522 | 0 | 0 | 0 | Fail TRC; Fail PCT
[12 empty] | Commercial | Energy Star Ice Maker | Y | Lodging/Hospitality | Turnover | 0.45114 | 0.67426 | 0.66909 | 0 | 0 | 0 | Fail RIM; Fail PCT | [11 empty] | Commercial | Ceiling Insulation(R19 to R38) | Y | Assembly | New | 0.15084 | 0.54065 | 0.27899 | 0 | 0 | 0 | Fail TRC; Fail PCT
[12 empty] | Commercial | Energy Star Ice Maker | Y | Miscellaneous | Turnover | 0.43742 | 0.65286 | 0.67 | 0 | 0 | 0 | Fail RIM; Fail PCT | [11 empty] | Commercial | Ceiling Insulation(R19 to R38) | Y | College and University | New | 0.18554 | 0.6511 | 0.28496 | 0 | 0 | 0 | Fail TRC; Fail PCT
[12 empty] | Commercial | Energy Star Ice Maker | Y | Offices | Turnover | 0.43742 | 0.65286 | 0.67 | 0 | 0 | 0 | Fail RIM; Fail PCT | [11 empty] | Commercial | Ceiling Insulation(R19 to R38) | Y | Grocery | New | 0.17033 | 0.60448 | 0.28178 | 0 | 0 | 0 | Fail TRC; Fail PCT
[12 empty] | Commercial | Energy Star Ice Maker | Y | Restaurants | Turnover | 0.45114 | 0.67426 | 0.66909 | 0 | 0 | 0 | Fail RIM; Fail PCT | [11 empty] | Commercial | Ceiling Insulation(R19 to R38) | Y | Healthcare | New | 0.15084 | 0.54065 | 0.27899 | 0 | 0 | 0 | Fail TRC; Fail PCT
[12 empty] | Commercial | Energy Star Ice Maker | Y | Retail | Turnover | 0.43742 | 0.65286 | 0.67 | 0 | 0 | 0 | Fail RIM; Fail PCT | [11 empty] | Commercial | Ceiling Insulation(R19 to R38) | Y | Hospitals | New | 0.18554 | 0.6511 | 0.28496 | 0 | 0 | 0 | Fail TRC; Fail PCT
[12 empty] | Commercial | Energy Star Ice Maker | Y | Schools K-12 | Turnover | 0.45114 | 0.67426 | 0.66909 | 0 | 0 | 0 | Fail RIM; Fail PCT | [11 empty] | Commercial | Ceiling Insulation(R19 to R38) | Y | Institutional | New | 0.15084 | 0.54065 | 0.27899 | 0 | 0 | 0 | Fail TRC; Fail PCT
[12 empty] | Commercial | Energy Star Ice Maker | Y | Warehouse | Turnover | 0.43742 | 0.65286 | 0.67 | 0 | 0 | 0 | Fail RIM; Fail PCT | [11 empty] | Commercial | Ceiling Insulation(R19 to R38) | Y | Lodging/Hospitality | New | 0.18554 | 0.6511 | 0.28496 | 0 | 0 | 0 | Fail TRC; Fail PCT
[12 empty] | Commercial | Energy Star Ice Maker | Y | Assembly | New | 0.43742 | 0.65286 | 0.67 | 0 | 0 | 0 | Fail RIM; Fail PCT | [11 empty] | Commercial | Ceiling Insulation(R19 to R38) | Y | Miscellaneous | New | 0.15084 | 0.54065 | 0.27899 | 0 | 0 | 0 | Fail TRC; Fail PCT
[12 empty] | Commercial | Energy Star Ice Maker | Y | College and University | New | 0.45114 | 0.67426 | 0.66909 | 0 | 0 | 0 | Fail RIM; Fail PCT | [11 empty] | Commercial | Ceiling Insulation(R19 to R38) | Y | Offices | New | 0.15084 | 0.54065 | 0.27899 | 0 | 0 | 0 | Fail TRC; Fail PCT
[12 empty] | Commercial | Energy Star Ice Maker | Y | Grocery | New | 0.43742 | 0.65286 | 0.67 | 0 | 0 | 0 | Fail RIM; Fail PCT | [11 empty] | Commercial | Ceiling Insulation(R19 to R38) | Y | Restaurants | New | 0.17033 | 0.60448 | 0.28178 | 0 | 0 | 0 | Fail TRC; Fail PCT
[12 empty] | Commercial | Energy Star Ice Maker | Y | Healthcare | New | 0.45114 | 0.67426 | 0.66909 | 0 | 0 | 0 | Fail RIM; Fail PCT | [11 empty] | Commercial | Ceiling Insulation(R19 to R38) | Y | Retail | New | 0.17033 | 0.60448 | 0.28178 | 0 | 0 | 0 | Fail TRC; Fail PCT
[12 empty] | Commercial | Energy Star Ice Maker | Y | Hospitals | New | 0.45114 | 0.67426 | 0.66909 | 0 | 0 | 0 | Fail RIM; Fail PCT | [11 empty] | Commercial | Ceiling Insulation(R19 to R38) | Y | Schools K-12 | New | 0.15084 | 0.54065 | 0.27899 | 0 | 0 | 0 | Fail TRC; Fail PCT
[12 empty] | Commercial | Energy Star Ice Maker | Y | Institutional | New | 0.43742 | 0.65286 | 0.67 | 0 | 0 | 0 | Fail RIM; Fail PCT | [11 empty] | Commercial | Ceiling Insulation(R19 to R38) | Y | Warehouse | New | 0.1704 | 0.60768 | 0.28041 | 0 | 0 | 0 | Fail TRC; Fail PCT
[12 empty] | Commercial | Energy Star Ice Maker | Y | Lodging/Hospitality | New | 0.45114 | 0.67426 | 0.66909 | 0 | 0 | 0 | Fail RIM; Fail PCT | [11 empty] | Commercial | Ceiling Insulation(R30 to R38) | Y | Assembly | Existing | 0.053726 | 0.54065 | 0.099373 | 0 | 0 | 0 | Fail TRC; Fail PCT
[12 empty] | Commercial | Energy Star Ice Maker | Y | Miscellaneous | New | 0.43742 | 0.65286 | 0.67 | 0 | 0 | 0 | Fail RIM; Fail PCT | [11 empty] | Commercial | Ceiling Insulation(R30 to R38) | Y | College and University | Existing | 0.066087 | 0.6511 | 0.1015 | 0 | 0 | 0 | Fail TRC; Fail PCT
[12 empty] | Commercial | Energy Star Ice Maker | Y | Offices | New | 0.43742 | 0.65286 | 0.67 | 0 | 0 | 0 | Fail RIM; Fail PCT | [11 empty] | Commercial | Ceiling Insulation(R30 to R38) | Y | Grocery | Existing | 0.060671 | 0.60448 | 0.10037 | 0 | 0 | 0 | Fail TRC; Fail PCT
[12 empty] | Commercial | Energy Star Ice Maker | Y | Restaurants | New | 0.45114 | 0.67426 | 0.66909 | 0 | 0 | 0 | Fail RIM; Fail PCT | [11 empty] | Commercial | Ceiling Insulation(R30 to R38) | Y | Healthcare | Existing | 0.053726 | 0.54065 | 0.099373 | 0 | 0 | 0 | Fail TRC; Fail PCT
[12 empty] | Commercial | Energy Star Ice Maker | Y | Retail | New | 0.43742 | 0.65286 | 0.67 | 0 | 0 | 0 | Fail RIM; Fail PCT | [11 empty] | Commercial | Ceiling Insulation(R30 to R38) | Y | Hospitals | Existing | 0.066087 | 0.6511 | 0.1015 | 0 | 0 | 0 | Fail TRC; Fail PCT
[12 empty] | Commercial | Energy Star Ice Maker | Y | Schools K-12 | New | 0.45114 | 0.67426 | 0.66909 | 0 | 0 | 0 | Fail RIM; Fail PCT | [11 empty] | Commercial | Ceiling Insulation(R30 to R38) | Y | Institutional | Existing | 0.053726 | 0.54065 | 0.099373 | 0 | 0 | 0 | Fail TRC; Fail PCT
[12 empty] | Commercial | Energy Star Ice Maker | Y | Warehouse | New | 0.43742 | 0.65286 | 0.67 | 0 | 0 | 0 | Fail RIM; Fail PCT | [11 empty] | Commercial | Ceiling Insulation(R30 to R38) | Y | Lodging/Hospitality | Existing | 0.066087 | 0.6511 | 0.1015 | 0 | 0 | 0 | Fail TRC; Fail PCT
[12 empty] | Commercial | Energy Star Refrigerator | Y | Assembly | Turnover | 0.69119 | 0.65917 | 1.0486 | 0 | 0 | 0 | Fail RIM; Pass PCT | [11 empty] | Commercial | Ceiling Insulation(R30 to R38) | Y | Miscellaneous | Existing | 0.053726 | 0.54065 | 0.099373 | 0 | 0 | 0 | Fail TRC; Fail PCT
[12 empty] | Commercial | Energy Star Refrigerator | Y | College and University | Turnover | 0.69119 | 0.65917 | 1.0486 | 0 | 0 | 0 | Fail RIM; Pass PCT | [11 empty] | Commercial | Ceiling Insulation(R30 to R38) | Y | Offices | Existing | 0.053726 | 0.54065 | 0.099373 | 0 | 0 | 0 | Fail TRC; Fail PCT
[12 empty] | Commercial | Energy Star Refrigerator | Y | Grocery | Turnover | 0.69119 | 0.65917 | 1.0486 | 0 | 0 | 0 | Fail RIM; Pass PCT | [11 empty] | Commercial | Ceiling Insulation(R30 to R38) | Y | Restaurants | Existing | 0.060671 | 0.60448 | 0.10037 | 0 | 0 | 0 | Fail TRC; Fail PCT
[12 empty] | Commercial | Energy Star Refrigerator | Y | Healthcare | Turnover | 0.69119 | 0.65917 | 1.0486 | 0 | 0 | 0 | Fail RIM; Pass PCT | [11 empty] | Commercial | Ceiling Insulation(R30 to R38) | Y | Retail | Existing | 0.060671 | 0.60448 | 0.10037 | 0 | 0 | 0 | Fail TRC; Fail PCT
[12 empty] | Commercial | Energy Star Refrigerator | Y | Hospitals | Turnover | 0.69119 | 0.65917 | 1.0486 | 0 | 0 | 0 | Fail RIM; Pass PCT | [11 empty] | Commercial | Ceiling Insulation(R30 to R38) | Y | Schools K-12 | Existing | 0.053726 | 0.54065 | 0.099373 | 0 | 0 | 0 | Fail TRC; Fail PCT
[12 empty] | Commercial | Energy Star Refrigerator | Y | Institutional | Turnover | 0.69119 | 0.65917 | 1.0486 | 0 | 0 | 0 | Fail RIM; Pass PCT | [11 empty] | Commercial | Ceiling Insulation(R30 to R38) | Y | Warehouse | Existing | 0.060693 | 0.60768 | 0.099878 | 0 | 0 | 0 | Fail TRC; Fail PCT
[12 empty] | Commercial | Energy Star Refrigerator | Y | Lodging/Hospitality | Turnover | 0.69119 | 0.65917 | 1.0486 | 0 | 0 | 0 | Fail RIM; Pass PCT | [11 empty] | Commercial | Ceiling Insulation(R30 to R38) | Y | Assembly | New | 0.05282 | 0.54065 | 0.097696 | 0 | 0 | 0 | Fail TRC; Fail PCT
[12 empty] | Commercial | Energy Star Refrigerator | Y | Miscellaneous | Turnover | 0.69119 | 0.65917 | 1.0486 | 0 | 0 | 0 | Fail RIM; Pass PCT | [11 empty] | Commercial | Ceiling Insulation(R30 to R38) | Y | College and University | New | 0.064972 | 0.6511 | 0.099788 | 0 | 0 | 0 | Fail TRC; Fail PCT
[12 empty] | Commercial | Energy Star Refrigerator | Y | Offices | Turnover | 0.69119 | 0.65917 | 1.0486 | 0 | 0 | 0 | Fail RIM; Pass PCT | [11 empty] | Commercial | Ceiling Insulation(R30 to R38) | Y | Grocery | New | 0.059647 | 0.60448 | 0.098675 | 0 | 0 | 0 | Fail TRC; Fail PCT
[12 empty] | Commercial | Energy Star Refrigerator | Y | Restaurants | Turnover | 0.69119 | 0.65917 | 1.0486 | 0 | 0 | 0 | Fail RIM; Pass PCT | [11 empty] | Commercial | Ceiling Insulation(R30 to R38) | Y | Healthcare | New | 0.05282 | 0.54065 | 0.097696 | 0 | 0 | 0 | Fail TRC; Fail PCT
[12 empty] | Commercial | Energy Star Refrigerator | Y | Retail | Turnover | 0.69119 | 0.65917 | 1.0486 | 0 | 0 | 0 | Fail RIM; Pass PCT | [11 empty] | Commercial | Ceiling Insulation(R30 to R38) | Y | Hospitals | New | 0.064972 | 0.6511 | 0.099788 | 0 | 0 | 0 | Fail TRC; Fail PCT
[12 empty] | Commercial | Energy Star Refrigerator | Y | Schools K-12 | Turnover | 0.69119 | 0.65917 | 1.0486 | 0 | 0 | 0 | Fail RIM; Pass PCT | [11 empty] | Commercial | Ceiling Insulation(R30 to R38) | Y | Institutional | New | 0.05282 | 0.54065 | 0.097696 | 0 | 0 | 0 | Fail TRC; Fail PCT
[12 empty] | Commercial | Energy Star Refrigerator | Y | Warehouse | Turnover | 0.69119 | 0.65917 | 1.0486 | 0 | 0 | 0 | Fail RIM; Pass PCT | [11 empty] | Commercial | Ceiling Insulation(R30 to R38) | Y | Lodging/Hospitality | New | 0.064972 | 0.6511 | 0.099788 | 0 | 0 | 0 | Fail TRC; Fail PCT
[12 empty] | Commercial | Energy Star Refrigerator | Y | Assembly | New | 0.69119 | 0.65917 | 1.0486 | 0 | 0 | 0 | Fail RIM; Pass PCT | [11 empty] | Commercial | Ceiling Insulation(R30 to R38) | Y | Miscellaneous | New | 0.05282 | 0.54065 | 0.097696 | 0 | 0 | 0 | Fail TRC; Fail PCT
[12 empty] | Commercial | Energy Star Refrigerator | Y | College and University | New | 0.69119 | 0.65917 | 1.0486 | 0 | 0 | 0 | Fail RIM; Pass PCT | [11 empty] | Commercial | Ceiling Insulation(R30 to R38) | Y | Offices | New | 0.05282 | 0.54065 | 0.097696 | 0 | 0 | 0 | Fail TRC; Fail PCT
[12 empty] | Commercial | Energy Star Refrigerator | Y | Grocery | New | 0.69119 | 0.65917 | 1.0486 | 0 | 0 | 0 | Fail RIM; Pass PCT | [11 empty] | Commercial | Ceiling Insulation(R30 to R38) | Y | Restaurants | New | 0.059647 | 0.60448 | 0.098675 | 0 | 0 | 0 | Fail TRC; Fail PCT
[12 empty] | Commercial | Energy Star Refrigerator | Y | Healthcare | New | 0.69119 | 0.65917 | 1.0486 | 0 | 0 | 0 | Fail RIM; Pass PCT | [11 empty] | Commercial | Ceiling Insulation(R30 to R38) | Y | Retail | New | 0.059647 | 0.60448 | 0.098675 | 0 | 0 | 0 | Fail TRC; Fail PCT
[12 empty] | Commercial | Energy Star Refrigerator | Y | Hospitals | New | 0.69119 | 0.65917 | 1.0486 | 0 | 0 | 0 | Fail RIM; Pass PCT | [11 empty] | Commercial | Ceiling Insulation(R30 to R38) | Y | Schools K-12 | New | 0.05282 | 0.54065 | 0.097696 | 0 | 0 | 0 | Fail TRC; Fail PCT
[12 empty] | Commercial | Energy Star Refrigerator | Y | Institutional | New | 0.69119 | 0.65917 | 1.0486 | 0 | 0 | 0 | Fail RIM; Pass PCT | [11 empty] | Commercial | Ceiling Insulation(R30 to R38) | Y | Warehouse | New | 0.059669 | 0.60768 | 0.098193 | 0 | 0 | 0 | Fail TRC; Fail PCT
[12 empty] | Commercial | Energy Star Refrigerator | Y | Lodging/Hospitality | New | 0.69119 | 0.65917 | 1.0486 | 0 | 0 | 0 | Fail RIM; Pass PCT | [11 empty] | Commercial | Chilled Water Controls Optimization | Y | Assembly | Existing | 12.9026 | 0.69144 | 18.6604 | 0 | 0 | 0 | Pass TRC; Pass PCT; Fail 2-year Threshold
[12 empty] | Commercial | Energy Star Refrigerator | Y | Miscellaneous | New | 0.69119 | 0.65917 | 1.0486 | 0 | 0 | 0 | Fail RIM; Pass PCT | [11 empty] | Commercial | Chilled Water Controls Optimization | Y | College and University | Existing | 39.8781 | 0.67377 | 59.1864 | 0 | 0 | 0 | Pass TRC; Pass PCT; Fail 2-year Threshold
[12 empty] | Commercial | Energy Star Refrigerator | Y | Offices | New | 0.69119 | 0.65917 | 1.0486 | 0 | 0 | 0 | Fail RIM; Pass PCT | [11 empty] | Commercial | Chilled Water Controls Optimization | Y | Grocery | Existing | 0 | 0 | 0 | 0 | 0 | 0 | Fail TRC; Fail PCT
[12 empty] | Commercial | Energy Star Refrigerator | Y | Restaurants | New | 0.69119 | 0.65917 | 1.0486 | 0 | 0 | 0 | Fail RIM; Pass PCT | [11 empty] | Commercial | Chilled Water Controls Optimization | Y | Healthcare | Existing | 19.696 | 0.69144 | 28.4853 | 0 | 0 | 0 | Pass TRC; Pass PCT; Fail 2-year Threshold
[12 empty] | Commercial | Energy Star Refrigerator | Y | Retail | New | 0.69119 | 0.65917 | 1.0486 | 0 | 0 | 0 | Fail RIM; Pass PCT | [11 empty] | Commercial | Chilled Water Controls Optimization | Y | Hospitals | Existing | 110.4482 | 0.67377 | 163.9256 | 0 | 0 | 0 | Pass TRC; Pass PCT; Fail 2-year Threshold
[12 empty] | Commercial | Energy Star Refrigerator | Y | Schools K-12 | New | 0.69119 | 0.65917 | 1.0486 | 0 | 0 | 0 | Fail RIM; Pass PCT | [11 empty] | Commercial | Chilled Water Controls Optimization | Y | Institutional | Existing | 6.9696 | 0.69144 | 10.0797 | 0 | 0 | 0 | Pass TRC; Pass PCT; Fail 2-year Threshold
[12 empty] | Commercial | Energy Star Refrigerator | Y | Warehouse | New | 0.69119 | 0.65917 | 1.0486 | 0 | 0 | 0 | Fail RIM; Pass PCT | [11 empty] | Commercial | Chilled Water Controls Optimization | Y | Lodging/Hospitality | Existing | 53.61 | 0.69144 | 77.5333 | 0 | 0 | 0 | Pass TRC; Pass PCT; Fail 2-year Threshold
[12 empty] | Commercial | Energy Star Vending Machine | Y | Assembly | Turnover | 0.73218 | 0.65057 | 1.1254 | 0 | 0 | 0 | Fail RIM; Pass PCT | [11 empty] | Commercial | Chilled Water Controls Optimization | Y | Miscellaneous | Existing | 16.6007 | 0.69144 | 24.0087 | 0 | 0 | 0 | Pass TRC; Pass PCT; Fail 2-year Threshold
[12 empty] | Commercial | Energy Star Vending Machine | Y | College and University | Turnover | 0.73294 | 0.65123 | 1.1255 | 0 | 0 | 0 | Fail RIM; Pass PCT | [11 empty] | Commercial | Chilled Water Controls Optimization | Y | Offices | Existing | 17.0036 | 0.69144 | 24.5914 | 0 | 0 | 0 | Pass TRC; Pass PCT; Fail 2-year Threshold
[12 empty] | Commercial | Energy Star Vending Machine | Y | Grocery | Turnover | 0.73218 | 0.65057 | 1.1254 | 0 | 0 | 0 | Fail RIM; Pass PCT | [11 empty] | Commercial | Chilled Water Controls Optimization | Y | Restaurants | Existing | 20.9087 | 0.69144 | 30.2392 | 0 | 0 | 0 | Pass TRC; Pass PCT; Fail 2-year Threshold
[12 empty] | Commercial | Energy Star Vending Machine | Y | Healthcare | Turnover | 0.73294 | 0.65123 | 1.1255 | 0 | 0 | 0 | Fail RIM; Pass PCT | [11 empty] | Commercial | Chilled Water Controls Optimization | Y | Retail | Existing | 15.3005 | 0.69144 | 22.1283 | 0 | 0 | 0 | Pass TRC; Pass PCT; Fail 2-year Threshold
[12 empty] | Commercial | Energy Star Vending Machine | Y | Hospitals | Turnover | 0.73294 | 0.65123 | 1.1255 | 0 | 0 | 0 | Fail RIM; Pass PCT | [11 empty] | Commercial | Chilled Water Controls Optimization | Y | Schools K-12 | Existing | 11.7377 | 0.69144 | 16.9757 | 0 | 0 | 0 | Pass TRC; Pass PCT; Fail 2-year Threshold
[12 empty] | Commercial | Energy Star Vending Machine | Y | Institutional | Turnover | 0.73218 | 0.65057 | 1.1254 | 0 | 0 | 0 | Fail RIM; Pass PCT | [11 empty] | Commercial | Chilled Water Controls Optimization | Y | Warehouse | Existing | 4.5344 | 0.69144 | 6.5579 | 0 | 0 | 0 | Pass TRC; Pass PCT; Fail 2-year Threshold
[12 empty] | Commercial | Energy Star Vending Machine | Y | Lodging/Hospitality | Turnover | 0.73294 | 0.65123 | 1.1255 | 0 | 0 | 0 | Fail RIM; Pass PCT | [11 empty] | Commercial | Chilled Water Controls Optimization | Y | Assembly | New | 12.9026 | 0.69144 | 18.6604 | 0 | 0 | 0 | Pass TRC; Pass PCT; Fail 2-year Threshold
[12 empty] | Commercial | Energy Star Vending Machine | Y | Miscellaneous | Turnover | 0.73218 | 0.65057 | 1.1254 | 0 | 0 | 0 | Fail RIM; Pass PCT | [11 empty] | Commercial | Chilled Water Controls Optimization | Y | College and University | New | 39.8781 | 0.67377 | 59.1864 | 0 | 0 | 0 | Pass TRC; Pass PCT; Fail 2-year Threshold
[12 empty] | Commercial | Energy Star Vending Machine | Y | Offices | Turnover | 0.73218 | 0.65057 | 1.1254 | 0 | 0 | 0 | Fail RIM; Pass PCT | [11 empty] | Commercial | Chilled Water Controls Optimization | Y | Grocery | New | 0 | 0 | 0 | 0 | 0 | 0 | Fail TRC; Fail PCT
[12 empty] | Commercial | Energy Star Vending Machine | Y | Restaurants | Turnover | 0.73294 | 0.65123 | 1.1255 | 0 | 0 | 0 | Fail RIM; Pass PCT | [11 empty] | Commercial | Chilled Water Controls Optimization | Y | Healthcare | New | 19.696 | 0.69144 | 28.4853 | 0 | 0 | 0 | Pass TRC; Pass PCT; Fail 2-year Threshold
[12 empty] | Commercial | Energy Star Vending Machine | Y | Retail | Turnover | 0.73218 | 0.65057 | 1.1254 | 0 | 0 | 0 | Fail RIM; Pass PCT | [11 empty] | Commercial | Chilled Water Controls Optimization | Y | Hospitals | New | 110.4482 | 0.67377 | 163.9256 | 0 | 0 | 0 | Pass TRC; Pass PCT; Fail 2-year Threshold
[12 empty] | Commercial | Energy Star Vending Machine | Y | Schools K-12 | Turnover | 0.73294 | 0.65123 | 1.1255 | 0 | 0 | 0 | Fail RIM; Pass PCT | [11 empty] | Commercial | Chilled Water Controls Optimization | Y | Institutional | New | 6.9696 | 0.69144 | 10.0797 | 0 | 0 | 0 | Pass TRC; Pass PCT; Fail 2-year Threshold
[12 empty] | Commercial | Energy Star Vending Machine | Y | Warehouse | Turnover | 0.73218 | 0.65057 | 1.1254 | 0 | 0 | 0 | Fail RIM; Pass PCT | [11 empty] | Commercial | Chilled Water Controls Optimization | Y | Lodging/Hospitality | New | 53.61 | 0.69144 | 77.5333 | 0 | 0 | 0 | Pass TRC; Pass PCT; Fail 2-year Threshold
[12 empty] | Commercial | Energy Star Vending Machine | Y | Assembly | New | 0.73218 | 0.65057 | 1.1254 | 0 | 0 | 0 | Fail RIM; Pass PCT | [11 empty] | Commercial | Chilled Water Controls Optimization | Y | Miscellaneous | New | 16.6007 | 0.69144 | 24.0087 | 0 | 0 | 0 | Pass TRC; Pass PCT; Fail 2-year Threshold
[12 empty] | Commercial | Energy Star Vending Machine | Y | College and University | New | 0.73294 | 0.65123 | 1.1255 | 0 | 0 | 0 | Fail RIM; Pass PCT | [11 empty] | Commercial | Chilled Water Controls Optimization | Y | Offices | New | 17.0036 | 0.69144 | 24.5914 | 0 | 0 | 0 | Pass TRC; Pass PCT; Fail 2-year Threshold
[12 empty] | Commercial | Energy Star Vending Machine | Y | Grocery | New | 0.73218 | 0.65057 | 1.1254 | 0 | 0 | 0 | Fail RIM; Pass PCT | [11 empty] | Commercial | Chilled Water Controls Optimization | Y | Restaurants | New | 20.9087 | 0.69144 | 30.2392 | 0 | 0 | 0 | Pass TRC; Pass PCT; Fail 2-year Threshold
[12 empty] | Commercial | Energy Star Vending Machine | Y | Healthcare | New | 0.73294 | 0.65123 | 1.1255 | 0 | 0 | 0 | Fail RIM; Pass PCT | [11 empty] | Commercial | Chilled Water Controls Optimization | Y | Retail | New | 15.3005 | 0.69144 | 22.1283 | 0 | 0 | 0 | Pass TRC; Pass PCT; Fail 2-year Threshold
[12 empty] | Commercial | Energy Star Vending Machine | Y | Hospitals | New | 0.73294 | 0.65123 | 1.1255 | 0 | 0 | 0 | Fail RIM; Pass PCT | [11 empty] | Commercial | Chilled Water Controls Optimization | Y | Schools K-12 | New | 11.7377 | 0.69144 | 16.9757 | 0 | 0 | 0 | Pass TRC; Pass PCT; Fail 2-year Threshold
[12 empty] | Commercial | Energy Star Vending Machine | Y | Institutional | New | 0.73218 | 0.65057 | 1.1254 | 0 | 0 | 0 | Fail RIM; Pass PCT | [11 empty] | Commercial | Chilled Water Controls Optimization | Y | Warehouse | New | 4.5344 | 0.69144 | 6.5579 | 0 | 0 | 0 | Pass TRC; Pass PCT; Fail 2-year Threshold
[12 empty] | Commercial | Energy Star Vending Machine | Y | Lodging/Hospitality | New | 0.73294 | 0.65123 | 1.1255 | 0 | 0 | 0 | Fail RIM; Pass PCT | [11 empty] | Commercial | Cool Roof | Y | Assembly | Existing | 0.086192 | 0.67707 | 0.1273 | 0 | 0 | 0 | Fail TRC; Fail PCT
[12 empty] | Commercial | Energy Star Vending Machine | Y | Miscellaneous | New | 0.73218 | 0.65057 | 1.1254 | 0 | 0 | 0 | Fail RIM; Pass PCT | [11 empty] | Commercial | Cool Roof | Y | College and University | Existing | 0.086192 | 0.67707 | 0.1273 | 0 | 0 | 0 | Fail TRC; Fail PCT
[12 empty] | Commercial | Energy Star Vending Machine | Y | Offices | New | 0.73218 | 0.65057 | 1.1254 | 0 | 0 | 0 | Fail RIM; Pass PCT | [11 empty] | Commercial | Cool Roof | Y | Grocery | Existing | 0.086192 | 0.67707 | 0.1273 | 0 | 0 | 0 | Fail TRC; Fail PCT
[12 empty] | Commercial | Energy Star Vending Machine | Y | Restaurants | New | 0.73294 | 0.65123 | 1.1255 | 0 | 0 | 0 | Fail RIM; Pass PCT | [11 empty] | Commercial | Cool Roof | Y | Healthcare | Existing | 0.086192 | 0.67707 | 0.1273 | 0 | 0 | 0 | Fail TRC; Fail PCT
[12 empty] | Commercial | Energy Star Vending Machine | Y | Retail | New | 0.73218 | 0.65057 | 1.1254 | 0 | 0 | 0 | Fail RIM; Pass PCT | [11 empty] | Commercial | Cool Roof | Y | Hospitals | Existing | 0.086192 | 0.67707 | 0.1273 | 0 | 0 | 0 | Fail TRC; Fail PCT
[12 empty] | Commercial | Energy Star Vending Machine | Y | Schools K-12 | New | 0.73294 | 0.65123 | 1.1255 | 0 | 0 | 0 | Fail RIM; Pass PCT | [11 empty] | Commercial | Cool Roof | Y | Institutional | Existing | 0.086192 | 0.67707 | 0.1273 | 0 | 0 | 0 | Fail TRC; Fail PCT
[12 empty] | Commercial | Energy Star Vending Machine | Y | Warehouse | New | 0.73218 | 0.65057 | 1.1254 | 0 | 0 | 0 | Fail RIM; Pass PCT | [11 empty] | Commercial | Cool Roof | Y | Lodging/Hospitality | Existing | 0.097726 | 0.76205 | 0.12824 | 0 | 0 | 0 | Fail TRC; Fail PCT
[12 empty] | Commercial | Refrigerated Display Case LED Lighting | Y | Assembly | Turnover | 1.4491 | 0.70605 | 2.0523 | 0 | 0 | 0 | Fail RIM; Pass PCT | [11 empty] | Commercial | Cool Roof | Y | Miscellaneous | Existing | 0.10294 | 0.82158 | 0.1253 | 0 | 0 | 0 | Fail TRC; Fail PCT
[12 empty] | Commercial | Refrigerated Display Case LED Lighting | Y | College and University | Turnover | 1.3824 | 0.67426 | 2.0502 | 0 | 0 | 0 | Fail RIM; Pass PCT | [11 empty] | Commercial | Cool Roof | Y | Offices | Existing | 0.086192 | 0.67707 | 0.1273 | 0 | 0 | 0 | Fail TRC; Fail PCT
[12 empty] | Commercial | Refrigerated Display Case LED Lighting | Y | Grocery | Turnover | 1.4491 | 0.70605 | 2.0523 | 0 | 0 | 0 | Fail RIM; Pass PCT | [11 empty] | Commercial | Cool Roof | Y | Restaurants | Existing | 0.086192 | 0.67707 | 0.1273 | 0 | 0 | 0 | Fail TRC; Fail PCT
[12 empty] | Commercial | Refrigerated Display Case LED Lighting | Y | Healthcare | Turnover | 1.3824 | 0.67426 | 2.0502 | 0 | 0 | 0 | Fail RIM; Pass PCT | [11 empty] | Commercial | Cool Roof | Y | Retail | Existing | 0.086192 | 0.67707 | 0.1273 | 0 | 0 | 0 | Fail TRC; Fail PCT
[12 empty] | Commercial | Refrigerated Display Case LED Lighting | Y | Hospitals | Turnover | 1.3824 | 0.67426 | 2.0502 | 0 | 0 | 0 | Fail RIM; Pass PCT | [11 empty] | Commercial | Cool Roof | Y | Schools K-12 | Existing | 0.086192 | 0.67707 | 0.1273 | 0 | 0 | 0 | Fail TRC; Fail PCT
[12 empty] | Commercial | Refrigerated Display Case LED Lighting | Y | Institutional | Turnover | 1.4491 | 0.70605 | 2.0523 | 0 | 0 | 0 | Fail RIM; Pass PCT | [11 empty] | Commercial | Cool Roof | Y | Warehouse | Existing | 0.10294 | 0.82158 | 0.1253 | 0 | 0 | 0 | Fail TRC; Fail PCT
[12 empty] | Commercial | Refrigerated Display Case LED Lighting | Y | Lodging/Hospitality | Turnover | 1.3824 | 0.67426 | 2.0502 | 0 | 0 | 0 | Fail RIM; Pass PCT | [11 empty] | Commercial | Cool Roof | Y | Assembly | New | 0.085981 | 0.67707 | 0.12699 | 0 | 0 | 0 | Fail TRC; Fail PCT
[12 empty] | Commercial | Refrigerated Display Case LED Lighting | Y | Miscellaneous | Turnover | 1.4491 | 0.70605 | 2.0523 | 0 | 0 | 0 | Fail RIM; Pass PCT | [11 empty] | Commercial | Cool Roof | Y | College and University | New | 0.085981 | 0.67707 | 0.12699 | 0 | 0 | 0 | Fail TRC; Fail PCT
[12 empty] | Commercial | Refrigerated Display Case LED Lighting | Y | Offices | Turnover | 1.4491 | 0.70605 | 2.0523 | 0 | 0 | 0 | Fail RIM; Pass PCT | [11 empty] | Commercial | Cool Roof | Y | Grocery | New | 0.085981 | 0.67707 | 0.12699 | 0 | 0 | 0 | Fail TRC; Fail PCT
[12 empty] | Commercial | Refrigerated Display Case LED Lighting | Y | Restaurants | Turnover | 1.3824 | 0.67426 | 2.0502 | 0 | 0 | 0 | Fail RIM; Pass PCT | [11 empty] | Commercial | Cool Roof | Y | Healthcare | New | 0.085981 | 0.67707 | 0.12699 | 0 | 0 | 0 | Fail TRC; Fail PCT
[12 empty] | Commercial | Refrigerated Display Case LED Lighting | Y | Retail | Turnover | 1.4491 | 0.70605 | 2.0523 | 0 | 0 | 0 | Fail RIM; Pass PCT | [11 empty] | Commercial | Cool Roof | Y | Hospitals | New | 0.085981 | 0.67707 | 0.12699 | 0 | 0 | 0 | Fail TRC; Fail PCT
[12 empty] | Commercial | Refrigerated Display Case LED Lighting | Y | Schools K-12 | Turnover | 1.3824 | 0.67426 | 2.0502 | 0 | 0 | 0 | Fail RIM; Pass PCT | [11 empty] | Commercial | Cool Roof | Y | Institutional | New | 0.085981 | 0.67707 | 0.12699 | 0 | 0 | 0 | Fail TRC; Fail PCT
[12 empty] | Commercial | Refrigerated Display Case LED Lighting | Y | Warehouse | Turnover | 1.4491 | 0.70605 | 2.0523 | 0 | 0 | 0 | Fail RIM; Pass PCT | [11 empty] | Commercial | Cool Roof | Y | Lodging/Hospitality | New | 0.097487 | 0.76205 | 0.12793 | 0 | 0 | 0 | Fail TRC; Fail PCT
[12 empty] | Commercial | Refrigerated Display Case LED Lighting | Y | Assembly | New | 0 | 0 | 0 | 0 | 0 | 0 | Fail RIM; Fail PCT | [11 empty] | Commercial | Cool Roof | Y | Miscellaneous | New | 0.10269 | 0.82158 | 0.12499 | 0 | 0 | 0 | Fail TRC; Fail PCT
[12 empty] | Commercial | Refrigerated Display Case LED Lighting | Y | College and University | New | 0 | 0 | 0 | 0 | 0 | 0 | Fail RIM; Fail PCT | [11 empty] | Commercial | Cool Roof | Y | Offices | New | 0.085981 | 0.67707 | 0.12699 | 0 | 0 | 0 | Fail TRC; Fail PCT
[12 empty] | Commercial | Refrigerated Display Case LED Lighting | Y | Grocery | New | 0 | 0 | 0 | 0 | 0 | 0 | Fail RIM; Fail PCT | [11 empty] | Commercial | Cool Roof | Y | Restaurants | New | 0.085981 | 0.67707 | 0.12699 | 0 | 0 | 0 | Fail TRC; Fail PCT
[12 empty] | Commercial | Refrigerated Display Case LED Lighting | Y | Healthcare | New | 0 | 0 | 0 | 0 | 0 | 0 | Fail RIM; Fail PCT | [11 empty] | Commercial | Cool Roof | Y | Retail | New | 0.085981 | 0.67707 | 0.12699 | 0 | 0 | 0 | Fail TRC; Fail PCT
[12 empty] | Commercial | Refrigerated Display Case LED Lighting | Y | Hospitals | New | 0 | 0 | 0 | 0 | 0 | 0 | Fail RIM; Fail PCT | [11 empty] | Commercial | Cool Roof | Y | Schools K-12 | New | 0.085981 | 0.67707 | 0.12699 | 0 | 0 | 0 | Fail TRC; Fail PCT
[12 empty] | Commercial | Refrigerated Display Case LED Lighting | Y | Institutional | New | 0 | 0 | 0 | 0 | 0 | 0 | Fail RIM; Fail PCT | [11 empty] | Commercial | Cool Roof | Y | Warehouse | New | 0.10269 | 0.82158 | 0.12499 | 0 | 0 | 0 | Fail TRC; Fail PCT
[12 empty] | Commercial | Refrigerated Display Case LED Lighting | Y | Lodging/Hospitality | New | 0 | 0 | 0 | 0 | 0 | 0 | Fail RIM; Fail PCT | [11 empty] | Commercial | Dedicated Outdoor Air System on VRF unit | Y | Assembly | Existing | 0.58683 | 0.64902 | 0.90419 | 0 | 0 | 0 | Fail TRC; Fail PCT
[12 empty] | Commercial | Refrigerated Display Case LED Lighting | Y | Miscellaneous | New | 0 | 0 | 0 | 0 | 0 | 0 | Fail RIM; Fail PCT | [11 empty] | Commercial | Dedicated Outdoor Air System on VRF unit | Y | College and University | Existing | 0.6765 | 0.68039 | 0.99428 | 0 | 0 | 0 | Fail TRC; Fail PCT
[12 empty] | Commercial | Refrigerated Display Case LED Lighting | Y | Offices | New | 0 | 0 | 0 | 0 | 0 | 0 | Fail RIM; Fail PCT | [11 empty] | Commercial | Dedicated Outdoor Air System on VRF unit | Y | Grocery | Existing | 0.35115 | 0.64902 | 0.54105 | 0 | 0 | 0 | Fail TRC; Fail PCT
[12 empty] | Commercial | Refrigerated Display Case LED Lighting | Y | Restaurants | New | 0 | 0 | 0 | 0 | 0 | 0 | Fail RIM; Fail PCT | [11 empty] | Commercial | Dedicated Outdoor Air System on VRF unit | Y | Institutional | Existing | 0.32466 | 0.64902 | 0.50023 | 0 | 0 | 0 | Fail TRC; Fail PCT
[12 empty] | Commercial | Refrigerated Display Case LED Lighting | Y | Retail | New | 0 | 0 | 0 | 0 | 0 | 0 | Fail RIM; Fail PCT | [11 empty] | Commercial | Dedicated Outdoor Air System on VRF unit | Y | Lodging/Hospitality | Existing | 0.99685 | 0.68039 | 1.4651 | 0 | 0 | 0 | Fail TRC; Pass PCT
[12 empty] | Commercial | Refrigerated Display Case LED Lighting | Y | Schools K-12 | New | 0 | 0 | 0 | 0 | 0 | 0 | Fail RIM; Fail PCT | [11 empty] | Commercial | Dedicated Outdoor Air System on VRF unit | Y | Miscellaneous | Existing | 0.32761 | 0.64902 | 0.50478 | 0 | 0 | 0 | Fail TRC; Fail PCT
[12 empty] | Commercial | Refrigerated Display Case LED Lighting | Y | Warehouse | New | 0 | 0 | 0 | 0 | 0 | 0 | Fail RIM; Fail PCT | [11 empty] | Commercial | Dedicated Outdoor Air System on VRF unit | Y | Offices | Existing | 0.64795 | 0.64902 | 0.99836 | 0 | 0 | 0 | Fail TRC; Fail PCT
[12 empty] | Commercial | 10HP Open Drip-Proof(ODP) Motor | Y | Assembly | Turnover | 0.22898 | 0.68222 | 0.33564 | 0 | 0 | 0 | Fail RIM; Fail PCT | [11 empty] | Commercial | Dedicated Outdoor Air System on VRF unit | Y | Restaurants | Existing | 0.99874 | 0.64902 | 1.5388 | 0 | 0 | 0 | Fail TRC; Pass PCT
[12 empty] | Commercial | 10HP Open Drip-Proof(ODP) Motor | Y | College and University | Turnover | 0.22274 | 0.66388 | 0.33551 | 0 | 0 | 0 | Fail RIM; Fail PCT | [11 empty] | Commercial | Dedicated Outdoor Air System on VRF unit | Y | Retail | Existing | 0.7694 | 0.64902 | 1.1855 | 0 | 0 | 0 | Fail TRC; Pass PCT
[12 empty] | Commercial | 10HP Open Drip-Proof(ODP) Motor | Y | Grocery | Turnover | 0.22898 | 0.68222 | 0.33564 | 0 | 0 | 0 | Fail RIM; Fail PCT | [11 empty] | Commercial | Dedicated Outdoor Air System on VRF unit | Y | Schools K-12 | Existing | 0.67156 | 0.64902 | 1.0347 | 0 | 0 | 0 | Fail TRC; Pass PCT
[12 empty] | Commercial | 10HP Open Drip-Proof(ODP) Motor | Y | Healthcare | Turnover | 0.22274 | 0.66388 | 0.33551 | 0 | 0 | 0 | Fail RIM; Fail PCT | [11 empty] | Commercial | Dedicated Outdoor Air System on VRF unit | Y | Warehouse | Existing | 0.14948 | 0.64902 | 0.23032 | 0 | 0 | 0 | Fail TRC; Fail PCT
[12 empty] | Commercial | 10HP Open Drip-Proof(ODP) Motor | Y | Hospitals | Turnover | 0.22274 | 0.66388 | 0.33551 | 0 | 0 | 0 | Fail RIM; Fail PCT | [11 empty] | Commercial | Dedicated Outdoor Air System on VRF unit | Y | Assembly | New | 0.58683 | 0.64902 | 0.90419 | 0 | 0 | 0 | Fail TRC; Fail PCT
[12 empty] | Commercial | 10HP Open Drip-Proof(ODP) Motor | Y | Institutional | Turnover | 0.22898 | 0.68222 | 0.33564 | 0 | 0 | 0 | Fail RIM; Fail PCT | [11 empty] | Commercial | Dedicated Outdoor Air System on VRF unit | Y | College and University | New | 0.6765 | 0.68039 | 0.99428 | 0 | 0 | 0 | Fail TRC; Fail PCT
[12 empty] | Commercial | 10HP Open Drip-Proof(ODP) Motor | Y | Lodging/Hospitality | Turnover | 0.22274 | 0.66388 | 0.33551 | 0 | 0 | 0 | Fail RIM; Fail PCT | [11 empty] | Commercial | Dedicated Outdoor Air System on VRF unit | Y | Grocery | New | 0.35115 | 0.64902 | 0.54105 | 0 | 0 | 0 | Fail TRC; Fail PCT
[12 empty] | Commercial | 10HP Open Drip-Proof(ODP) Motor | Y | Miscellaneous | Turnover | 0.22898 | 0.68222 | 0.33564 | 0 | 0 | 0 | Fail RIM; Fail PCT | [11 empty] | Commercial | Dedicated Outdoor Air System on VRF unit | Y | Institutional | New | 0.32466 | 0.64902 | 0.50023 | 0 | 0 | 0 | Fail TRC; Fail PCT
[12 empty] | Commercial | 10HP Open Drip-Proof(ODP) Motor | Y | Offices | Turnover | 0.22898 | 0.68222 | 0.33564 | 0 | 0 | 0 | Fail RIM; Fail PCT | [11 empty] | Commercial | Dedicated Outdoor Air System on VRF unit | Y | Lodging/Hospitality | New | 0.99685 | 0.68039 | 1.4651 | 0 | 0 | 0 | Fail TRC; Pass PCT
[12 empty] | Commercial | 10HP Open Drip-Proof(ODP) Motor | Y | Restaurants | Turnover | 0.22274 | 0.66388 | 0.33551 | 0 | 0 | 0 | Fail RIM; Fail PCT | [11 empty] | Commercial | Dedicated Outdoor Air System on VRF unit | Y | Miscellaneous | New | 0.32761 | 0.64902 | 0.50478 | 0 | 0 | 0 | Fail TRC; Fail PCT
[12 empty] | Commercial | 10HP Open Drip-Proof(ODP) Motor | Y | Retail | Turnover | 0.22898 | 0.68222 | 0.33564 | 0 | 0 | 0 | Fail RIM; Fail PCT | [11 empty] | Commercial | Dedicated Outdoor Air System on VRF unit | Y | Offices | New | 0.64795 | 0.64902 | 0.99836 | 0 | 0 | 0 | Fail TRC; Fail PCT
[12 empty] | Commercial | 10HP Open Drip-Proof(ODP) Motor | Y | Schools K-12 | Turnover | 0.22274 | 0.66388 | 0.33551 | 0 | 0 | 0 | Fail RIM; Fail PCT | [11 empty] | Commercial | Dedicated Outdoor Air System on VRF unit | Y | Restaurants | New | 0.99874 | 0.64902 | 1.5388 | 0 | 0 | 0 | Fail TRC; Pass PCT
[12 empty] | Commercial | 10HP Open Drip-Proof(ODP) Motor | Y | Warehouse | Turnover | 0.22898 | 0.68222 | 0.33564 | 0 | 0 | 0 | Fail RIM; Fail PCT | [11 empty] | Commercial | Dedicated Outdoor Air System on VRF unit | Y | Retail | New | 0.7694 | 0.64902 | 1.1855 | 0 | 0 | 0 | Fail TRC; Pass PCT
[12 empty] | Commercial | 10HP Open Drip-Proof(ODP) Motor | Y | Assembly | New | 0.22898 | 0.68222 | 0.33564 | 0 | 0 | 0 | Fail RIM; Fail PCT | [11 empty] | Commercial | Dedicated Outdoor Air System on VRF unit | Y | Schools K-12 | New | 0.67156 | 0.64902 | 1.0347 | 0 | 0 | 0 | Fail TRC; Pass PCT
[12 empty] | Commercial | 10HP Open Drip-Proof(ODP) Motor | Y | College and University | New | 0.22274 | 0.66388 | 0.33551 | 0 | 0 | 0 | Fail RIM; Fail PCT | [11 empty] | Commercial | Dedicated Outdoor Air System on VRF unit | Y | Warehouse | New | 0.14948 | 0.64902 | 0.23032 | 0 | 0 | 0 | Fail TRC; Fail PCT
[12 empty] | Commercial | 10HP Open Drip-Proof(ODP) Motor | Y | Grocery | New | 0.22898 | 0.68222 | 0.33564 | 0 | 0 | 0 | Fail RIM; Fail PCT | [11 empty] | Commercial | Destratification Fans | Y | Assembly | Existing | 0.058681 | 0.61469 | 0.095463 | 0 | 0 | 0 | Fail TRC; Fail PCT
[12 empty] | Commercial | 10HP Open Drip-Proof(ODP) Motor | Y | Healthcare | New | 0.22274 | 0.66388 | 0.33551 | 0 | 0 | 0 | Fail RIM; Fail PCT | [11 empty] | Commercial | Destratification Fans | Y | College and University | Existing | 0.10675 | 0.61469 | 0.17366 | 0 | 0 | 0 | Fail TRC; Fail PCT
[12 empty] | Commercial | 10HP Open Drip-Proof(ODP) Motor | Y | Hospitals | New | 0.22274 | 0.66388 | 0.33551 | 0 | 0 | 0 | Fail RIM; Fail PCT | [11 empty] | Commercial | Destratification Fans | Y | Grocery | Existing | 0.038447 | 0.61469 | 0.062546 | 0 | 0 | 0 | Fail TRC; Fail PCT
[12 empty] | Commercial | 10HP Open Drip-Proof(ODP) Motor | Y | Institutional | New | 0.22898 | 0.68222 | 0.33564 | 0 | 0 | 0 | Fail RIM; Fail PCT | [11 empty] | Commercial | Destratification Fans | Y | Healthcare | Existing | 0.096161 | 0.61469 | 0.15644 | 0 | 0 | 0 | Fail TRC; Fail PCT
[12 empty] | Commercial | 10HP Open Drip-Proof(ODP) Motor | Y | Lodging/Hospitality | New | 0.22274 | 0.66388 | 0.33551 | 0 | 0 | 0 | Fail RIM; Fail PCT | [11 empty] | Commercial | Destratification Fans | Y | Hospitals | Existing | 0.18988 | 0.61469 | 0.30891 | 0 | 0 | 0 | Fail TRC; Fail PCT
[12 empty] | Commercial | 10HP Open Drip-Proof(ODP) Motor | Y | Miscellaneous | New | 0.22898 | 0.68222 | 0.33564 | 0 | 0 | 0 | Fail RIM; Fail PCT | [11 empty] | Commercial | Destratification Fans | Y | Institutional | Existing | 0.021137 | 0.61469 | 0.034386 | 0 | 0 | 0 | Fail TRC; Fail PCT
[12 empty] | Commercial | 10HP Open Drip-Proof(ODP) Motor | Y | Offices | New | 0.22898 | 0.68222 | 0.33564 | 0 | 0 | 0 | Fail RIM; Fail PCT | [11 empty] | Commercial | Destratification Fans | Y | Lodging/Hospitality | Existing | 0.031886 | 0.61469 | 0.051873 | 0 | 0 | 0 | Fail TRC; Fail PCT
[12 empty] | Commercial | 10HP Open Drip-Proof(ODP) Motor | Y | Restaurants | New | 0.22274 | 0.66388 | 0.33551 | 0 | 0 | 0 | Fail RIM; Fail PCT | [11 empty] | Commercial | Destratification Fans | Y | Miscellaneous | Existing | 0.048731 | 0.61469 | 0.079276 | 0 | 0 | 0 | Fail TRC; Fail PCT
[12 empty] | Commercial | 10HP Open Drip-Proof(ODP) Motor | Y | Retail | New | 0.22898 | 0.68222 | 0.33564 | 0 | 0 | 0 | Fail RIM; Fail PCT | [11 empty] | Commercial | Destratification Fans | Y | Offices | Existing | 0.010673 | 0.61469 | 0.017363 | 0 | 0 | 0 | Fail TRC; Fail PCT
[12 empty] | Commercial | 10HP Open Drip-Proof(ODP) Motor | Y | Schools K-12 | New | 0.22274 | 0.66388 | 0.33551 | 0 | 0 | 0 | Fail RIM; Fail PCT | [11 empty] | Commercial | Destratification Fans | Y | Restaurants | Existing | 0.084352 | 0.61469 | 0.13723 | 0 | 0 | 0 | Fail TRC; Fail PCT
[12 empty] | Commercial | 10HP Open Drip-Proof(ODP) Motor | Y | Warehouse | New | 0.22898 | 0.68222 | 0.33564 | 0 | 0 | 0 | Fail RIM; Fail PCT | [11 empty] | Commercial | Destratification Fans | Y | Retail | Existing | 0.10094 | 0.61469 | 0.16421 | 0 | 0 | 0 | Fail TRC; Fail PCT
[12 empty] | Commercial | High Speed Fans | Y | Assembly | Turnover | 1.5208 | 0.71448 | 2.1285 | 0 | 0 | 0 | Fail RIM; Pass PCT | [11 empty] | Commercial | Destratification Fans | Y | Schools K-12 | Existing | 0.31917 | 0.61469 | 0.51923 | 0 | 0 | 0 | Fail TRC; Fail PCT
[12 empty] | Commercial | High Speed Fans | Y | College and University | Turnover | 1.4465 | 0.67994 | 2.1274 | 0 | 0 | 0 | Fail RIM; Pass PCT | [11 empty] | Commercial | Destratification Fans | Y | Warehouse | Existing | 0.034987 | 0.61469 | 0.056918 | 0 | 0 | 0 | Fail TRC; Fail PCT
[12 empty] | Commercial | High Speed Fans | Y | Grocery | Turnover | 1.5208 | 0.71448 | 2.1285 | 0 | 0 | 0 | Fail RIM; Pass PCT | [11 empty] | Commercial | Destratification Fans | Y | Assembly | New | 0.058681 | 0.61469 | 0.095463 | 0 | 0 | 0 | Fail TRC; Fail PCT
[12 empty] | Commercial | High Speed Fans | Y | Healthcare | Turnover | 1.4465 | 0.67994 | 2.1274 | 0 | 0 | 0 | Fail RIM; Pass PCT | [11 empty] | Commercial | Destratification Fans | Y | College and University | New | 0.10675 | 0.61469 | 0.17366 | 0 | 0 | 0 | Fail TRC; Fail PCT
[12 empty] | Commercial | High Speed Fans | Y | Hospitals | Turnover | 1.4465 | 0.67994 | 2.1274 | 0 | 0 | 0 | Fail RIM; Pass PCT | [11 empty] | Commercial | Destratification Fans | Y | Grocery | New | 0.038447 | 0.61469 | 0.062546 | 0 | 0 | 0 | Fail TRC; Fail PCT
[12 empty] | Commercial | High Speed Fans | Y | Institutional | Turnover | 1.5208 | 0.71448 | 2.1285 | 0 | 0 | 0 | Fail RIM; Pass PCT | [11 empty] | Commercial | Destratification Fans | Y | Healthcare | New | 0.096161 | 0.61469 | 0.15644 | 0 | 0 | 0 | Fail TRC; Fail PCT
[12 empty] | Commercial | High Speed Fans | Y | Lodging/Hospitality | Turnover | 1.4465 | 0.67994 | 2.1274 | 0 | 0 | 0 | Fail RIM; Pass PCT | [11 empty] | Commercial | Destratification Fans | Y | Hospitals | New | 0.18988 | 0.61469 | 0.30891 | 0 | 0 | 0 | Fail TRC; Fail PCT
[12 empty] | Commercial | High Speed Fans | Y | Miscellaneous | Turnover | 1.5208 | 0.71448 | 2.1285 | 0 | 0 | 0 | Fail RIM; Pass PCT | [11 empty] | Commercial | Destratification Fans | Y | Institutional | New | 0.021137 | 0.61469 | 0.034386 | 0 | 0 | 0 | Fail TRC; Fail PCT
[12 empty] | Commercial | High Speed Fans | Y | Offices | Turnover | 1.5208 | 0.71448 | 2.1285 | 0 | 0 | 0 | Fail RIM; Pass PCT | [11 empty] | Commercial | Destratification Fans | Y | Lodging/Hospitality | New | 0.031886 | 0.61469 | 0.051873 | 0 | 0 | 0 | Fail TRC; Fail PCT
[12 empty] | Commercial | High Speed Fans | Y | Restaurants | Turnover | 1.4465 | 0.67994 | 2.1274 | 0 | 0 | 0 | Fail RIM; Pass PCT | [11 empty] | Commercial | Destratification Fans | Y | Miscellaneous | New | 0.048731 | 0.61469 | 0.079276 | 0 | 0 | 0 | Fail TRC; Fail PCT
[12 empty] | Commercial | High Speed Fans | Y | Retail | Turnover | 1.5208 | 0.71448 | 2.1285 | 0 | 0 | 0 | Fail RIM; Pass PCT | [11 empty] | Commercial | Destratification Fans | Y | Offices | New | 0.010673 | 0.61469 | 0.017363 | 0 | 0 | 0 | Fail TRC; Fail PCT
[12 empty] | Commercial | High Speed Fans | Y | Schools K-12 | Turnover | 1.4465 | 0.67994 | 2.1274 | 0 | 0 | 0 | Fail RIM; Pass PCT | [11 empty] | Commercial | Destratification Fans | Y | Restaurants | New | 0.084352 | 0.61469 | 0.13723 | 0 | 0 | 0 | Fail TRC; Fail PCT
[12 empty] | Commercial | High Speed Fans | Y | Warehouse | Turnover | 1.5208 | 0.71448 | 2.1285 | 0 | 0 | 0 | Fail RIM; Pass PCT | [11 empty] | Commercial | Destratification Fans | Y | Retail | New | 0.10094 | 0.61469 | 0.16421 | 0 | 0 | 0 | Fail TRC; Fail PCT
[12 empty] | Commercial | High Speed Fans | Y | Assembly | New | 1.5208 | 0.71448 | 2.1285 | 0 | 0 | 0 | Fail RIM; Pass PCT | [11 empty] | Commercial | Destratification Fans | Y | Schools K-12 | New | 0.31917 | 0.61469 | 0.51923 | 0 | 0 | 0 | Fail TRC; Fail PCT
[12 empty] | Commercial | High Speed Fans | Y | College and University | New | 1.4465 | 0.67994 | 2.1274 | 0 | 0 | 0 | Fail RIM; Pass PCT | [11 empty] | Commercial | Destratification Fans | Y | Warehouse | New | 0.034987 | 0.61469 | 0.056918 | 0 | 0 | 0 | Fail TRC; Fail PCT
[12 empty] | Commercial | High Speed Fans | Y | Grocery | New | 1.5208 | 0.71448 | 2.1285 | 0 | 0 | 0 | Fail RIM; Pass PCT | [11 empty] | Commercial | Duct Insulation | Y | Assembly | Existing | 0.039724 | 0.66286 | 0.059928 | 0 | 0 | 0 | Fail TRC; Fail PCT
[12 empty] | Commercial | High Speed Fans | Y | Healthcare | New | 1.4465 | 0.67994 | 2.1274 | 0 | 0 | 0 | Fail RIM; Pass PCT | [11 empty] | Commercial | Duct Insulation | Y | College and University | Existing | 0.060201 | 0.66286 | 0.090819 | 0 | 0 | 0 | Fail TRC; Fail PCT
[12 empty] | Commercial | High Speed Fans | Y | Hospitals | New | 1.4465 | 0.67994 | 2.1274 | 0 | 0 | 0 | Fail RIM; Pass PCT | [11 empty] | Commercial | Duct Insulation | Y | Grocery | Existing | 0.39109 | 0.66286 | 0.59 | 0 | 0 | 0 | Fail TRC; Fail PCT
[12 empty] | Commercial | High Speed Fans | Y | Institutional | New | 1.5208 | 0.71448 | 2.1285 | 0 | 0 | 0 | Fail RIM; Pass PCT | [11 empty] | Commercial | Duct Insulation | Y | Healthcare | Existing | 0.15986 | 0.66286 | 0.24116 | 0 | 0 | 0 | Fail TRC; Fail PCT
[12 empty] | Commercial | High Speed Fans | Y | Lodging/Hospitality | New | 1.4465 | 0.67994 | 2.1274 | 0 | 0 | 0 | Fail RIM; Pass PCT | [11 empty] | Commercial | Duct Insulation | Y | Hospitals | Existing | 0.15986 | 0.66286 | 0.24116 | 0 | 0 | 0 | Fail TRC; Fail PCT
[12 empty] | Commercial | High Speed Fans | Y | Miscellaneous | New | 1.5208 | 0.71448 | 2.1285 | 0 | 0 | 0 | Fail RIM; Pass PCT | [11 empty] | Commercial | Duct Insulation | Y | Institutional | Existing | 0.18023 | 0.66286 | 0.2719 | 0 | 0 | 0 | Fail TRC; Fail PCT
[12 empty] | Commercial | High Speed Fans | Y | Offices | New | 1.5208 | 0.71448 | 2.1285 | 0 | 0 | 0 | Fail RIM; Pass PCT | [11 empty] | Commercial | Duct Insulation | Y | Lodging/Hospitality | Existing | 0.090227 | 0.66286 | 0.13612 | 0 | 0 | 0 | Fail TRC; Fail PCT
[12 empty] | Commercial | High Speed Fans | Y | Restaurants | New | 1.4465 | 0.67994 | 2.1274 | 0 | 0 | 0 | Fail RIM; Pass PCT | [11 empty] | Commercial | Duct Insulation | Y | Miscellaneous | Existing | 0.12279 | 0.66286 | 0.18524 | 0 | 0 | 0 | Fail TRC; Fail PCT
[12 empty] | Commercial | High Speed Fans | Y | Retail | New | 1.5208 | 0.71448 | 2.1285 | 0 | 0 | 0 | Fail RIM; Pass PCT | [11 empty] | Commercial | Duct Insulation | Y | Offices | Existing | 0.16494 | 0.66286 | 0.24883 | 0 | 0 | 0 | Fail TRC; Fail PCT
[12 empty] | Commercial | High Speed Fans | Y | Schools K-12 | New | 1.4465 | 0.67994 | 2.1274 | 0 | 0 | 0 | Fail RIM; Pass PCT | [11 empty] | Commercial | Duct Insulation | Y | Restaurants | Existing | 0.37799 | 0.66286 | 0.57024 | 0 | 0 | 0 | Fail TRC; Fail PCT
[12 empty] | Commercial | High Speed Fans | Y | Warehouse | New | 1.5208 | 0.71448 | 2.1285 | 0 | 0 | 0 | Fail RIM; Pass PCT | [11 empty] | Commercial | Duct Insulation | Y | Retail | Existing | 0.073284 | 0.66286 | 0.11056 | 0 | 0 | 0 | Fail TRC; Fail PCT
[12 empty] | Commercial | Drain Water Heat Recovery | Y | Assembly | Existing | 0.088881 | 0.69365 | 0.12813 | 0 | 0 | 0 | Fail RIM; Fail PCT | [11 empty] | Commercial | Duct Insulation | Y | Schools K-12 | Existing | 0.060201 | 0.66286 | 0.090819 | 0 | 0 | 0 | Fail TRC; Fail PCT
[12 empty] | Commercial | Drain Water Heat Recovery | Y | College and University | Existing | 0.19026 | 0.65049 | 0.29249 | 0 | 0 | 0 | Fail RIM; Fail PCT | [11 empty] | Commercial | Duct Insulation | Y | Warehouse | Existing | 0.019382 | 0.66286 | 0.029239 | 0 | 0 | 0 | Fail TRC; Fail PCT
[12 empty] | Commercial | Drain Water Heat Recovery | Y | Grocery | Existing | 0.16352 | 0.64439 | 0.25377 | 0 | 0 | 0 | Fail RIM; Fail PCT | [11 empty] | Commercial | Duct Insulation | Y | Assembly | New | 0.039724 | 0.66286 | 0.059928 | 0 | 0 | 0 | Fail TRC; Fail PCT
[12 empty] | Commercial | Drain Water Heat Recovery | Y | Healthcare | Existing | 0.11851 | 0.69365 | 0.17085 | 0 | 0 | 0 | Fail RIM; Fail PCT | [11 empty] | Commercial | Duct Insulation | Y | College and University | New | 0.060201 | 0.66286 | 0.090819 | 0 | 0 | 0 | Fail TRC; Fail PCT
[12 empty] | Commercial | Drain Water Heat Recovery | Y | Hospitals | Existing | 0.22243 | 0.65049 | 0.34195 | 0 | 0 | 0 | Fail RIM; Fail PCT | [11 empty] | Commercial | Duct Insulation | Y | Grocery | New | 0.39109 | 0.66286 | 0.59 | 0 | 0 | 0 | Fail TRC; Fail PCT
[12 empty] | Commercial | Drain Water Heat Recovery | Y | Institutional | Existing | 0.28442 | 0.69365 | 0.41003 | 0 | 0 | 0 | Fail RIM; Fail PCT | [11 empty] | Commercial | Duct Insulation | Y | Healthcare | New | 0.15986 | 0.66286 | 0.24116 | 0 | 0 | 0 | Fail TRC; Fail PCT
[12 empty] | Commercial | Drain Water Heat Recovery | Y | Lodging/Hospitality | Existing | 0.26164 | 0.64439 | 0.40603 | 0 | 0 | 0 | Fail RIM; Fail PCT | [11 empty] | Commercial | Duct Insulation | Y | Hospitals | New | 0.15986 | 0.66286 | 0.24116 | 0 | 0 | 0 | Fail TRC; Fail PCT
[12 empty] | Commercial | Drain Water Heat Recovery | Y | Miscellaneous | Existing | 0.26664 | 0.69365 | 0.3844 | 0 | 0 | 0 | Fail RIM; Fail PCT | [11 empty] | Commercial | Duct Insulation | Y | Institutional | New | 0.18023 | 0.66286 | 0.2719 | 0 | 0 | 0 | Fail TRC; Fail PCT
[12 empty] | Commercial | Drain Water Heat Recovery | Y | Offices | Existing | 0.24689 | 0.69365 | 0.35593 | 0 | 0 | 0 | Fail RIM; Fail PCT | [11 empty] | Commercial | Duct Insulation | Y | Lodging/Hospitality | New | 0.090227 | 0.66286 | 0.13612 | 0 | 0 | 0 | Fail TRC; Fail PCT
[12 empty] | Commercial | Drain Water Heat Recovery | Y | Restaurants | Existing | 0.13627 | 0.64439 | 0.21147 | 0 | 0 | 0 | Fail RIM; Fail PCT | [11 empty] | Commercial | Duct Insulation | Y | Miscellaneous | New | 0.12279 | 0.66286 | 0.18524 | 0 | 0 | 0 | Fail TRC; Fail PCT
[12 empty] | Commercial | Drain Water Heat Recovery | Y | Retail | Existing | 0.16189 | 0.64439 | 0.25123 | 0 | 0 | 0 | Fail RIM; Fail PCT | [11 empty] | Commercial | Duct Insulation | Y | Offices | New | 0.16494 | 0.66286 | 0.24883 | 0 | 0 | 0 | Fail TRC; Fail PCT
[12 empty] | Commercial | Drain Water Heat Recovery | Y | Schools K-12 | Existing | 0.037034 | 0.69365 | 0.053391 | 0 | 0 | 0 | Fail RIM; Fail PCT | [11 empty] | Commercial | Duct Insulation | Y | Restaurants | New | 0.37799 | 0.66286 | 0.57024 | 0 | 0 | 0 | Fail TRC; Fail PCT
[12 empty] | Commercial | Drain Water Heat Recovery | Y | Warehouse | Existing | 0.17776 | 0.69365 | 0.25627 | 0 | 0 | 0 | Fail RIM; Fail PCT | [11 empty] | Commercial | Duct Insulation | Y | Retail | New | 0.073284 | 0.66286 | 0.11056 | 0 | 0 | 0 | Fail TRC; Fail PCT
[12 empty] | Commercial | Drain Water Heat Recovery | Y | Assembly | New | 0.085024 | 0.69365 | 0.12258 | 0 | 0 | 0 | Fail RIM; Fail PCT | [11 empty] | Commercial | Duct Insulation | Y | Schools K-12 | New | 0.060201 | 0.66286 | 0.090819 | 0 | 0 | 0 | Fail TRC; Fail PCT
[12 empty] | Commercial | Drain Water Heat Recovery | Y | College and University | New | 0.18201 | 0.65049 | 0.2798 | 0 | 0 | 0 | Fail RIM; Fail PCT | [11 empty] | Commercial | Duct Insulation | Y | Warehouse | New | 0.019382 | 0.66286 | 0.029239 | 0 | 0 | 0 | Fail TRC; Fail PCT
[12 empty] | Commercial | Drain Water Heat Recovery | Y | Grocery | New | 0.15643 | 0.64439 | 0.24276 | 0 | 0 | 0 | Fail RIM; Fail PCT | [11 empty] | Commercial | Duct Sealing Repair | Y | Grocery | Existing | 19.745 | 0.65534 | 30.1292 | 0 | 0 | 0 | Pass TRC; Pass PCT; Fail 2-year Threshold
[12 empty] | Commercial | Drain Water Heat Recovery | Y | Healthcare | New | 0.11337 | 0.69365 | 0.16343 | 0 | 0 | 0 | Fail RIM; Fail PCT | [11 empty] | Commercial | Duct Sealing Repair | Y | Healthcare | Existing | 8.0707 | 0.65534 | 12.3152 | 0 | 0 | 0 | Pass TRC; Pass PCT; Fail 2-year Threshold
[12 empty] | Commercial | Drain Water Heat Recovery | Y | Hospitals | New | 0.21278 | 0.65049 | 0.32711 | 0 | 0 | 0 | Fail RIM; Fail PCT | [11 empty] | Commercial | Duct Sealing Repair | Y | Hospitals | Existing | 8.0707 | 0.65534 | 12.3152 | 0 | 0 | 0 | Pass TRC; Pass PCT; Fail 2-year Threshold
[12 empty] | Commercial | Drain Water Heat Recovery | Y | Institutional | New | 0.27208 | 0.69365 | 0.39224 | 0 | 0 | 0 | Fail RIM; Fail PCT | [11 empty] | Commercial | Duct Sealing Repair | Y | Institutional | Existing | 9.0994 | 0.65534 | 13.8849 | 0 | 0 | 0 | Pass TRC; Pass PCT; Fail 2-year Threshold
[12 empty] | Commercial | Drain Water Heat Recovery | Y | Lodging/Hospitality | New | 0.25029 | 0.64439 | 0.38841 | 0 | 0 | 0 | Fail RIM; Fail PCT | [11 empty] | Commercial | Duct Sealing Repair | Y | Lodging/Hospitality | Existing | 4.5553 | 0.65534 | 6.951 | 0 | 0 | 0 | Pass TRC; Pass PCT; Fail 2-year Threshold
[12 empty] | Commercial | Drain Water Heat Recovery | Y | Miscellaneous | New | 0.25507 | 0.69365 | 0.36773 | 0 | 0 | 0 | Fail RIM; Fail PCT | [11 empty] | Commercial | Duct Sealing Repair | Y | Miscellaneous | Existing | 6.1993 | 0.65534 | 9.4596 | 0 | 0 | 0 | Pass TRC; Pass PCT; Fail 2-year Threshold
[12 empty] | Commercial | Drain Water Heat Recovery | Y | Offices | New | 0.23618 | 0.69365 | 0.34049 | 0 | 0 | 0 | Fail RIM; Fail PCT | [11 empty] | Commercial | Duct Sealing Repair | Y | Offices | Existing | 8.3274 | 0.65534 | 12.7069 | 0 | 0 | 0 | Pass TRC; Pass PCT; Fail 2-year Threshold
[12 empty] | Commercial | Drain Water Heat Recovery | Y | Restaurants | New | 0.13036 | 0.64439 | 0.2023 | 0 | 0 | 0 | Fail RIM; Fail PCT | [11 empty] | Commercial | Duct Sealing Repair | Y | Restaurants | Existing | 19.0836 | 0.65534 | 29.1199 | 0 | 0 | 0 | Pass TRC; Pass PCT; Fail 2-year Threshold
[12 empty] | Commercial | Drain Water Heat Recovery | Y | Retail | New | 0.15487 | 0.64439 | 0.24033 | 0 | 0 | 0 | Fail RIM; Fail PCT | [11 empty] | Commercial | Duct Sealing Repair | Y | Retail | Existing | 3.6999 | 0.65534 | 5.6458 | 0 | 0 | 0 | Pass TRC; Pass PCT; Fail 2-year Threshold
[12 empty] | Commercial | Drain Water Heat Recovery | Y | Schools K-12 | New | 0.035428 | 0.69365 | 0.051074 | 0 | 0 | 0 | Fail RIM; Fail PCT | [11 empty] | Commercial | Duct Sealing Repair | Y | Warehouse | Existing | 0.97852 | 0.65534 | 1.4931 | 0 | 0 | 0 | Fail TRC; Pass PCT
[12 empty] | Commercial | Drain Water Heat Recovery | Y | Warehouse | New | 0.17005 | 0.69365 | 0.24515 | 0 | 0 | 0 | Fail RIM; Fail PCT | [11 empty] | Commercial | Duct Sealing Repair | Y | Grocery | New | 19.745 | 0.65534 | 30.1292 | 0 | 0 | 0 | Pass TRC; Pass PCT; Fail 2-year Threshold
[12 empty] | Commercial | Faucet Aerator | Y | Assembly | Existing | 5.7853 | 0.68488 | 8.4471 | 0 | 0 | 0 | Fail RIM; Pass PCT | [11 empty] | Commercial | Duct Sealing Repair | Y | Healthcare | New | 8.0707 | 0.65534 | 12.3152 | 0 | 0 | 0 | Pass TRC; Pass PCT; Fail 2-year Threshold
[12 empty] | Commercial | Faucet Aerator | Y | College and University | Existing | 5.4985 | 0.65503 | 8.3942 | 0 | 0 | 0 | Fail RIM; Pass PCT | [11 empty] | Commercial | Duct Sealing Repair | Y | Hospitals | New | 8.0707 | 0.65534 | 12.3152 | 0 | 0 | 0 | Pass TRC; Pass PCT; Fail 2-year Threshold
[12 empty] | Commercial | Faucet Aerator | Y | Grocery | Existing | 5.5083 | 0.65759 | 8.3764 | 0 | 0 | 0 | Fail RIM; Pass PCT | [11 empty] | Commercial | Duct Sealing Repair | Y | Institutional | New | 9.0994 | 0.65534 | 13.8849 | 0 | 0 | 0 | Pass TRC; Pass PCT; Fail 2-year Threshold
[12 empty] | Commercial | Faucet Aerator | Y | Healthcare | Existing | 5.7853 | 0.68488 | 8.4471 | 0 | 0 | 0 | Fail RIM; Pass PCT | [11 empty] | Commercial | Duct Sealing Repair | Y | Lodging/Hospitality | New | 4.5553 | 0.65534 | 6.951 | 0 | 0 | 0 | Pass TRC; Pass PCT; Fail 2-year Threshold
[12 empty] | Commercial | Faucet Aerator | Y | Hospitals | Existing | 5.4985 | 0.65503 | 8.3942 | 0 | 0 | 0 | Fail RIM; Pass PCT | [11 empty] | Commercial | Duct Sealing Repair | Y | Miscellaneous | New | 6.1993 | 0.65534 | 9.4596 | 0 | 0 | 0 | Pass TRC; Pass PCT; Fail 2-year Threshold
[12 empty] | Commercial | Faucet Aerator | Y | Institutional | Existing | 5.7853 | 0.68488 | 8.4471 | 0 | 0 | 0 | Fail RIM; Pass PCT | [11 empty] | Commercial | Duct Sealing Repair | Y | Offices | New | 8.3274 | 0.65534 | 12.7069 | 0 | 0 | 0 | Pass TRC; Pass PCT; Fail 2-year Threshold
[12 empty] | Commercial | Faucet Aerator | Y | Lodging/Hospitality | Existing | 5.5083 | 0.65759 | 8.3764 | 0 | 0 | 0 | Fail RIM; Pass PCT | [11 empty] | Commercial | Duct Sealing Repair | Y | Restaurants | New | 19.0836 | 0.65534 | 29.1199 | 0 | 0 | 0 | Pass TRC; Pass PCT; Fail 2-year Threshold
[12 empty] | Commercial | Faucet Aerator | Y | Miscellaneous | Existing | 5.7853 | 0.68488 | 8.4471 | 0 | 0 | 0 | Fail RIM; Pass PCT | [11 empty] | Commercial | Duct Sealing Repair | Y | Retail | New | 3.6999 | 0.65534 | 5.6458 | 0 | 0 | 0 | Pass TRC; Pass PCT; Fail 2-year Threshold
[12 empty] | Commercial | Faucet Aerator | Y | Offices | Existing | 5.7853 | 0.68488 | 8.4471 | 0 | 0 | 0 | Fail RIM; Pass PCT | [11 empty] | Commercial | Duct Sealing Repair | Y | Warehouse | New | 0.97852 | 0.65534 | 1.4931 | 0 | 0 | 0 | Fail TRC; Pass PCT
[12 empty] | Commercial | Faucet Aerator | Y | Restaurants | Existing | 5.5083 | 0.65759 | 8.3764 | 0 | 0 | 0 | Fail RIM; Pass PCT | [11 empty] | Commercial | ECM Motors on Furnaces | Y | Miscellaneous | Existing | 0.72652 | 0.68991 | 1.0531 | 0 | 0 | 0 | Fail TRC; Pass PCT
[12 empty] | Commercial | Faucet Aerator | Y | Retail | Existing | 5.5083 | 0.65759 | 8.3764 | 0 | 0 | 0 | Fail RIM; Pass PCT | [11 empty] | Commercial | ECM Motors on Furnaces | Y | Offices | Existing | 0.76864 | 0.68991 | 1.1141 | 0 | 0 | 0 | Fail TRC; Pass PCT
[12 empty] | Commercial | Faucet Aerator | Y | Schools K-12 | Existing | 5.7853 | 0.68488 | 8.4471 | 0 | 0 | 0 | Fail RIM; Pass PCT | [11 empty] | Commercial | ECM Motors on Furnaces | Y | Restaurants | Existing | 4.4998 | 0.63957 | 7.0357 | 0 | 0 | 0 | Pass TRC; Pass PCT; Fail 2-year Threshold
[12 empty] | Commercial | Faucet Aerator | Y | Warehouse | Existing | 5.7853 | 0.68488 | 8.4471 | 0 | 0 | 0 | Fail RIM; Pass PCT | [11 empty] | Commercial | ECM Motors on Furnaces | Y | Warehouse | Existing | 0.72652 | 0.68991 | 1.0531 | 0 | 0 | 0 | Fail TRC; Pass PCT
[12 empty] | Commercial | Faucet Aerator | Y | Assembly | New | 5.7853 | 0.68488 | 8.4471 | 0 | 0 | 0 | Fail RIM; Pass PCT | [11 empty] | Commercial | ECM Motors on Furnaces | Y | Miscellaneous | New | 0.72652 | 0.68991 | 1.0531 | 0 | 0 | 0 | Fail TRC; Pass PCT
[12 empty] | Commercial | Faucet Aerator | Y | College and University | New | 5.4985 | 0.65503 | 8.3942 | 0 | 0 | 0 | Fail RIM; Pass PCT | [11 empty] | Commercial | ECM Motors on Furnaces | Y | Offices | New | 0.76864 | 0.68991 | 1.1141 | 0 | 0 | 0 | Fail TRC; Pass PCT
[12 empty] | Commercial | Faucet Aerator | Y | Grocery | New | 5.5083 | 0.65759 | 8.3764 | 0 | 0 | 0 | Fail RIM; Pass PCT | [11 empty] | Commercial | ECM Motors on Furnaces | Y | Restaurants | New | 4.4998 | 0.63957 | 7.0357 | 0 | 0 | 0 | Pass TRC; Pass PCT; Fail 2-year Threshold
[12 empty] | Commercial | Faucet Aerator | Y | Healthcare | New | 5.7853 | 0.68488 | 8.4471 | 0 | 0 | 0 | Fail RIM; Pass PCT | [11 empty] | Commercial | ECM Motors on Furnaces | Y | Warehouse | New | 0.72652 | 0.68991 | 1.0531 | 0 | 0 | 0 | Fail TRC; Pass PCT
[12 empty] | Commercial | Faucet Aerator | Y | Hospitals | New | 5.4985 | 0.65503 | 8.3942 | 0 | 0 | 0 | Fail RIM; Pass PCT | [11 empty] | Commercial | Energy Recovery Ventilation System (ERV) | Y | Assembly | Existing | 0.059945 | 0.767 | 0.078155 | 0 | 0 | 0 | Fail TRC; Fail PCT
[12 empty] | Commercial | Faucet Aerator | Y | Institutional | New | 5.7853 | 0.68488 | 8.4471 | 0 | 0 | 0 | Fail RIM; Pass PCT | [11 empty] | Commercial | Energy Recovery Ventilation System (ERV) | Y | College and University | Existing | 0.051001 | 0.767 | 0.066494 | 0 | 0 | 0 | Fail TRC; Fail PCT
[12 empty] | Commercial | Faucet Aerator | Y | Lodging/Hospitality | New | 5.5083 | 0.65759 | 8.3764 | 0 | 0 | 0 | Fail RIM; Pass PCT | [11 empty] | Commercial | Energy Recovery Ventilation System (ERV) | Y | Grocery | Existing | 0.32146 | 0.767 | 0.41911 | 0 | 0 | 0 | Fail TRC; Fail PCT
[12 empty] | Commercial | Faucet Aerator | Y | Miscellaneous | New | 5.7853 | 0.68488 | 8.4471 | 0 | 0 | 0 | Fail RIM; Pass PCT | [11 empty] | Commercial | Energy Recovery Ventilation System (ERV) | Y | Healthcare | Existing | 0.13139 | 0.767 | 0.17131 | 0 | 0 | 0 | Fail TRC; Fail PCT
[12 empty] | Commercial | Faucet Aerator | Y | Offices | New | 5.7853 | 0.68488 | 8.4471 | 0 | 0 | 0 | Fail RIM; Pass PCT | [11 empty] | Commercial | Energy Recovery Ventilation System (ERV) | Y | Hospitals | Existing | 0.13139 | 0.767 | 0.17131 | 0 | 0 | 0 | Fail TRC; Fail PCT
[12 empty] | Commercial | Faucet Aerator | Y | Restaurants | New | 5.5083 | 0.65759 | 8.3764 | 0 | 0 | 0 | Fail RIM; Pass PCT | [11 empty] | Commercial | Energy Recovery Ventilation System (ERV) | Y | Institutional | Existing | 0.14814 | 0.767 | 0.19314 | 0 | 0 | 0 | Fail TRC; Fail PCT
[12 empty] | Commercial | Faucet Aerator | Y | Retail | New | 5.5083 | 0.65759 | 8.3764 | 0 | 0 | 0 | Fail RIM; Pass PCT | [11 empty] | Commercial | Energy Recovery Ventilation System (ERV) | Y | Lodging/Hospitality | Existing | 0.074162 | 0.767 | 0.096691 | 0 | 0 | 0 | Fail TRC; Fail PCT
[12 empty] | Commercial | Faucet Aerator | Y | Schools K-12 | New | 5.7853 | 0.68488 | 8.4471 | 0 | 0 | 0 | Fail RIM; Pass PCT | [11 empty] | Commercial | Energy Recovery Ventilation System (ERV) | Y | Miscellaneous | Existing | 0.10096 | 0.767 | 0.13163 | 0 | 0 | 0 | Fail TRC; Fail PCT
[12 empty] | Commercial | Faucet Aerator | Y | Warehouse | New | 5.7853 | 0.68488 | 8.4471 | 0 | 0 | 0 | Fail RIM; Pass PCT | [11 empty] | Commercial | Energy Recovery Ventilation System (ERV) | Y | Offices | Existing | 0.083514 | 0.767 | 0.10888 | 0 | 0 | 0 | Fail TRC; Fail PCT
[12 empty] | Commercial | Hot Water Circulation Pump Control | Y | Assembly | Existing | 1.0006 | 0.63266 | 1.5816 | 0 | 0 | 0 | Fail RIM; Pass PCT | [11 empty] | Commercial | Energy Recovery Ventilation System (ERV) | Y | Restaurants | Existing | 0.34086 | 0.767 | 0.44441 | 0 | 0 | 0 | Fail TRC; Fail PCT
[12 empty] | Commercial | Hot Water Circulation Pump Control | Y | College and University | Existing | 1.0483 | 0.66006 | 1.5882 | 0 | 0 | 0 | Fail RIM; Pass PCT | [11 empty] | Commercial | Energy Recovery Ventilation System (ERV) | Y | Retail | Existing | 0.075666 | 0.767 | 0.098652 | 0 | 0 | 0 | Fail TRC; Fail PCT
[12 empty] | Commercial | Hot Water Circulation Pump Control | Y | Grocery | Existing | 0.92609 | 0.58706 | 1.5775 | 0 | 0 | 0 | Fail RIM; Pass PCT | [11 empty] | Commercial | Energy Recovery Ventilation System (ERV) | Y | Schools K-12 | Existing | 0.051001 | 0.767 | 0.066494 | 0 | 0 | 0 | Fail TRC; Fail PCT
[12 empty] | Commercial | Hot Water Circulation Pump Control | Y | Healthcare | Existing | 1.0006 | 0.63266 | 1.5816 | 0 | 0 | 0 | Fail RIM; Pass PCT | [11 empty] | Commercial | Energy Recovery Ventilation System (ERV) | Y | Warehouse | Existing | 0.015931 | 0.767 | 0.02077 | 0 | 0 | 0 | Fail TRC; Fail PCT
[12 empty] | Commercial | Hot Water Circulation Pump Control | Y | Hospitals | Existing | 1.0483 | 0.66006 | 1.5882 | 0 | 0 | 0 | Fail RIM; Pass PCT | [11 empty] | Commercial | Energy Recovery Ventilation System (ERV) | Y | Assembly | New | 0.059945 | 0.767 | 0.078155 | 0 | 0 | 0 | Fail TRC; Fail PCT
[12 empty] | Commercial | Hot Water Circulation Pump Control | Y | Institutional | Existing | 1.0006 | 0.63266 | 1.5816 | 0 | 0 | 0 | Fail RIM; Pass PCT | [11 empty] | Commercial | Energy Recovery Ventilation System (ERV) | Y | College and University | New | 0.051001 | 0.767 | 0.066494 | 0 | 0 | 0 | Fail TRC; Fail PCT
[12 empty] | Commercial | Hot Water Circulation Pump Control | Y | Lodging/Hospitality | Existing | 0.92609 | 0.58706 | 1.5775 | 0 | 0 | 0 | Fail RIM; Pass PCT | [11 empty] | Commercial | Energy Recovery Ventilation System (ERV) | Y | Grocery | New | 0.32146 | 0.767 | 0.41911 | 0 | 0 | 0 | Fail TRC; Fail PCT
[12 empty] | Commercial | Hot Water Circulation Pump Control | Y | Miscellaneous | Existing | 1.0006 | 0.63266 | 1.5816 | 0 | 0 | 0 | Fail RIM; Pass PCT | [11 empty] | Commercial | Energy Recovery Ventilation System (ERV) | Y | Healthcare | New | 0.13139 | 0.767 | 0.17131 | 0 | 0 | 0 | Fail TRC; Fail PCT
[12 empty] | Commercial | Hot Water Circulation Pump Control | Y | Offices | Existing | 1.0006 | 0.63266 | 1.5816 | 0 | 0 | 0 | Fail RIM; Pass PCT | [11 empty] | Commercial | Energy Recovery Ventilation System (ERV) | Y | Hospitals | New | 0.13139 | 0.767 | 0.17131 | 0 | 0 | 0 | Fail TRC; Fail PCT
[12 empty] | Commercial | Hot Water Circulation Pump Control | Y | Restaurants | Existing | 0.92609 | 0.58706 | 1.5775 | 0 | 0 | 0 | Fail RIM; Pass PCT | [11 empty] | Commercial | Energy Recovery Ventilation System (ERV) | Y | Institutional | New | 0.14814 | 0.767 | 0.19314 | 0 | 0 | 0 | Fail TRC; Fail PCT
[12 empty] | Commercial | Hot Water Circulation Pump Control | Y | Retail | Existing | 0.92609 | 0.58706 | 1.5775 | 0 | 0 | 0 | Fail RIM; Pass PCT | [11 empty] | Commercial | Energy Recovery Ventilation System (ERV) | Y | Lodging/Hospitality | New | 0.074162 | 0.767 | 0.096691 | 0 | 0 | 0 | Fail TRC; Fail PCT
[12 empty] | Commercial | Hot Water Circulation Pump Control | Y | Schools K-12 | Existing | 1.0006 | 0.63266 | 1.5816 | 0 | 0 | 0 | Fail RIM; Pass PCT | [11 empty] | Commercial | Energy Recovery Ventilation System (ERV) | Y | Miscellaneous | New | 0.10096 | 0.767 | 0.13163 | 0 | 0 | 0 | Fail TRC; Fail PCT
[12 empty] | Commercial | Hot Water Circulation Pump Control | Y | Warehouse | Existing | 1.0006 | 0.63266 | 1.5816 | 0 | 0 | 0 | Fail RIM; Pass PCT | [11 empty] | Commercial | Energy Recovery Ventilation System (ERV) | Y | Offices | New | 0.083514 | 0.767 | 0.10888 | 0 | 0 | 0 | Fail TRC; Fail PCT
[12 empty] | Commercial | Hot Water Circulation Pump Control | Y | Assembly | New | 1.0006 | 0.63266 | 1.5816 | 0 | 0 | 0 | Fail RIM; Pass PCT | [11 empty] | Commercial | Energy Recovery Ventilation System (ERV) | Y | Restaurants | New | 0.34086 | 0.767 | 0.44441 | 0 | 0 | 0 | Fail TRC; Fail PCT
[12 empty] | Commercial | Hot Water Circulation Pump Control | Y | College and University | New | 1.0483 | 0.66006 | 1.5882 | 0 | 0 | 0 | Fail RIM; Pass PCT | [11 empty] | Commercial | Energy Recovery Ventilation System (ERV) | Y | Retail | New | 0.075666 | 0.767 | 0.098652 | 0 | 0 | 0 | Fail TRC; Fail PCT
[12 empty] | Commercial | Hot Water Circulation Pump Control | Y | Grocery | New | 0.92609 | 0.58706 | 1.5775 | 0 | 0 | 0 | Fail RIM; Pass PCT | [11 empty] | Commercial | Energy Recovery Ventilation System (ERV) | Y | Schools K-12 | New | 0.051001 | 0.767 | 0.066494 | 0 | 0 | 0 | Fail TRC; Fail PCT
[12 empty] | Commercial | Hot Water Circulation Pump Control | Y | Healthcare | New | 1.0006 | 0.63266 | 1.5816 | 0 | 0 | 0 | Fail RIM; Pass PCT | [11 empty] | Commercial | Energy Recovery Ventilation System (ERV) | Y | Warehouse | New | 0.015931 | 0.767 | 0.02077 | 0 | 0 | 0 | Fail TRC; Fail PCT
[12 empty] | Commercial | Hot Water Circulation Pump Control | Y | Hospitals | New | 1.0483 | 0.66006 | 1.5882 | 0 | 0 | 0 | Fail RIM; Pass PCT | [11 empty] | Commercial | Facility Commissioning | Y | Assembly | Existing | 0 | 0 | 0 | 0 | 0 | 0 | Fail TRC; Fail PCT
[12 empty] | Commercial | Hot Water Circulation Pump Control | Y | Institutional | New | 1.0006 | 0.63266 | 1.5816 | 0 | 0 | 0 | Fail RIM; Pass PCT | [11 empty] | Commercial | Facility Commissioning | Y | College and University | Existing | 0 | 0 | 0 | 0 | 0 | 0 | Fail TRC; Fail PCT
[12 empty] | Commercial | Hot Water Circulation Pump Control | Y | Lodging/Hospitality | New | 0.92609 | 0.58706 | 1.5775 | 0 | 0 | 0 | Fail RIM; Pass PCT | [11 empty] | Commercial | Facility Commissioning | Y | Grocery | Existing | 0 | 0 | 0 | 0 | 0 | 0 | Fail TRC; Fail PCT
[12 empty] | Commercial | Hot Water Circulation Pump Control | Y | Miscellaneous | New | 1.0006 | 0.63266 | 1.5816 | 0 | 0 | 0 | Fail RIM; Pass PCT | [11 empty] | Commercial | Facility Commissioning | Y | Healthcare | Existing | 0 | 0 | 0 | 0 | 0 | 0 | Fail TRC; Fail PCT
[12 empty] | Commercial | Hot Water Circulation Pump Control | Y | Offices | New | 1.0006 | 0.63266 | 1.5816 | 0 | 0 | 0 | Fail RIM; Pass PCT | [11 empty] | Commercial | Facility Commissioning | Y | Hospitals | Existing | 0 | 0 | 0 | 0 | 0 | 0 | Fail TRC; Fail PCT
[12 empty] | Commercial | Hot Water Circulation Pump Control | Y | Restaurants | New | 0.92609 | 0.58706 | 1.5775 | 0 | 0 | 0 | Fail RIM; Pass PCT | [11 empty] | Commercial | Facility Commissioning | Y | Institutional | Existing | 0 | 0 | 0 | 0 | 0 | 0 | Fail TRC; Fail PCT
[12 empty] | Commercial | Hot Water Circulation Pump Control | Y | Retail | New | 0.92609 | 0.58706 | 1.5775 | 0 | 0 | 0 | Fail RIM; Pass PCT | [11 empty] | Commercial | Facility Commissioning | Y | Lodging/Hospitality | Existing | 0 | 0 | 0 | 0 | 0 | 0 | Fail TRC; Fail PCT
[12 empty] | Commercial | Hot Water Circulation Pump Control | Y | Schools K-12 | New | 1.0006 | 0.63266 | 1.5816 | 0 | 0 | 0 | Fail RIM; Pass PCT | [11 empty] | Commercial | Facility Commissioning | Y | Miscellaneous | Existing | 0 | 0 | 0 | 0 | 0 | 0 | Fail TRC; Fail PCT
[12 empty] | Commercial | Hot Water Circulation Pump Control | Y | Warehouse | New | 1.0006 | 0.63266 | 1.5816 | 0 | 0 | 0 | Fail RIM; Pass PCT | [11 empty] | Commercial | Facility Commissioning | Y | Offices | Existing | 0 | 0 | 0 | 0 | 0 | 0 | Fail TRC; Fail PCT
[12 empty] | Commercial | Hot Water Pipe Insulation | Y | Assembly | Existing | 4.9546 | 0.64888 | 7.6356 | 0 | 0 | 0 | Fail RIM; Pass PCT | [11 empty] | Commercial | Facility Commissioning | Y | Restaurants | Existing | 0 | 0 | 0 | 0 | 0 | 0 | Fail TRC; Fail PCT
[12 empty] | Commercial | Hot Water Pipe Insulation | Y | College and University | Existing | 4.9551 | 0.64885 | 7.6366 | 0 | 0 | 0 | Fail RIM; Pass PCT | [11 empty] | Commercial | Facility Commissioning | Y | Retail | Existing | 0 | 0 | 0 | 0 | 0 | 0 | Fail TRC; Fail PCT
[12 empty] | Commercial | Hot Water Pipe Insulation | Y | Grocery | Existing | 4.9627 | 0.65111 | 7.622 | 0 | 0 | 0 | Fail RIM; Pass PCT | [11 empty] | Commercial | Facility Commissioning | Y | Schools K-12 | Existing | 0 | 0 | 0 | 0 | 0 | 0 | Fail TRC; Fail PCT
[12 empty] | Commercial | Hot Water Pipe Insulation | Y | Healthcare | Existing | 4.9546 | 0.64888 | 7.6356 | 0 | 0 | 0 | Fail RIM; Pass PCT | [11 empty] | Commercial | Facility Commissioning | Y | Warehouse | Existing | 0 | 0 | 0 | 0 | 0 | 0 | Fail TRC; Fail PCT
[12 empty] | Commercial | Hot Water Pipe Insulation | Y | Hospitals | Existing | 4.9551 | 0.64885 | 7.6366 | 0 | 0 | 0 | Fail RIM; Pass PCT | [11 empty] | Commercial | Facility Commissioning | Y | Assembly | New | 0.16429 | 0.67395 | 0.24378 | 0 | 0 | 0 | Fail TRC; Fail PCT
[12 empty] | Commercial | Hot Water Pipe Insulation | Y | Institutional | Existing | 4.9546 | 0.64888 | 7.6356 | 0 | 0 | 0 | Fail RIM; Pass PCT | [11 empty] | Commercial | Facility Commissioning | Y | College and University | New | 0.24593 | 0.66676 | 0.36885 | 0 | 0 | 0 | Fail TRC; Fail PCT
[12 empty] | Commercial | Hot Water Pipe Insulation | Y | Lodging/Hospitality | Existing | 4.9627 | 0.65111 | 7.622 | 0 | 0 | 0 | Fail RIM; Pass PCT | [11 empty] | Commercial | Facility Commissioning | Y | Grocery | New | 1.6175 | 0.67395 | 2.4001 | 0 | 0 | 0 | Pass TRC; Pass PCT; Fail 2-year Threshold
[12 empty] | Commercial | Hot Water Pipe Insulation | Y | Miscellaneous | Existing | 4.9546 | 0.64888 | 7.6356 | 0 | 0 | 0 | Fail RIM; Pass PCT | [11 empty] | Commercial | Facility Commissioning | Y | Healthcare | New | 0.66116 | 0.67395 | 0.98101 | 0 | 0 | 0 | Fail TRC; Fail PCT
[12 empty] | Commercial | Hot Water Pipe Insulation | Y | Offices | Existing | 4.9546 | 0.64888 | 7.6356 | 0 | 0 | 0 | Fail RIM; Pass PCT | [11 empty] | Commercial | Facility Commissioning | Y | Hospitals | New | 0.65305 | 0.66676 | 0.97944 | 0 | 0 | 0 | Fail TRC; Fail PCT
[12 empty] | Commercial | Hot Water Pipe Insulation | Y | Restaurants | Existing | 4.9627 | 0.65111 | 7.622 | 0 | 0 | 0 | Fail RIM; Pass PCT | [11 empty] | Commercial | Facility Commissioning | Y | Institutional | New | 0.74543 | 0.67395 | 1.1061 | 0 | 0 | 0 | Fail TRC; Pass PCT
[12 empty] | Commercial | Hot Water Pipe Insulation | Y | Retail | Existing | 4.9627 | 0.65111 | 7.622 | 0 | 0 | 0 | Fail RIM; Pass PCT | [11 empty] | Commercial | Facility Commissioning | Y | Lodging/Hospitality | New | 0.37317 | 0.67395 | 0.55371 | 0 | 0 | 0 | Fail TRC; Fail PCT
[12 empty] | Commercial | Hot Water Pipe Insulation | Y | Schools K-12 | Existing | 4.9546 | 0.64888 | 7.6356 | 0 | 0 | 0 | Fail RIM; Pass PCT | [11 empty] | Commercial | Facility Commissioning | Y | Miscellaneous | New | 0.50911 | 0.67395 | 0.75541 | 0 | 0 | 0 | Fail TRC; Fail PCT
[12 empty] | Commercial | Hot Water Pipe Insulation | Y | Warehouse | Existing | 4.9546 | 0.64888 | 7.6356 | 0 | 0 | 0 | Fail RIM; Pass PCT | [11 empty] | Commercial | Facility Commissioning | Y | Offices | New | 0.68219 | 0.67395 | 1.0122 | 0 | 0 | 0 | Fail TRC; Pass PCT
[12 empty] | Commercial | Hot Water Pipe Insulation | Y | Assembly | New | 4.9546 | 0.64888 | 7.6356 | 0 | 0 | 0 | Fail RIM; Pass PCT | [11 empty] | Commercial | Facility Commissioning | Y | Restaurants | New | 1.5633 | 0.67395 | 2.3197 | 0 | 0 | 0 | Pass TRC; Pass PCT; Fail 2-year Threshold
[12 empty] | Commercial | Hot Water Pipe Insulation | Y | College and University | New | 4.9551 | 0.64885 | 7.6366 | 0 | 0 | 0 | Fail RIM; Pass PCT | [11 empty] | Commercial | Facility Commissioning | Y | Retail | New | 0.3031 | 0.67395 | 0.44973 | 0 | 0 | 0 | Fail TRC; Fail PCT
[12 empty] | Commercial | Hot Water Pipe Insulation | Y | Grocery | New | 4.9627 | 0.65111 | 7.622 | 0 | 0 | 0 | Fail RIM; Pass PCT | [11 empty] | Commercial | Facility Commissioning | Y | Schools K-12 | New | 0.24899 | 0.67395 | 0.36944 | 0 | 0 | 0 | Fail TRC; Fail PCT
[12 empty] | Commercial | Hot Water Pipe Insulation | Y | Healthcare | New | 4.9546 | 0.64888 | 7.6356 | 0 | 0 | 0 | Fail RIM; Pass PCT | [11 empty] | Commercial | Facility Commissioning | Y | Warehouse | New | 0.080161 | 0.67395 | 0.11894 | 0 | 0 | 0 | Fail TRC; Fail PCT
[12 empty] | Commercial | Hot Water Pipe Insulation | Y | Hospitals | New | 4.9551 | 0.64885 | 7.6366 | 0 | 0 | 0 | Fail RIM; Pass PCT | [11 empty] | Commercial | Facility Energy Management System | Y | Assembly | Existing | 0.97947 | 0.68383 | 1.4323 | 0 | 0 | 0 | Fail TRC; Pass PCT
[12 empty] | Commercial | Hot Water Pipe Insulation | Y | Institutional | New | 4.9546 | 0.64888 | 7.6356 | 0 | 0 | 0 | Fail RIM; Pass PCT | [11 empty] | Commercial | Facility Energy Management System | Y | Grocery | Existing | 9.6641 | 0.68344 | 14.1405 | 0 | 0 | 0 | Pass TRC; Pass PCT; Fail 2-year Threshold
[12 empty] | Commercial | Hot Water Pipe Insulation | Y | Lodging/Hospitality | New | 4.9627 | 0.65111 | 7.622 | 0 | 0 | 0 | Fail RIM; Pass PCT | [11 empty] | Commercial | Facility Energy Management System | Y | Healthcare | Existing | 3.9416 | 0.68383 | 5.7639 | 0 | 0 | 0 | Pass TRC; Pass PCT; Fail 2-year Threshold
[12 empty] | Commercial | Hot Water Pipe Insulation | Y | Miscellaneous | New | 4.9546 | 0.64888 | 7.6356 | 0 | 0 | 0 | Fail RIM; Pass PCT | [11 empty] | Commercial | Facility Energy Management System | Y | Hospitals | Existing | 3.7786 | 0.65774 | 5.7448 | 0 | 0 | 0 | Pass TRC; Pass PCT; Fail 2-year Threshold
[12 empty] | Commercial | Hot Water Pipe Insulation | Y | Offices | New | 4.9546 | 0.64888 | 7.6356 | 0 | 0 | 0 | Fail RIM; Pass PCT | [11 empty] | Commercial | Facility Energy Management System | Y | Institutional | Existing | 4.444 | 0.68383 | 6.4986 | 0 | 0 | 0 | Pass TRC; Pass PCT; Fail 2-year Threshold
[12 empty] | Commercial | Hot Water Pipe Insulation | Y | Restaurants | New | 4.9627 | 0.65111 | 7.622 | 0 | 0 | 0 | Fail RIM; Pass PCT | [11 empty] | Commercial | Facility Energy Management System | Y | Offices | Existing | 4.0669 | 0.68383 | 5.9473 | 0 | 0 | 0 | Pass TRC; Pass PCT; Fail 2-year Threshold
[12 empty] | Commercial | Hot Water Pipe Insulation | Y | Retail | New | 4.9627 | 0.65111 | 7.622 | 0 | 0 | 0 | Fail RIM; Pass PCT | [11 empty] | Commercial | Facility Energy Management System | Y | Restaurants | Existing | 9.3404 | 0.68344 | 13.6668 | 0 | 0 | 0 | Pass TRC; Pass PCT; Fail 2-year Threshold
[12 empty] | Commercial | Hot Water Pipe Insulation | Y | Schools K-12 | New | 4.9546 | 0.64888 | 7.6356 | 0 | 0 | 0 | Fail RIM; Pass PCT | [11 empty] | Commercial | Facility Energy Management System | Y | Warehouse | Existing | 0.47789 | 0.68383 | 0.69884 | 0 | 0 | 0 | Fail TRC; Fail PCT
[12 empty] | Commercial | Hot Water Pipe Insulation | Y | Warehouse | New | 4.9546 | 0.64888 | 7.6356 | 0 | 0 | 0 | Fail RIM; Pass PCT | [11 empty] | Commercial | Facility Energy Management System | Y | Assembly | New | 0.97947 | 0.68383 | 1.4323 | 0 | 0 | 0 | Fail TRC; Pass PCT
[12 empty] | Commercial | Low Flow Shower Head | Y | Assembly | Existing | 7.3546 | 0.67856 | 10.8385 | 0 | 0 | 0 | Fail RIM; Pass PCT | [11 empty] | Commercial | Facility Energy Management System | Y | Grocery | New | 9.6641 | 0.68344 | 14.1405 | 0 | 0 | 0 | Pass TRC; Pass PCT; Fail 2-year Threshold
[12 empty] | Commercial | Low Flow Shower Head | Y | College and University | Existing | 7.0705 | 0.65585 | 10.7807 | 0 | 0 | 0 | Fail RIM; Pass PCT | [11 empty] | Commercial | Facility Energy Management System | Y | Healthcare | New | 3.9416 | 0.68383 | 5.7639 | 0 | 0 | 0 | Pass TRC; Pass PCT; Fail 2-year Threshold
[12 empty] | Commercial | Low Flow Shower Head | Y | Grocery | Existing | 7.0705 | 0.65585 | 10.7807 | 0 | 0 | 0 | Fail RIM; Pass PCT | [11 empty] | Commercial | Facility Energy Management System | Y | Hospitals | New | 3.7786 | 0.65774 | 5.7448 | 0 | 0 | 0 | Pass TRC; Pass PCT; Fail 2-year Threshold
[12 empty] | Commercial | Low Flow Shower Head | Y | Healthcare | Existing | 7.0702 | 0.65503 | 10.7936 | 0 | 0 | 0 | Fail RIM; Pass PCT | [11 empty] | Commercial | Facility Energy Management System | Y | Institutional | New | 4.444 | 0.68383 | 6.4986 | 0 | 0 | 0 | Pass TRC; Pass PCT; Fail 2-year Threshold
[12 empty] | Commercial | Low Flow Shower Head | Y | Hospitals | Existing | 7.0702 | 0.65503 | 10.7936 | 0 | 0 | 0 | Fail RIM; Pass PCT | [11 empty] | Commercial | Facility Energy Management System | Y | Offices | New | 4.0669 | 0.68383 | 5.9473 | 0 | 0 | 0 | Pass TRC; Pass PCT; Fail 2-year Threshold
[12 empty] | Commercial | Low Flow Shower Head | Y | Institutional | Existing | 7.3546 | 0.67856 | 10.8385 | 0 | 0 | 0 | Fail RIM; Pass PCT | [11 empty] | Commercial | Facility Energy Management System | Y | Restaurants | New | 9.3404 | 0.68344 | 13.6668 | 0 | 0 | 0 | Pass TRC; Pass PCT; Fail 2-year Threshold
[12 empty] | Commercial | Low Flow Shower Head | Y | Lodging/Hospitality | Existing | 7.0669 | 0.65612 | 10.7706 | 0 | 0 | 0 | Fail RIM; Pass PCT | [11 empty] | Commercial | Facility Energy Management System | Y | Warehouse | New | 0.47789 | 0.68383 | 0.69884 | 0 | 0 | 0 | Fail TRC; Fail PCT
[12 empty] | Commercial | Low Flow Shower Head | Y | Miscellaneous | Existing | 7.3546 | 0.67856 | 10.8385 | 0 | 0 | 0 | Fail RIM; Pass PCT | [11 empty] | Commercial | Floor Insulation | Y | Assembly | Existing | 0.034815 | 0.54065 | 0.064394 | 0 | 0 | 0 | Fail TRC; Fail PCT
[12 empty] | Commercial | Low Flow Shower Head | Y | Offices | Existing | 7.3546 | 0.67856 | 10.8385 | 0 | 0 | 0 | Fail RIM; Pass PCT | [11 empty] | Commercial | Floor Insulation | Y | College and University | Existing | 0.042825 | 0.6511 | 0.065774 | 0 | 0 | 0 | Fail TRC; Fail PCT
[12 empty] | Commercial | Low Flow Shower Head | Y | Restaurants | Existing | 7.0705 | 0.65585 | 10.7807 | 0 | 0 | 0 | Fail RIM; Pass PCT | [11 empty] | Commercial | Floor Insulation | Y | Grocery | Existing | 0.039315 | 0.60448 | 0.065039 | 0 | 0 | 0 | Fail TRC; Fail PCT
[12 empty] | Commercial | Low Flow Shower Head | Y | Retail | Existing | 7.0705 | 0.65585 | 10.7807 | 0 | 0 | 0 | Fail RIM; Pass PCT | [11 empty] | Commercial | Floor Insulation | Y | Healthcare | Existing | 0.034815 | 0.54065 | 0.064394 | 0 | 0 | 0 | Fail TRC; Fail PCT
[12 empty] | Commercial | Low Flow Shower Head | Y | Schools K-12 | Existing | 7.3546 | 0.67856 | 10.8385 | 0 | 0 | 0 | Fail RIM; Pass PCT | [11 empty] | Commercial | Floor Insulation | Y | Hospitals | Existing | 0.042825 | 0.6511 | 0.065774 | 0 | 0 | 0 | Fail TRC; Fail PCT
[12 empty] | Commercial | Low Flow Shower Head | Y | Warehouse | Existing | 7.3546 | 0.67856 | 10.8385 | 0 | 0 | 0 | Fail RIM; Pass PCT | [11 empty] | Commercial | Floor Insulation | Y | Institutional | Existing | 0.034815 | 0.54065 | 0.064394 | 0 | 0 | 0 | Fail TRC; Fail PCT
[12 empty] | Commercial | Low Flow Shower Head | Y | Assembly | New | 7.3546 | 0.67856 | 10.8385 | 0 | 0 | 0 | Fail RIM; Pass PCT | [11 empty] | Commercial | Floor Insulation | Y | Lodging/Hospitality | Existing | 0.042825 | 0.6511 | 0.065774 | 0 | 0 | 0 | Fail TRC; Fail PCT
[12 empty] | Commercial | Low Flow Shower Head | Y | College and University | New | 7.0705 | 0.65585 | 10.7807 | 0 | 0 | 0 | Fail RIM; Pass PCT | [11 empty] | Commercial | Floor Insulation | Y | Miscellaneous | Existing | 0.034815 | 0.54065 | 0.064394 | 0 | 0 | 0 | Fail TRC; Fail PCT
[12 empty] | Commercial | Low Flow Shower Head | Y | Grocery | New | 7.0705 | 0.65585 | 10.7807 | 0 | 0 | 0 | Fail RIM; Pass PCT | [11 empty] | Commercial | Floor Insulation | Y | Offices | Existing | 0.034815 | 0.54065 | 0.064394 | 0 | 0 | 0 | Fail TRC; Fail PCT
[12 empty] | Commercial | Low Flow Shower Head | Y | Healthcare | New | 7.0702 | 0.65503 | 10.7936 | 0 | 0 | 0 | Fail RIM; Pass PCT | [11 empty] | Commercial | Floor Insulation | Y | Restaurants | Existing | 0.039315 | 0.60448 | 0.065039 | 0 | 0 | 0 | Fail TRC; Fail PCT
[12 empty] | Commercial | Low Flow Shower Head | Y | Hospitals | New | 7.0702 | 0.65503 | 10.7936 | 0 | 0 | 0 | Fail RIM; Pass PCT | [11 empty] | Commercial | Floor Insulation | Y | Retail | Existing | 0.039315 | 0.60448 | 0.065039 | 0 | 0 | 0 | Fail TRC; Fail PCT
[12 empty] | Commercial | Low Flow Shower Head | Y | Institutional | New | 7.3546 | 0.67856 | 10.8385 | 0 | 0 | 0 | Fail RIM; Pass PCT | [11 empty] | Commercial | Floor Insulation | Y | Schools K-12 | Existing | 0.034815 | 0.54065 | 0.064394 | 0 | 0 | 0 | Fail TRC; Fail PCT
[12 empty] | Commercial | Low Flow Shower Head | Y | Lodging/Hospitality | New | 7.0669 | 0.65612 | 10.7706 | 0 | 0 | 0 | Fail RIM; Pass PCT | [11 empty] | Commercial | Floor Insulation | Y | Warehouse | Existing | 0.03933 | 0.60768 | 0.064722 | 0 | 0 | 0 | Fail TRC; Fail PCT
[12 empty] | Commercial | Low Flow Shower Head | Y | Miscellaneous | New | 7.3546 | 0.67856 | 10.8385 | 0 | 0 | 0 | Fail RIM; Pass PCT | [11 empty] | Commercial | Floor Insulation | Y | Assembly | New | 0.034228 | 0.54065 | 0.063308 | 0 | 0 | 0 | Fail TRC; Fail PCT
[12 empty] | Commercial | Low Flow Shower Head | Y | Offices | New | 7.3546 | 0.67856 | 10.8385 | 0 | 0 | 0 | Fail RIM; Pass PCT | [11 empty] | Commercial | Floor Insulation | Y | College and University | New | 0.042103 | 0.6511 | 0.064664 | 0 | 0 | 0 | Fail TRC; Fail PCT
[12 empty] | Commercial | Low Flow Shower Head | Y | Restaurants | New | 7.0705 | 0.65585 | 10.7807 | 0 | 0 | 0 | Fail RIM; Pass PCT | [11 empty] | Commercial | Floor Insulation | Y | Grocery | New | 0.038652 | 0.60448 | 0.063942 | 0 | 0 | 0 | Fail TRC; Fail PCT
[12 empty] | Commercial | Low Flow Shower Head | Y | Retail | New | 7.0705 | 0.65585 | 10.7807 | 0 | 0 | 0 | Fail RIM; Pass PCT | [11 empty] | Commercial | Floor Insulation | Y | Healthcare | New | 0.034228 | 0.54065 | 0.063308 | 0 | 0 | 0 | Fail TRC; Fail PCT
[12 empty] | Commercial | Low Flow Shower Head | Y | Schools K-12 | New | 7.3546 | 0.67856 | 10.8385 | 0 | 0 | 0 | Fail RIM; Pass PCT | [11 empty] | Commercial | Floor Insulation | Y | Hospitals | New | 0.042103 | 0.6511 | 0.064664 | 0 | 0 | 0 | Fail TRC; Fail PCT
[12 empty] | Commercial | Low Flow Shower Head | Y | Warehouse | New | 7.3546 | 0.67856 | 10.8385 | 0 | 0 | 0 | Fail RIM; Pass PCT | [11 empty] | Commercial | Floor Insulation | Y | Institutional | New | 0.034228 | 0.54065 | 0.063308 | 0 | 0 | 0 | Fail TRC; Fail PCT
[12 empty] | Commercial | Low-Flow Pre-Rinse Sprayers | Y | Assembly | Existing | 3.2967 | 0.57719 | 5.7117 | 0 | 0 | 0 | Fail RIM; Pass PCT | [11 empty] | Commercial | Floor Insulation | Y | Lodging/Hospitality | New | 0.042103 | 0.6511 | 0.064664 | 0 | 0 | 0 | Fail TRC; Fail PCT
[12 empty] | Commercial | Low-Flow Pre-Rinse Sprayers | Y | College and University | Existing | 3.2967 | 0.57719 | 5.7117 | 0 | 0 | 0 | Fail RIM; Pass PCT | [11 empty] | Commercial | Floor Insulation | Y | Miscellaneous | New | 0.034228 | 0.54065 | 0.063308 | 0 | 0 | 0 | Fail TRC; Fail PCT
[12 empty] | Commercial | Low-Flow Pre-Rinse Sprayers | Y | Grocery | Existing | 3.2967 | 0.57719 | 5.7117 | 0 | 0 | 0 | Fail RIM; Pass PCT | [11 empty] | Commercial | Floor Insulation | Y | Offices | New | 0.034228 | 0.54065 | 0.063308 | 0 | 0 | 0 | Fail TRC; Fail PCT
[12 empty] | Commercial | Low-Flow Pre-Rinse Sprayers | Y | Healthcare | Existing | 3.2967 | 0.57719 | 5.7117 | 0 | 0 | 0 | Fail RIM; Pass PCT | [11 empty] | Commercial | Floor Insulation | Y | Restaurants | New | 0.038652 | 0.60448 | 0.063942 | 0 | 0 | 0 | Fail TRC; Fail PCT
[12 empty] | Commercial | Low-Flow Pre-Rinse Sprayers | Y | Hospitals | Existing | 3.2967 | 0.57719 | 5.7117 | 0 | 0 | 0 | Fail RIM; Pass PCT | [11 empty] | Commercial | Floor Insulation | Y | Retail | New | 0.038652 | 0.60448 | 0.063942 | 0 | 0 | 0 | Fail TRC; Fail PCT
[12 empty] | Commercial | Low-Flow Pre-Rinse Sprayers | Y | Institutional | Existing | 3.2967 | 0.57719 | 5.7117 | 0 | 0 | 0 | Fail RIM; Pass PCT | [11 empty] | Commercial | Floor Insulation | Y | Schools K-12 | New | 0.034228 | 0.54065 | 0.063308 | 0 | 0 | 0 | Fail TRC; Fail PCT
[12 empty] | Commercial | Low-Flow Pre-Rinse Sprayers | Y | Lodging/Hospitality | Existing | 3.2534 | 0.57081 | 5.6996 | 0 | 0 | 0 | Fail RIM; Pass PCT | [11 empty] | Commercial | Floor Insulation | Y | Warehouse | New | 0.038666 | 0.60768 | 0.06363 | 0 | 0 | 0 | Fail TRC; Fail PCT
[12 empty] | Commercial | Low-Flow Pre-Rinse Sprayers | Y | Miscellaneous | Existing | 3.2967 | 0.57719 | 5.7117 | 0 | 0 | 0 | Fail RIM; Pass PCT | [11 empty] | Commercial | Green Roof | Y | Assembly | Existing | 0.0075767 | 0.67707 | 0.01119 | 0 | 0 | 0 | Fail TRC; Fail PCT
[12 empty] | Commercial | Low-Flow Pre-Rinse Sprayers | Y | Offices | Existing | 3.2967 | 0.57719 | 5.7117 | 0 | 0 | 0 | Fail RIM; Pass PCT | [11 empty] | Commercial | Green Roof | Y | College and University | Existing | 0.0075767 | 0.67707 | 0.01119 | 0 | 0 | 0 | Fail TRC; Fail PCT
[12 empty] | Commercial | Low-Flow Pre-Rinse Sprayers | Y | Restaurants | Existing | 3.2967 | 0.57515 | 5.7319 | 0 | 0 | 0 | Fail RIM; Pass PCT | [11 empty] | Commercial | Green Roof | Y | Grocery | Existing | 0.0075767 | 0.67707 | 0.01119 | 0 | 0 | 0 | Fail TRC; Fail PCT
[12 empty] | Commercial | Low-Flow Pre-Rinse Sprayers | Y | Retail | Existing | 3.2967 | 0.57719 | 5.7117 | 0 | 0 | 0 | Fail RIM; Pass PCT | [11 empty] | Commercial | Green Roof | Y | Healthcare | Existing | 0.0075767 | 0.67707 | 0.01119 | 0 | 0 | 0 | Fail TRC; Fail PCT
[12 empty] | Commercial | Low-Flow Pre-Rinse Sprayers | Y | Schools K-12 | Existing | 3.2967 | 0.57719 | 5.7117 | 0 | 0 | 0 | Fail RIM; Pass PCT | [11 empty] | Commercial | Green Roof | Y | Hospitals | Existing | 0.0075767 | 0.67707 | 0.01119 | 0 | 0 | 0 | Fail TRC; Fail PCT
[12 empty] | Commercial | Low-Flow Pre-Rinse Sprayers | Y | Warehouse | Existing | 3.2967 | 0.57719 | 5.7117 | 0 | 0 | 0 | Fail RIM; Pass PCT | [11 empty] | Commercial | Green Roof | Y | Institutional | Existing | 0.0075767 | 0.67707 | 0.01119 | 0 | 0 | 0 | Fail TRC; Fail PCT
[12 empty] | Commercial | Low-Flow Pre-Rinse Sprayers | Y | Assembly | New | 3.2967 | 0.57719 | 5.7117 | 0 | 0 | 0 | Fail RIM; Pass PCT | [11 empty] | Commercial | Green Roof | Y | Lodging/Hospitality | Existing | 0.0085907 | 0.76205 | 0.011273 | 0 | 0 | 0 | Fail TRC; Fail PCT
[12 empty] | Commercial | Low-Flow Pre-Rinse Sprayers | Y | College and University | New | 3.2967 | 0.57719 | 5.7117 | 0 | 0 | 0 | Fail RIM; Pass PCT | [11 empty] | Commercial | Green Roof | Y | Miscellaneous | Existing | 0.0090491 | 0.82158 | 0.011014 | 0 | 0 | 0 | Fail TRC; Fail PCT
[12 empty] | Commercial | Low-Flow Pre-Rinse Sprayers | Y | Grocery | New | 3.2967 | 0.57719 | 5.7117 | 0 | 0 | 0 | Fail RIM; Pass PCT | [11 empty] | Commercial | Green Roof | Y | Offices | Existing | 0.0075767 | 0.67707 | 0.01119 | 0 | 0 | 0 | Fail TRC; Fail PCT
[12 empty] | Commercial | Low-Flow Pre-Rinse Sprayers | Y | Healthcare | New | 3.2967 | 0.57719 | 5.7117 | 0 | 0 | 0 | Fail RIM; Pass PCT | [11 empty] | Commercial | Green Roof | Y | Restaurants | Existing | 0.0075767 | 0.67707 | 0.01119 | 0 | 0 | 0 | Fail TRC; Fail PCT
[12 empty] | Commercial | Low-Flow Pre-Rinse Sprayers | Y | Hospitals | New | 3.2967 | 0.57719 | 5.7117 | 0 | 0 | 0 | Fail RIM; Pass PCT | [11 empty] | Commercial | Green Roof | Y | Retail | Existing | 0.0075767 | 0.67707 | 0.01119 | 0 | 0 | 0 | Fail TRC; Fail PCT
[12 empty] | Commercial | Low-Flow Pre-Rinse Sprayers | Y | Institutional | New | 3.2967 | 0.57719 | 5.7117 | 0 | 0 | 0 | Fail RIM; Pass PCT | [11 empty] | Commercial | Green Roof | Y | Schools K-12 | Existing | 0.0075767 | 0.67707 | 0.01119 | 0 | 0 | 0 | Fail TRC; Fail PCT
[12 empty] | Commercial | Low-Flow Pre-Rinse Sprayers | Y | Lodging/Hospitality | New | 3.2534 | 0.57081 | 5.6996 | 0 | 0 | 0 | Fail RIM; Pass PCT | [11 empty] | Commercial | Green Roof | Y | Warehouse | Existing | 0.0090491 | 0.82158 | 0.011014 | 0 | 0 | 0 | Fail TRC; Fail PCT
[12 empty] | Commercial | Low-Flow Pre-Rinse Sprayers | Y | Miscellaneous | New | 3.2967 | 0.57719 | 5.7117 | 0 | 0 | 0 | Fail RIM; Pass PCT | [11 empty] | Commercial | Green Roof | Y | Assembly | New | 0.0074159 | 0.67707 | 0.010953 | 0 | 0 | 0 | Fail TRC; Fail PCT
[12 empty] | Commercial | Low-Flow Pre-Rinse Sprayers | Y | Offices | New | 3.2967 | 0.57719 | 5.7117 | 0 | 0 | 0 | Fail RIM; Pass PCT | [11 empty] | Commercial | Green Roof | Y | College and University | New | 0.0074159 | 0.67707 | 0.010953 | 0 | 0 | 0 | Fail TRC; Fail PCT
[12 empty] | Commercial | Low-Flow Pre-Rinse Sprayers | Y | Restaurants | New | 3.2967 | 0.57515 | 5.7319 | 0 | 0 | 0 | Fail RIM; Pass PCT | [11 empty] | Commercial | Green Roof | Y | Grocery | New | 0.0074159 | 0.67707 | 0.010953 | 0 | 0 | 0 | Fail TRC; Fail PCT
[12 empty] | Commercial | Low-Flow Pre-Rinse Sprayers | Y | Retail | New | 3.2967 | 0.57719 | 5.7117 | 0 | 0 | 0 | Fail RIM; Pass PCT | [11 empty] | Commercial | Green Roof | Y | Healthcare | New | 0.0074159 | 0.67707 | 0.010953 | 0 | 0 | 0 | Fail TRC; Fail PCT
[12 empty] | Commercial | Low-Flow Pre-Rinse Sprayers | Y | Schools K-12 | New | 3.2967 | 0.57719 | 5.7117 | 0 | 0 | 0 | Fail RIM; Pass PCT | [11 empty] | Commercial | Green Roof | Y | Hospitals | New | 0.0074159 | 0.67707 | 0.010953 | 0 | 0 | 0 | Fail TRC; Fail PCT
[12 empty] | Commercial | Low-Flow Pre-Rinse Sprayers | Y | Warehouse | New | 3.2967 | 0.57719 | 5.7117 | 0 | 0 | 0 | Fail RIM; Pass PCT | [11 empty] | Commercial | Green Roof | Y | Institutional | New | 0.0074159 | 0.67707 | 0.010953 | 0 | 0 | 0 | Fail TRC; Fail PCT
[12 empty] | Commercial | Tank Wrap on Water Heater | Y | Assembly | Existing | 0.65213 | 0.66225 | 0.98473 | 0 | 0 | 0 | Fail RIM; Fail PCT | [11 empty] | Commercial | Green Roof | Y | Lodging/Hospitality | New | 0.0084084 | 0.76205 | 0.011034 | 0 | 0 | 0 | Fail TRC; Fail PCT
[12 empty] | Commercial | Tank Wrap on Water Heater | Y | College and University | Existing | 0.65213 | 0.66225 | 0.98473 | 0 | 0 | 0 | Fail RIM; Fail PCT | [11 empty] | Commercial | Green Roof | Y | Miscellaneous | New | 0.008857 | 0.82158 | 0.01078 | 0 | 0 | 0 | Fail TRC; Fail PCT
[12 empty] | Commercial | Tank Wrap on Water Heater | Y | Grocery | Existing | 0.65213 | 0.66225 | 0.98473 | 0 | 0 | 0 | Fail RIM; Fail PCT | [11 empty] | Commercial | Green Roof | Y | Offices | New | 0.0074159 | 0.67707 | 0.010953 | 0 | 0 | 0 | Fail TRC; Fail PCT
[12 empty] | Commercial | Tank Wrap on Water Heater | Y | Healthcare | Existing | 0.65213 | 0.66225 | 0.98473 | 0 | 0 | 0 | Fail RIM; Fail PCT | [11 empty] | Commercial | Green Roof | Y | Restaurants | New | 0.0074159 | 0.67707 | 0.010953 | 0 | 0 | 0 | Fail TRC; Fail PCT
[12 empty] | Commercial | Tank Wrap on Water Heater | Y | Hospitals | Existing | 0.65213 | 0.66225 | 0.98473 | 0 | 0 | 0 | Fail RIM; Fail PCT | [11 empty] | Commercial | Green Roof | Y | Retail | New | 0.0074159 | 0.67707 | 0.010953 | 0 | 0 | 0 | Fail TRC; Fail PCT
[12 empty] | Commercial | Tank Wrap on Water Heater | Y | Institutional | Existing | 0.65213 | 0.66225 | 0.98473 | 0 | 0 | 0 | Fail RIM; Fail PCT | [11 empty] | Commercial | Green Roof | Y | Schools K-12 | New | 0.0074159 | 0.67707 | 0.010953 | 0 | 0 | 0 | Fail TRC; Fail PCT
[12 empty] | Commercial | Tank Wrap on Water Heater | Y | Lodging/Hospitality | Existing | 0.65213 | 0.66225 | 0.98473 | 0 | 0 | 0 | Fail RIM; Fail PCT | [11 empty] | Commercial | Green Roof | Y | Warehouse | New | 0.008857 | 0.82158 | 0.01078 | 0 | 0 | 0 | Fail TRC; Fail PCT
[12 empty] | Commercial | Tank Wrap on Water Heater | Y | Miscellaneous | Existing | 0.65213 | 0.66225 | 0.98473 | 0 | 0 | 0 | Fail RIM; Fail PCT | [11 empty] | Commercial | Hotel Card Energy Control Systems | Y | Assembly | Existing | 0 | 0 | 0 | 0 | 0 | 0 | Fail TRC; Fail PCT
[12 empty] | Commercial | Tank Wrap on Water Heater | Y | Offices | Existing | 0.65213 | 0.66225 | 0.98473 | 0 | 0 | 0 | Fail RIM; Fail PCT | [11 empty] | Commercial | Hotel Card Energy Control Systems | Y | College and University | Existing | 0 | 0 | 0 | 0 | 0 | 0 | Fail TRC; Fail PCT
[12 empty] | Commercial | Tank Wrap on Water Heater | Y | Restaurants | Existing | 0.65213 | 0.66225 | 0.98473 | 0 | 0 | 0 | Fail RIM; Fail PCT | [11 empty] | Commercial | Hotel Card Energy Control Systems | Y | Grocery | Existing | 0 | 0 | 0 | 0 | 0 | 0 | Fail TRC; Fail PCT
[12 empty] | Commercial | Tank Wrap on Water Heater | Y | Retail | Existing | 0.65213 | 0.66225 | 0.98473 | 0 | 0 | 0 | Fail RIM; Fail PCT | [11 empty] | Commercial | Hotel Card Energy Control Systems | Y | Healthcare | Existing | 0 | 0 | 0 | 0 | 0 | 0 | Fail TRC; Fail PCT
[12 empty] | Commercial | Tank Wrap on Water Heater | Y | Schools K-12 | Existing | 0.65213 | 0.66225 | 0.98473 | 0 | 0 | 0 | Fail RIM; Fail PCT | [11 empty] | Commercial | Hotel Card Energy Control Systems | Y | Hospitals | Existing | 0 | 0 | 0 | 0 | 0 | 0 | Fail TRC; Fail PCT
[12 empty] | Commercial | Tank Wrap on Water Heater | Y | Warehouse | Existing | 0.65213 | 0.66225 | 0.98473 | 0 | 0 | 0 | Fail RIM; Fail PCT | [11 empty] | Commercial | Hotel Card Energy Control Systems | Y | Institutional | Existing | 0 | 0 | 0 | 0 | 0 | 0 | Fail TRC; Fail PCT
[12 empty] | Commercial | Tank Wrap on Water Heater | Y | Assembly | New | 0.62384 | 0.66225 | 0.94201 | 0 | 0 | 0 | Fail RIM; Fail PCT | [11 empty] | Commercial | Hotel Card Energy Control Systems | Y | Miscellaneous | Existing | 0 | 0 | 0 | 0 | 0 | 0 | Fail TRC; Fail PCT
[12 empty] | Commercial | Tank Wrap on Water Heater | Y | College and University | New | 0.62384 | 0.66225 | 0.94201 | 0 | 0 | 0 | Fail RIM; Fail PCT | [11 empty] | Commercial | Hotel Card Energy Control Systems | Y | Offices | Existing | 0 | 0 | 0 | 0 | 0 | 0 | Fail TRC; Fail PCT
[12 empty] | Commercial | Tank Wrap on Water Heater | Y | Grocery | New | 0.62384 | 0.66225 | 0.94201 | 0 | 0 | 0 | Fail RIM; Fail PCT | [11 empty] | Commercial | Hotel Card Energy Control Systems | Y | Restaurants | Existing | 0 | 0 | 0 | 0 | 0 | 0 | Fail TRC; Fail PCT
[12 empty] | Commercial | Tank Wrap on Water Heater | Y | Healthcare | New | 0.62384 | 0.66225 | 0.94201 | 0 | 0 | 0 | Fail RIM; Fail PCT | [11 empty] | Commercial | Hotel Card Energy Control Systems | Y | Retail | Existing | 0 | 0 | 0 | 0 | 0 | 0 | Fail TRC; Fail PCT
[12 empty] | Commercial | Tank Wrap on Water Heater | Y | Hospitals | New | 0.62384 | 0.66225 | 0.94201 | 0 | 0 | 0 | Fail RIM; Fail PCT | [11 empty] | Commercial | Hotel Card Energy Control Systems | Y | Schools K-12 | Existing | 0 | 0 | 0 | 0 | 0 | 0 | Fail TRC; Fail PCT
[12 empty] | Commercial | Tank Wrap on Water Heater | Y | Institutional | New | 0.62384 | 0.66225 | 0.94201 | 0 | 0 | 0 | Fail RIM; Fail PCT | [11 empty] | Commercial | Hotel Card Energy Control Systems | Y | Warehouse | Existing | 0 | 0 | 0 | 0 | 0 | 0 | Fail TRC; Fail PCT
[12 empty] | Commercial | Tank Wrap on Water Heater | Y | Lodging/Hospitality | New | 0.62384 | 0.66225 | 0.94201 | 0 | 0 | 0 | Fail RIM; Fail PCT | [11 empty] | Commercial | Hotel Card Energy Control Systems | Y | Assembly | New | 0 | 0 | 0 | 0 | 0 | 0 | Fail TRC; Fail PCT
[12 empty] | Commercial | Tank Wrap on Water Heater | Y | Miscellaneous | New | 0.62384 | 0.66225 | 0.94201 | 0 | 0 | 0 | Fail RIM; Fail PCT | [11 empty] | Commercial | Hotel Card Energy Control Systems | Y | College and University | New | 0 | 0 | 0 | 0 | 0 | 0 | Fail TRC; Fail PCT
[12 empty] | Commercial | Tank Wrap on Water Heater | Y | Offices | New | 0.62384 | 0.66225 | 0.94201 | 0 | 0 | 0 | Fail RIM; Fail PCT | [11 empty] | Commercial | Hotel Card Energy Control Systems | Y | Grocery | New | 0 | 0 | 0 | 0 | 0 | 0 | Fail TRC; Fail PCT
[12 empty] | Commercial | Tank Wrap on Water Heater | Y | Restaurants | New | 0.62384 | 0.66225 | 0.94201 | 0 | 0 | 0 | Fail RIM; Fail PCT | [11 empty] | Commercial | Hotel Card Energy Control Systems | Y | Healthcare | New | 0 | 0 | 0 | 0 | 0 | 0 | Fail TRC; Fail PCT
[12 empty] | Commercial | Tank Wrap on Water Heater | Y | Retail | New | 0.62384 | 0.66225 | 0.94201 | 0 | 0 | 0 | Fail RIM; Fail PCT | [11 empty] | Commercial | Hotel Card Energy Control Systems | Y | Hospitals | New | 0 | 0 | 0 | 0 | 0 | 0 | Fail TRC; Fail PCT
[12 empty] | Commercial | Tank Wrap on Water Heater | Y | Schools K-12 | New | 0.62384 | 0.66225 | 0.94201 | 0 | 0 | 0 | Fail RIM; Fail PCT | [11 empty] | Commercial | Hotel Card Energy Control Systems | Y | Institutional | New | 0 | 0 | 0 | 0 | 0 | 0 | Fail TRC; Fail PCT
[12 empty] | Commercial | Tank Wrap on Water Heater | Y | Warehouse | New | 0.62384 | 0.66225 | 0.94201 | 0 | 0 | 0 | Fail RIM; Fail PCT | [11 empty] | Commercial | Hotel Card Energy Control Systems | Y | Miscellaneous | New | 0 | 0 | 0 | 0 | 0 | 0 | Fail TRC; Fail PCT
[12 empty] | Commercial | Thermostatic Shower Restriction Valve | Y | Assembly | Existing | 14.486 | 0.67856 | 21.3482 | 0 | 0 | 0 | Fail RIM; Pass PCT | [11 empty] | Commercial | Hotel Card Energy Control Systems | Y | Offices | New | 0 | 0 | 0 | 0 | 0 | 0 | Fail TRC; Fail PCT
[12 empty] | Commercial | Thermostatic Shower Restriction Valve | Y | College and University | Existing | 13.9264 | 0.65585 | 21.2343 | 0 | 0 | 0 | Fail RIM; Pass PCT | [11 empty] | Commercial | Hotel Card Energy Control Systems | Y | Restaurants | New | 0 | 0 | 0 | 0 | 0 | 0 | Fail TRC; Fail PCT
[12 empty] | Commercial | Thermostatic Shower Restriction Valve | Y | Grocery | Existing | 13.9264 | 0.65585 | 21.2343 | 0 | 0 | 0 | Fail RIM; Pass PCT | [11 empty] | Commercial | Hotel Card Energy Control Systems | Y | Retail | New | 0 | 0 | 0 | 0 | 0 | 0 | Fail TRC; Fail PCT
[12 empty] | Commercial | Thermostatic Shower Restriction Valve | Y | Healthcare | Existing | 13.9258 | 0.65503 | 21.2597 | 0 | 0 | 0 | Fail RIM; Pass PCT | [11 empty] | Commercial | Hotel Card Energy Control Systems | Y | Schools K-12 | New | 0 | 0 | 0 | 0 | 0 | 0 | Fail TRC; Fail PCT
[12 empty] | Commercial | Thermostatic Shower Restriction Valve | Y | Hospitals | Existing | 13.9258 | 0.65503 | 21.2597 | 0 | 0 | 0 | Fail RIM; Pass PCT | [11 empty] | Commercial | Hotel Card Energy Control Systems | Y | Warehouse | New | 0 | 0 | 0 | 0 | 0 | 0 | Fail TRC; Fail PCT
[12 empty] | Commercial | Thermostatic Shower Restriction Valve | Y | Institutional | Existing | 14.486 | 0.67856 | 21.3482 | 0 | 0 | 0 | Fail RIM; Pass PCT | [11 empty] | Commercial | HVAC tune-up | Y | Assembly | Existing | 0.80596 | 0.57175 | 1.4096 | 0 | 0 | 0 | Fail TRC; Pass PCT
[12 empty] | Commercial | Thermostatic Shower Restriction Valve | Y | Lodging/Hospitality | Existing | 13.9193 | 0.65612 | 21.2144 | 0 | 0 | 0 | Fail RIM; Pass PCT | [11 empty] | Commercial | HVAC tune-up | Y | College and University | Existing | 0.90966 | 0.57611 | 1.579 | 0 | 0 | 0 | Fail TRC; Pass PCT
[12 empty] | Commercial | Thermostatic Shower Restriction Valve | Y | Miscellaneous | Existing | 14.486 | 0.67856 | 21.3482 | 0 | 0 | 0 | Fail RIM; Pass PCT | [11 empty] | Commercial | HVAC tune-up | Y | Grocery | Existing | 0.44522 | 0.57175 | 0.77869 | 0 | 0 | 0 | Fail TRC; Fail PCT
[12 empty] | Commercial | Thermostatic Shower Restriction Valve | Y | Offices | Existing | 14.486 | 0.67856 | 21.3482 | 0 | 0 | 0 | Fail RIM; Pass PCT | [11 empty] | Commercial | HVAC tune-up | Y | Healthcare | Existing | 1.7895 | 0.57866 | 3.0926 | 0 | 0 | 0 | Pass TRC; Pass PCT; Fail 2-year Threshold
[12 empty] | Commercial | Thermostatic Shower Restriction Valve | Y | Restaurants | Existing | 13.9264 | 0.65585 | 21.2343 | 0 | 0 | 0 | Fail RIM; Pass PCT | [11 empty] | Commercial | HVAC tune-up | Y | Hospitals | Existing | 1.6901 | 0.57611 | 2.9336 | 0 | 0 | 0 | Pass TRC; Pass PCT; Fail 2-year Threshold
[12 empty] | Commercial | Thermostatic Shower Restriction Valve | Y | Retail | Existing | 13.9264 | 0.65585 | 21.2343 | 0 | 0 | 0 | Fail RIM; Pass PCT | [11 empty] | Commercial | HVAC tune-up | Y | Institutional | Existing | 0.43535 | 0.57175 | 0.76144 | 0 | 0 | 0 | Fail TRC; Fail PCT
[12 empty] | Commercial | Thermostatic Shower Restriction Valve | Y | Schools K-12 | Existing | 14.486 | 0.67856 | 21.3482 | 0 | 0 | 0 | Fail RIM; Pass PCT | [11 empty] | Commercial | HVAC tune-up | Y | Lodging/Hospitality | Existing | 1.3585 | 0.57866 | 2.3477 | 0 | 0 | 0 | Pass TRC; Pass PCT; Fail 2-year Threshold
[12 empty] | Commercial | Thermostatic Shower Restriction Valve | Y | Warehouse | Existing | 14.486 | 0.67856 | 21.3482 | 0 | 0 | 0 | Fail RIM; Pass PCT | [11 empty] | Commercial | HVAC tune-up | Y | Miscellaneous | Existing | 0.45015 | 0.57175 | 0.78732 | 0 | 0 | 0 | Fail TRC; Fail PCT
[12 empty] | Commercial | Thermostatic Shower Restriction Valve | Y | Assembly | New | 14.486 | 0.67856 | 21.3482 | 0 | 0 | 0 | Fail RIM; Pass PCT | [11 empty] | Commercial | HVAC tune-up | Y | Offices | Existing | 0.90709 | 0.57175 | 1.5865 | 0 | 0 | 0 | Fail TRC; Pass PCT
[12 empty] | Commercial | Thermostatic Shower Restriction Valve | Y | College and University | New | 13.9264 | 0.65585 | 21.2343 | 0 | 0 | 0 | Fail RIM; Pass PCT | [11 empty] | Commercial | HVAC tune-up | Y | Schools K-12 | Existing | 0.88983 | 0.57175 | 1.5563 | 0 | 0 | 0 | Fail TRC; Pass PCT
[12 empty] | Commercial | Thermostatic Shower Restriction Valve | Y | Grocery | New | 13.9264 | 0.65585 | 21.2343 | 0 | 0 | 0 | Fail RIM; Pass PCT | [11 empty] | Commercial | HVAC tune-up | Y | Warehouse | Existing | 0.19548 | 0.57175 | 0.34189 | 0 | 0 | 0 | Fail TRC; Fail PCT
[12 empty] | Commercial | Thermostatic Shower Restriction Valve | Y | Healthcare | New | 13.9258 | 0.65503 | 21.2597 | 0 | 0 | 0 | Fail RIM; Pass PCT | [11 empty] | Commercial | HVAC tune-up | Y | Assembly | New | 0.80596 | 0.57175 | 1.4096 | 0 | 0 | 0 | Fail TRC; Pass PCT
[12 empty] | Commercial | Thermostatic Shower Restriction Valve | Y | Hospitals | New | 13.9258 | 0.65503 | 21.2597 | 0 | 0 | 0 | Fail RIM; Pass PCT | [11 empty] | Commercial | HVAC tune-up | Y | College and University | New | 0.90966 | 0.57611 | 1.579 | 0 | 0 | 0 | Fail TRC; Pass PCT
[12 empty] | Commercial | Thermostatic Shower Restriction Valve | Y | Institutional | New | 14.486 | 0.67856 | 21.3482 | 0 | 0 | 0 | Fail RIM; Pass PCT | [11 empty] | Commercial | HVAC tune-up | Y | Grocery | New | 0.44522 | 0.57175 | 0.77869 | 0 | 0 | 0 | Fail TRC; Fail PCT
[12 empty] | Commercial | Thermostatic Shower Restriction Valve | Y | Lodging/Hospitality | New | 13.9193 | 0.65612 | 21.2144 | 0 | 0 | 0 | Fail RIM; Pass PCT | [11 empty] | Commercial | HVAC tune-up | Y | Healthcare | New | 1.7895 | 0.57866 | 3.0926 | 0 | 0 | 0 | Pass TRC; Pass PCT; Fail 2-year Threshold
[12 empty] | Commercial | Thermostatic Shower Restriction Valve | Y | Miscellaneous | New | 14.486 | 0.67856 | 21.3482 | 0 | 0 | 0 | Fail RIM; Pass PCT | [11 empty] | Commercial | HVAC tune-up | Y | Hospitals | New | 1.6901 | 0.57611 | 2.9336 | 0 | 0 | 0 | Pass TRC; Pass PCT; Fail 2-year Threshold
[12 empty] | Commercial | Thermostatic Shower Restriction Valve | Y | Offices | New | 14.486 | 0.67856 | 21.3482 | 0 | 0 | 0 | Fail RIM; Pass PCT | [11 empty] | Commercial | HVAC tune-up | Y | Institutional | New | 0.43535 | 0.57175 | 0.76144 | 0 | 0 | 0 | Fail TRC; Fail PCT
[12 empty] | Commercial | Thermostatic Shower Restriction Valve | Y | Restaurants | New | 13.9264 | 0.65585 | 21.2343 | 0 | 0 | 0 | Fail RIM; Pass PCT | [11 empty] | Commercial | HVAC tune-up | Y | Lodging/Hospitality | New | 1.3585 | 0.57866 | 2.3477 | 0 | 0 | 0 | Pass TRC; Pass PCT; Fail 2-year Threshold
[12 empty] | Commercial | Thermostatic Shower Restriction Valve | Y | Retail | New | 13.9264 | 0.65585 | 21.2343 | 0 | 0 | 0 | Fail RIM; Pass PCT | [11 empty] | Commercial | HVAC tune-up | Y | Miscellaneous | New | 0.45015 | 0.57175 | 0.78732 | 0 | 0 | 0 | Fail TRC; Fail PCT
[12 empty] | Commercial | Thermostatic Shower Restriction Valve | Y | Schools K-12 | New | 14.486 | 0.67856 | 21.3482 | 0 | 0 | 0 | Fail RIM; Pass PCT | [11 empty] | Commercial | HVAC tune-up | Y | Offices | New | 0.90709 | 0.57175 | 1.5865 | 0 | 0 | 0 | Fail TRC; Pass PCT
[12 empty] | Commercial | Thermostatic Shower Restriction Valve | Y | Warehouse | New | 14.486 | 0.67856 | 21.3482 | 0 | 0 | 0 | Fail RIM; Pass PCT | [11 empty] | Commercial | HVAC tune-up | Y | Schools K-12 | New | 0.88983 | 0.57175 | 1.5563 | 0 | 0 | 0 | Fail TRC; Pass PCT
[12 empty] | Commercial | Bi-Level Lighting Control (Exterior) | Y | Assembly | Existing | 1.7069 | 0.6562 | 2.6012 | 0 | 0 | 0 | Fail RIM; Pass PCT | [11 empty] | Commercial | HVAC tune-up | Y | Warehouse | New | 0.19548 | 0.57175 | 0.34189 | 0 | 0 | 0 | Fail TRC; Fail PCT
[12 empty] | Commercial | Bi-Level Lighting Control (Exterior) | Y | College and University | Existing | 1.7069 | 0.6562 | 2.6012 | 0 | 0 | 0 | Fail RIM; Pass PCT | [11 empty] | Commercial | HVAC tune-up_RTU | Y | Assembly | Existing | 0.60458 | 0.57175 | 1.0574 | 0 | 0 | 0 | Fail TRC; Pass PCT
[12 empty] | Commercial | Bi-Level Lighting Control (Exterior) | Y | Grocery | Existing | 1.7069 | 0.6562 | 2.6012 | 0 | 0 | 0 | Fail RIM; Pass PCT | [11 empty] | Commercial | HVAC tune-up_RTU | Y | College and University | Existing | 0.68236 | 0.57611 | 1.1844 | 0 | 0 | 0 | Fail TRC; Pass PCT
[12 empty] | Commercial | Bi-Level Lighting Control (Exterior) | Y | Healthcare | Existing | 1.7069 | 0.6562 | 2.6012 | 0 | 0 | 0 | Fail RIM; Pass PCT | [11 empty] | Commercial | HVAC tune-up_RTU | Y | Grocery | Existing | 0.33397 | 0.57175 | 0.58412 | 0 | 0 | 0 | Fail TRC; Fail PCT
[12 empty] | Commercial | Bi-Level Lighting Control (Exterior) | Y | Hospitals | Existing | 1.7069 | 0.6562 | 2.6012 | 0 | 0 | 0 | Fail RIM; Pass PCT | [11 empty] | Commercial | HVAC tune-up_RTU | Y | Institutional | Existing | 0.32657 | 0.57175 | 0.57118 | 0 | 0 | 0 | Fail TRC; Fail PCT
[12 empty] | Commercial | Bi-Level Lighting Control (Exterior) | Y | Institutional | Existing | 1.7069 | 0.6562 | 2.6012 | 0 | 0 | 0 | Fail RIM; Pass PCT | [11 empty] | Commercial | HVAC tune-up_RTU | Y | Miscellaneous | Existing | 0.33767 | 0.57175 | 0.59059 | 0 | 0 | 0 | Fail TRC; Fail PCT
[12 empty] | Commercial | Bi-Level Lighting Control (Exterior) | Y | Lodging/Hospitality | Existing | 1.7069 | 0.6562 | 2.6012 | 0 | 0 | 0 | Fail RIM; Pass PCT | [11 empty] | Commercial | HVAC tune-up_RTU | Y | Offices | Existing | 0.68044 | 0.57175 | 1.1901 | 0 | 0 | 0 | Fail TRC; Pass PCT
[12 empty] | Commercial | Bi-Level Lighting Control (Exterior) | Y | Miscellaneous | Existing | 1.7069 | 0.6562 | 2.6012 | 0 | 0 | 0 | Fail RIM; Pass PCT | [11 empty] | Commercial | HVAC tune-up_RTU | Y | Restaurants | Existing | 0.97972 | 0.57175 | 1.7135 | 0 | 0 | 0 | Fail TRC; Pass PCT
[12 empty] | Commercial | Bi-Level Lighting Control (Exterior) | Y | Offices | Existing | 1.7069 | 0.6562 | 2.6012 | 0 | 0 | 0 | Fail RIM; Pass PCT | [11 empty] | Commercial | HVAC tune-up_RTU | Y | Retail | Existing | 0.76786 | 0.57175 | 1.343 | 0 | 0 | 0 | Fail TRC; Pass PCT
[12 empty] | Commercial | Bi-Level Lighting Control (Exterior) | Y | Restaurants | Existing | 1.7069 | 0.6562 | 2.6012 | 0 | 0 | 0 | Fail RIM; Pass PCT | [11 empty] | Commercial | HVAC tune-up_RTU | Y | Schools K-12 | Existing | 0.66749 | 0.57175 | 1.1674 | 0 | 0 | 0 | Fail TRC; Pass PCT
[12 empty] | Commercial | Bi-Level Lighting Control (Exterior) | Y | Retail | Existing | 1.7069 | 0.6562 | 2.6012 | 0 | 0 | 0 | Fail RIM; Pass PCT | [11 empty] | Commercial | HVAC tune-up_RTU | Y | Warehouse | Existing | 0.14663 | 0.57175 | 0.25646 | 0 | 0 | 0 | Fail TRC; Fail PCT
[12 empty] | Commercial | Bi-Level Lighting Control (Exterior) | Y | Schools K-12 | Existing | 1.7069 | 0.6562 | 2.6012 | 0 | 0 | 0 | Fail RIM; Pass PCT | [11 empty] | Commercial | HVAC tune-up_RTU | Y | Assembly | New | 0.60458 | 0.57175 | 1.0574 | 0 | 0 | 0 | Fail TRC; Pass PCT
[12 empty] | Commercial | Bi-Level Lighting Control (Exterior) | Y | Warehouse | Existing | 1.7069 | 0.6562 | 2.6012 | 0 | 0 | 0 | Fail RIM; Pass PCT | [11 empty] | Commercial | HVAC tune-up_RTU | Y | College and University | New | 0.68236 | 0.57611 | 1.1844 | 0 | 0 | 0 | Fail TRC; Pass PCT
[12 empty] | Commercial | Bi-Level Lighting Control (Exterior) | Y | Assembly | New | 1.7069 | 0.6562 | 2.6012 | 0 | 0 | 0 | Fail RIM; Pass PCT | [11 empty] | Commercial | HVAC tune-up_RTU | Y | Grocery | New | 0.33397 | 0.57175 | 0.58412 | 0 | 0 | 0 | Fail TRC; Fail PCT
[12 empty] | Commercial | Bi-Level Lighting Control (Exterior) | Y | College and University | New | 1.7069 | 0.6562 | 2.6012 | 0 | 0 | 0 | Fail RIM; Pass PCT | [11 empty] | Commercial | HVAC tune-up_RTU | Y | Institutional | New | 0.32657 | 0.57175 | 0.57118 | 0 | 0 | 0 | Fail TRC; Fail PCT
[12 empty] | Commercial | Bi-Level Lighting Control (Exterior) | Y | Grocery | New | 1.7069 | 0.6562 | 2.6012 | 0 | 0 | 0 | Fail RIM; Pass PCT | [11 empty] | Commercial | HVAC tune-up_RTU | Y | Miscellaneous | New | 0.33767 | 0.57175 | 0.59059 | 0 | 0 | 0 | Fail TRC; Fail PCT
[12 empty] | Commercial | Bi-Level Lighting Control (Exterior) | Y | Healthcare | New | 1.7069 | 0.6562 | 2.6012 | 0 | 0 | 0 | Fail RIM; Pass PCT | [11 empty] | Commercial | HVAC tune-up_RTU | Y | Offices | New | 0.68044 | 0.57175 | 1.1901 | 0 | 0 | 0 | Fail TRC; Pass PCT
[12 empty] | Commercial | Bi-Level Lighting Control (Exterior) | Y | Hospitals | New | 1.7069 | 0.6562 | 2.6012 | 0 | 0 | 0 | Fail RIM; Pass PCT | [11 empty] | Commercial | HVAC tune-up_RTU | Y | Restaurants | New | 0.97972 | 0.57175 | 1.7135 | 0 | 0 | 0 | Fail TRC; Pass PCT
[12 empty] | Commercial | Bi-Level Lighting Control (Exterior) | Y | Institutional | New | 1.7069 | 0.6562 | 2.6012 | 0 | 0 | 0 | Fail RIM; Pass PCT | [11 empty] | Commercial | HVAC tune-up_RTU | Y | Retail | New | 0.76786 | 0.57175 | 1.343 | 0 | 0 | 0 | Fail TRC; Pass PCT
[12 empty] | Commercial | Bi-Level Lighting Control (Exterior) | Y | Lodging/Hospitality | New | 1.7069 | 0.6562 | 2.6012 | 0 | 0 | 0 | Fail RIM; Pass PCT | [11 empty] | Commercial | HVAC tune-up_RTU | Y | Schools K-12 | New | 0.66749 | 0.57175 | 1.1674 | 0 | 0 | 0 | Fail TRC; Pass PCT
[12 empty] | Commercial | Bi-Level Lighting Control (Exterior) | Y | Miscellaneous | New | 1.7069 | 0.6562 | 2.6012 | 0 | 0 | 0 | Fail RIM; Pass PCT | [11 empty] | Commercial | HVAC tune-up_RTU | Y | Warehouse | New | 0.14663 | 0.57175 | 0.25646 | 0 | 0 | 0 | Fail TRC; Fail PCT
[12 empty] | Commercial | Bi-Level Lighting Control (Exterior) | Y | Offices | New | 1.7069 | 0.6562 | 2.6012 | 0 | 0 | 0 | Fail RIM; Pass PCT | [11 empty] | Commercial | Infiltration Reduction - Air Sealing | Y | Assembly | Existing | 0.063064 | 0.558 | 0.11302 | 0 | 0 | 0 | Fail TRC; Fail PCT
[12 empty] | Commercial | Bi-Level Lighting Control (Exterior) | Y | Restaurants | New | 1.7069 | 0.6562 | 2.6012 | 0 | 0 | 0 | Fail RIM; Pass PCT | [11 empty] | Commercial | Infiltration Reduction - Air Sealing | Y | College and University | Existing | 0.030806 | 0.558 | 0.055207 | 0 | 0 | 0 | Fail TRC; Fail PCT
[12 empty] | Commercial | Bi-Level Lighting Control (Exterior) | Y | Retail | New | 1.7069 | 0.6562 | 2.6012 | 0 | 0 | 0 | Fail RIM; Pass PCT | [11 empty] | Commercial | Infiltration Reduction - Air Sealing | Y | Grocery | Existing | 0.21445 | 0.558 | 0.38432 | 0 | 0 | 0 | Fail TRC; Fail PCT
[12 empty] | Commercial | Bi-Level Lighting Control (Exterior) | Y | Schools K-12 | New | 1.7069 | 0.6562 | 2.6012 | 0 | 0 | 0 | Fail RIM; Pass PCT | [11 empty] | Commercial | Infiltration Reduction - Air Sealing | Y | Healthcare | Existing | 0.059757 | 0.558 | 0.10709 | 0 | 0 | 0 | Fail TRC; Fail PCT
[12 empty] | Commercial | Bi-Level Lighting Control (Exterior) | Y | Warehouse | New | 1.7069 | 0.6562 | 2.6012 | 0 | 0 | 0 | Fail RIM; Pass PCT | [11 empty] | Commercial | Infiltration Reduction - Air Sealing | Y | Hospitals | Existing | 0.030912 | 0.558 | 0.055397 | 0 | 0 | 0 | Fail TRC; Fail PCT
[12 empty] | Commercial | Outdoor Lighting Controls | Y | Assembly | Existing | 1.7219 | 0.57215 | 3.0095 | 0 | 0 | 0 | Fail RIM; Pass PCT | [11 empty] | Commercial | Infiltration Reduction - Air Sealing | Y | Institutional | Existing | 0.19286 | 0.558 | 0.34562 | 0 | 0 | 0 | Fail TRC; Fail PCT
[12 empty] | Commercial | Outdoor Lighting Controls | Y | College and University | Existing | 1.7219 | 0.57215 | 3.0095 | 0 | 0 | 0 | Fail RIM; Pass PCT | [11 empty] | Commercial | Infiltration Reduction - Air Sealing | Y | Lodging/Hospitality | Existing | 0.14508 | 0.558 | 0.26 | 0 | 0 | 0 | Fail TRC; Fail PCT
[12 empty] | Commercial | Outdoor Lighting Controls | Y | Grocery | Existing | 1.7219 | 0.57215 | 3.0095 | 0 | 0 | 0 | Fail RIM; Pass PCT | [11 empty] | Commercial | Infiltration Reduction - Air Sealing | Y | Miscellaneous | Existing | 0.038549 | 0.558 | 0.069084 | 0 | 0 | 0 | Fail TRC; Fail PCT
[12 empty] | Commercial | Outdoor Lighting Controls | Y | Healthcare | Existing | 1.7219 | 0.57215 | 3.0095 | 0 | 0 | 0 | Fail RIM; Pass PCT | [11 empty] | Commercial | Infiltration Reduction - Air Sealing | Y | Offices | Existing | 0.27988 | 0.558 | 0.50158 | 0 | 0 | 0 | Fail TRC; Fail PCT
[12 empty] | Commercial | Outdoor Lighting Controls | Y | Hospitals | Existing | 1.7219 | 0.57215 | 3.0095 | 0 | 0 | 0 | Fail RIM; Pass PCT | [11 empty] | Commercial | Infiltration Reduction - Air Sealing | Y | Restaurants | Existing | 0.20809 | 0.558 | 0.37292 | 0 | 0 | 0 | Fail TRC; Fail PCT
[12 empty] | Commercial | Outdoor Lighting Controls | Y | Institutional | Existing | 1.7219 | 0.57215 | 3.0095 | 0 | 0 | 0 | Fail RIM; Pass PCT | [11 empty] | Commercial | Infiltration Reduction - Air Sealing | Y | Retail | Existing | 0.090901 | 0.558 | 0.1629 | 0 | 0 | 0 | Fail TRC; Fail PCT
[12 empty] | Commercial | Outdoor Lighting Controls | Y | Lodging/Hospitality | Existing | 1.7219 | 0.57215 | 3.0095 | 0 | 0 | 0 | Fail RIM; Pass PCT | [11 empty] | Commercial | Infiltration Reduction - Air Sealing | Y | Schools K-12 | Existing | 0.02076 | 0.558 | 0.037204 | 0 | 0 | 0 | Fail TRC; Fail PCT
[12 empty] | Commercial | Outdoor Lighting Controls | Y | Miscellaneous | Existing | 1.7219 | 0.57215 | 3.0095 | 0 | 0 | 0 | Fail RIM; Pass PCT | [11 empty] | Commercial | Infiltration Reduction - Air Sealing | Y | Warehouse | Existing | 0.057406 | 0.558 | 0.10288 | 0 | 0 | 0 | Fail TRC; Fail PCT
[12 empty] | Commercial | Outdoor Lighting Controls | Y | Offices | Existing | 1.7219 | 0.57215 | 3.0095 | 0 | 0 | 0 | Fail RIM; Pass PCT | [11 empty] | Commercial | Infiltration Reduction - Air Sealing | Y | Assembly | New | 0.062 | 0.558 | 0.11111 | 0 | 0 | 0 | Fail TRC; Fail PCT
[12 empty] | Commercial | Outdoor Lighting Controls | Y | Restaurants | Existing | 1.7219 | 0.57215 | 3.0095 | 0 | 0 | 0 | Fail RIM; Pass PCT | [11 empty] | Commercial | Infiltration Reduction - Air Sealing | Y | College and University | New | 0.030286 | 0.558 | 0.054276 | 0 | 0 | 0 | Fail TRC; Fail PCT
[12 empty] | Commercial | Outdoor Lighting Controls | Y | Retail | Existing | 1.7219 | 0.57215 | 3.0095 | 0 | 0 | 0 | Fail RIM; Pass PCT | [11 empty] | Commercial | Infiltration Reduction - Air Sealing | Y | Grocery | New | 0.21084 | 0.558 | 0.37784 | 0 | 0 | 0 | Fail TRC; Fail PCT
[12 empty] | Commercial | Outdoor Lighting Controls | Y | Schools K-12 | Existing | 1.7219 | 0.57215 | 3.0095 | 0 | 0 | 0 | Fail RIM; Pass PCT | [11 empty] | Commercial | Infiltration Reduction - Air Sealing | Y | Healthcare | New | 0.058749 | 0.558 | 0.10528 | 0 | 0 | 0 | Fail TRC; Fail PCT
[12 empty] | Commercial | Outdoor Lighting Controls | Y | Warehouse | Existing | 1.7219 | 0.57215 | 3.0095 | 0 | 0 | 0 | Fail RIM; Pass PCT | [11 empty] | Commercial | Infiltration Reduction - Air Sealing | Y | Hospitals | New | 0.03039 | 0.558 | 0.054462 | 0 | 0 | 0 | Fail TRC; Fail PCT
[12 empty] | Commercial | Outdoor Lighting Controls | Y | Assembly | New | 1.7219 | 0.57215 | 3.0095 | 0 | 0 | 0 | Fail RIM; Pass PCT | [11 empty] | Commercial | Infiltration Reduction - Air Sealing | Y | Institutional | New | 0.1896 | 0.558 | 0.33979 | 0 | 0 | 0 | Fail TRC; Fail PCT
[12 empty] | Commercial | Outdoor Lighting Controls | Y | College and University | New | 1.7219 | 0.57215 | 3.0095 | 0 | 0 | 0 | Fail RIM; Pass PCT | [11 empty] | Commercial | Infiltration Reduction - Air Sealing | Y | Lodging/Hospitality | New | 0.14263 | 0.558 | 0.25561 | 0 | 0 | 0 | Fail TRC; Fail PCT
[12 empty] | Commercial | Outdoor Lighting Controls | Y | Grocery | New | 1.7219 | 0.57215 | 3.0095 | 0 | 0 | 0 | Fail RIM; Pass PCT | [11 empty] | Commercial | Infiltration Reduction - Air Sealing | Y | Miscellaneous | New | 0.037899 | 0.558 | 0.067919 | 0 | 0 | 0 | Fail TRC; Fail PCT
[12 empty] | Commercial | Outdoor Lighting Controls | Y | Healthcare | New | 1.7219 | 0.57215 | 3.0095 | 0 | 0 | 0 | Fail RIM; Pass PCT | [11 empty] | Commercial | Infiltration Reduction - Air Sealing | Y | Offices | New | 0.27516 | 0.558 | 0.49312 | 0 | 0 | 0 | Fail TRC; Fail PCT
[12 empty] | Commercial | Outdoor Lighting Controls | Y | Hospitals | New | 1.7219 | 0.57215 | 3.0095 | 0 | 0 | 0 | Fail RIM; Pass PCT | [11 empty] | Commercial | Infiltration Reduction - Air Sealing | Y | Restaurants | New | 0.20458 | 0.558 | 0.36662 | 0 | 0 | 0 | Fail TRC; Fail PCT
[12 empty] | Commercial | Outdoor Lighting Controls | Y | Institutional | New | 1.7219 | 0.57215 | 3.0095 | 0 | 0 | 0 | Fail RIM; Pass PCT | [11 empty] | Commercial | Infiltration Reduction - Air Sealing | Y | Retail | New | 0.089368 | 0.558 | 0.16016 | 0 | 0 | 0 | Fail TRC; Fail PCT
[12 empty] | Commercial | Outdoor Lighting Controls | Y | Lodging/Hospitality | New | 1.7219 | 0.57215 | 3.0095 | 0 | 0 | 0 | Fail RIM; Pass PCT | [11 empty] | Commercial | Infiltration Reduction - Air Sealing | Y | Schools K-12 | New | 0.02041 | 0.558 | 0.036576 | 0 | 0 | 0 | Fail TRC; Fail PCT
[12 empty] | Commercial | Outdoor Lighting Controls | Y | Miscellaneous | New | 1.7219 | 0.57215 | 3.0095 | 0 | 0 | 0 | Fail RIM; Pass PCT | [11 empty] | Commercial | Infiltration Reduction - Air Sealing | Y | Warehouse | New | 0.056438 | 0.558 | 0.10114 | 0 | 0 | 0 | Fail TRC; Fail PCT
[12 empty] | Commercial | Outdoor Lighting Controls | Y | Offices | New | 1.7219 | 0.57215 | 3.0095 | 0 | 0 | 0 | Fail RIM; Pass PCT | [11 empty] | Commercial | Low U-Value Windows | Y | Assembly | Existing | 0.94021 | 0.73981 | 1.2709 | 0 | 0 | 0 | Fail TRC; Pass PCT
[12 empty] | Commercial | Outdoor Lighting Controls | Y | Restaurants | New | 1.7219 | 0.57215 | 3.0095 | 0 | 0 | 0 | Fail RIM; Pass PCT | [11 empty] | Commercial | Low U-Value Windows | Y | College and University | Existing | 0.94021 | 0.73981 | 1.2709 | 0 | 0 | 0 | Fail TRC; Pass PCT
[12 empty] | Commercial | Outdoor Lighting Controls | Y | Retail | New | 1.7219 | 0.57215 | 3.0095 | 0 | 0 | 0 | Fail RIM; Pass PCT | [11 empty] | Commercial | Low U-Value Windows | Y | Grocery | Existing | 0.94021 | 0.73981 | 1.2709 | 0 | 0 | 0 | Fail TRC; Pass PCT
[12 empty] | Commercial | Outdoor Lighting Controls | Y | Schools K-12 | New | 1.7219 | 0.57215 | 3.0095 | 0 | 0 | 0 | Fail RIM; Pass PCT | [11 empty] | Commercial | Low U-Value Windows | Y | Healthcare | Existing | 0.94021 | 0.73981 | 1.2709 | 0 | 0 | 0 | Fail TRC; Pass PCT
[12 empty] | Commercial | Outdoor Lighting Controls | Y | Warehouse | New | 1.7219 | 0.57215 | 3.0095 | 0 | 0 | 0 | Fail RIM; Pass PCT | [11 empty] | Commercial | Low U-Value Windows | Y | Hospitals | Existing | 0.94021 | 0.73981 | 1.2709 | 0 | 0 | 0 | Fail TRC; Pass PCT
[12 empty] | Commercial | Air Curtains | Y | Assembly | Existing | 0.010927 | 0.6921 | 0.015788 | 0 | 0 | 0 | Fail RIM; Fail PCT | [11 empty] | Commercial | Low U-Value Windows | Y | Institutional | Existing | 0.94021 | 0.73981 | 1.2709 | 0 | 0 | 0 | Fail TRC; Pass PCT
[12 empty] | Commercial | Air Curtains | Y | College and University | Existing | 0.010637 | 0.67426 | 0.015775 | 0 | 0 | 0 | Fail RIM; Fail PCT | [11 empty] | Commercial | Low U-Value Windows | Y | Offices | Existing | 0.94021 | 0.73981 | 1.2709 | 0 | 0 | 0 | Fail TRC; Pass PCT
[12 empty] | Commercial | Air Curtains | Y | Grocery | Existing | 0.010927 | 0.6921 | 0.015788 | 0 | 0 | 0 | Fail RIM; Fail PCT | [11 empty] | Commercial | Low U-Value Windows | Y | Restaurants | Existing | 0.94021 | 0.73981 | 1.2709 | 0 | 0 | 0 | Fail TRC; Pass PCT
[12 empty] | Commercial | Air Curtains | Y | Healthcare | Existing | 0.010637 | 0.67426 | 0.015775 | 0 | 0 | 0 | Fail RIM; Fail PCT | [11 empty] | Commercial | Low U-Value Windows | Y | Retail | Existing | 0.94021 | 0.73981 | 1.2709 | 0 | 0 | 0 | Fail TRC; Pass PCT
[12 empty] | Commercial | Air Curtains | Y | Hospitals | Existing | 0.010637 | 0.67426 | 0.015775 | 0 | 0 | 0 | Fail RIM; Fail PCT | [11 empty] | Commercial | Low U-Value Windows | Y | Schools K-12 | Existing | 0.94021 | 0.73981 | 1.2709 | 0 | 0 | 0 | Fail TRC; Pass PCT
[12 empty] | Commercial | Air Curtains | Y | Institutional | Existing | 0.010927 | 0.6921 | 0.015788 | 0 | 0 | 0 | Fail RIM; Fail PCT | [11 empty] | Commercial | Low U-Value Windows | Y | Assembly | New | 0.12264 | 0.73981 | 0.16577 | 0 | 0 | 0 | Fail TRC; Fail PCT
[12 empty] | Commercial | Air Curtains | Y | Lodging/Hospitality | Existing | 0.010637 | 0.67426 | 0.015775 | 0 | 0 | 0 | Fail RIM; Fail PCT | [11 empty] | Commercial | Low U-Value Windows | Y | College and University | New | 0.12264 | 0.73981 | 0.16577 | 0 | 0 | 0 | Fail TRC; Fail PCT
[12 empty] | Commercial | Air Curtains | Y | Miscellaneous | Existing | 0.010927 | 0.6921 | 0.015788 | 0 | 0 | 0 | Fail RIM; Fail PCT | [11 empty] | Commercial | Low U-Value Windows | Y | Grocery | New | 0.12264 | 0.73981 | 0.16577 | 0 | 0 | 0 | Fail TRC; Fail PCT
[12 empty] | Commercial | Air Curtains | Y | Offices | Existing | 0.010927 | 0.6921 | 0.015788 | 0 | 0 | 0 | Fail RIM; Fail PCT | [11 empty] | Commercial | Low U-Value Windows | Y | Healthcare | New | 0.12264 | 0.73981 | 0.16577 | 0 | 0 | 0 | Fail TRC; Fail PCT
[12 empty] | Commercial | Air Curtains | Y | Restaurants | Existing | 0.010637 | 0.67426 | 0.015775 | 0 | 0 | 0 | Fail RIM; Fail PCT | [11 empty] | Commercial | Low U-Value Windows | Y | Hospitals | New | 0.12264 | 0.73981 | 0.16577 | 0 | 0 | 0 | Fail TRC; Fail PCT
[12 empty] | Commercial | Air Curtains | Y | Retail | Existing | 0.010927 | 0.6921 | 0.015788 | 0 | 0 | 0 | Fail RIM; Fail PCT | [11 empty] | Commercial | Low U-Value Windows | Y | Institutional | New | 0.12264 | 0.73981 | 0.16577 | 0 | 0 | 0 | Fail TRC; Fail PCT
[12 empty] | Commercial | Air Curtains | Y | Schools K-12 | Existing | 0.010637 | 0.67426 | 0.015775 | 0 | 0 | 0 | Fail RIM; Fail PCT | [11 empty] | Commercial | Low U-Value Windows | Y | Lodging/Hospitality | New | 0.13325 | 0.80084 | 0.16638 | 0 | 0 | 0 | Fail TRC; Fail PCT
[12 empty] | Commercial | Air Curtains | Y | Warehouse | Existing | 0.010927 | 0.6921 | 0.015788 | 0 | 0 | 0 | Fail RIM; Fail PCT | [11 empty] | Commercial | Low U-Value Windows | Y | Miscellaneous | New | 0.13139 | 0.79377 | 0.16552 | 0 | 0 | 0 | Fail TRC; Fail PCT
[12 empty] | Commercial | Air Curtains | Y | Assembly | New | 0.010927 | 0.6921 | 0.015788 | 0 | 0 | 0 | Fail RIM; Fail PCT | [11 empty] | Commercial | Low U-Value Windows | Y | Offices | New | 0.12264 | 0.73981 | 0.16577 | 0 | 0 | 0 | Fail TRC; Fail PCT
[12 empty] | Commercial | Air Curtains | Y | College and University | New | 0.010637 | 0.67426 | 0.015775 | 0 | 0 | 0 | Fail RIM; Fail PCT | [11 empty] | Commercial | Low U-Value Windows | Y | Restaurants | New | 0.12264 | 0.73981 | 0.16577 | 0 | 0 | 0 | Fail TRC; Fail PCT
[12 empty] | Commercial | Air Curtains | Y | Grocery | New | 0.010927 | 0.6921 | 0.015788 | 0 | 0 | 0 | Fail RIM; Fail PCT | [11 empty] | Commercial | Low U-Value Windows | Y | Retail | New | 0.12264 | 0.73981 | 0.16577 | 0 | 0 | 0 | Fail TRC; Fail PCT
[12 empty] | Commercial | Air Curtains | Y | Healthcare | New | 0.010637 | 0.67426 | 0.015775 | 0 | 0 | 0 | Fail RIM; Fail PCT | [11 empty] | Commercial | Low U-Value Windows | Y | Schools K-12 | New | 0.12264 | 0.73981 | 0.16577 | 0 | 0 | 0 | Fail TRC; Fail PCT
[12 empty] | Commercial | Air Curtains | Y | Hospitals | New | 0.010637 | 0.67426 | 0.015775 | 0 | 0 | 0 | Fail RIM; Fail PCT | [11 empty] | Commercial | Low U-Value Windows | Y | Warehouse | New | 0.13139 | 0.79377 | 0.16552 | 0 | 0 | 0 | Fail TRC; Fail PCT
[12 empty] | Commercial | Air Curtains | Y | Institutional | New | 0.010927 | 0.6921 | 0.015788 | 0 | 0 | 0 | Fail RIM; Fail PCT | [11 empty] | Commercial | Programmable Thermostat | Y | Assembly | Existing | 0.48654 | 0.88158 | 0.55189 | 0 | 0 | 0 | Fail TRC; Fail PCT
[12 empty] | Commercial | Air Curtains | Y | Lodging/Hospitality | New | 0.010637 | 0.67426 | 0.015775 | 0 | 0 | 0 | Fail RIM; Fail PCT | [11 empty] | Commercial | Programmable Thermostat | Y | College and University | Existing | 0.65111 | 0.75017 | 0.86796 | 0 | 0 | 0 | Fail TRC; Fail PCT
[12 empty] | Commercial | Air Curtains | Y | Miscellaneous | New | 0.010927 | 0.6921 | 0.015788 | 0 | 0 | 0 | Fail RIM; Fail PCT | [11 empty] | Commercial | Programmable Thermostat | Y | Grocery | Existing | 4.5264 | 0.83533 | 5.4187 | 0 | 0 | 0 | Pass TRC; Pass PCT; Fail 2-year Threshold
[12 empty] | Commercial | Air Curtains | Y | Offices | New | 0.010927 | 0.6921 | 0.015788 | 0 | 0 | 0 | Fail RIM; Fail PCT | [11 empty] | Commercial | Programmable Thermostat | Y | Lodging/Hospitality | Existing | 0.80804 | 0.62146 | 1.3002 | 0 | 0 | 0 | Fail TRC; Pass PCT
[12 empty] | Commercial | Air Curtains | Y | Restaurants | New | 0.010637 | 0.67426 | 0.015775 | 0 | 0 | 0 | Fail RIM; Fail PCT | [11 empty] | Commercial | Programmable Thermostat | Y | Restaurants | Existing | 3.7732 | 0.83533 | 4.517 | 0 | 0 | 0 | Pass TRC; Pass PCT; Fail 2-year Threshold
[12 empty] | Commercial | Air Curtains | Y | Retail | New | 0.010927 | 0.6921 | 0.015788 | 0 | 0 | 0 | Fail RIM; Fail PCT | [11 empty] | Commercial | Programmable Thermostat | Y | Retail | Existing | 0.82402 | 0.83533 | 0.98647 | 0 | 0 | 0 | Fail TRC; Fail PCT
[12 empty] | Commercial | Air Curtains | Y | Schools K-12 | New | 0.010637 | 0.67426 | 0.015775 | 0 | 0 | 0 | Fail RIM; Fail PCT | [11 empty] | Commercial | Programmable Thermostat | Y | Schools K-12 | Existing | 0.75898 | 0.88158 | 0.86093 | 0 | 0 | 0 | Fail TRC; Fail PCT
[12 empty] | Commercial | Air Curtains | Y | Warehouse | New | 0.010927 | 0.6921 | 0.015788 | 0 | 0 | 0 | Fail RIM; Fail PCT | [11 empty] | Commercial | Programmable Thermostat | Y | Warehouse | Existing | 0.24359 | 0.88158 | 0.27631 | 0 | 0 | 0 | Fail TRC; Fail PCT
[12 empty] | Commercial | Airside Economizer | Y | Assembly | Existing | 25.7523 | 0.77722 | 33.134 | 0 | 0 | 0 | Fail RIM; Pass PCT | [11 empty] | Commercial | Programmable Thermostat | Y | Assembly | New | 0.48654 | 0.88158 | 0.55189 | 0 | 0 | 0 | Fail TRC; Fail PCT
[12 empty] | Commercial | Airside Economizer | Y | College and University | Existing | 21.1764 | 0.63608 | 33.2921 | 0 | 0 | 0 | Fail RIM; Pass PCT | [11 empty] | Commercial | Programmable Thermostat | Y | College and University | New | 0.65111 | 0.75017 | 0.86796 | 0 | 0 | 0 | Fail TRC; Fail PCT
[12 empty] | Commercial | Airside Economizer | Y | Grocery | Existing | 23.3594 | 0.70569 | 33.1016 | 0 | 0 | 0 | Fail RIM; Pass PCT | [11 empty] | Commercial | Programmable Thermostat | Y | Grocery | New | 4.5264 | 0.83533 | 5.4187 | 0 | 0 | 0 | Pass TRC; Pass PCT; Fail 2-year Threshold
[12 empty] | Commercial | Airside Economizer | Y | Healthcare | Existing | 25.7523 | 0.77722 | 33.134 | 0 | 0 | 0 | Fail RIM; Pass PCT | [11 empty] | Commercial | Programmable Thermostat | Y | Lodging/Hospitality | New | 0.80804 | 0.62146 | 1.3002 | 0 | 0 | 0 | Fail TRC; Pass PCT
[12 empty] | Commercial | Airside Economizer | Y | Hospitals | Existing | 21.1764 | 0.63608 | 33.2921 | 0 | 0 | 0 | Fail RIM; Pass PCT | [11 empty] | Commercial | Programmable Thermostat | Y | Restaurants | New | 3.7732 | 0.83533 | 4.517 | 0 | 0 | 0 | Pass TRC; Pass PCT; Fail 2-year Threshold
[12 empty] | Commercial | Airside Economizer | Y | Institutional | Existing | 25.7523 | 0.77722 | 33.134 | 0 | 0 | 0 | Fail RIM; Pass PCT | [11 empty] | Commercial | Programmable Thermostat | Y | Retail | New | 0.82402 | 0.83533 | 0.98647 | 0 | 0 | 0 | Fail TRC; Fail PCT
[12 empty] | Commercial | Airside Economizer | Y | Lodging/Hospitality | Existing | 23.3594 | 0.70569 | 33.1016 | 0 | 0 | 0 | Fail RIM; Pass PCT | [11 empty] | Commercial | Programmable Thermostat | Y | Schools K-12 | New | 0.75898 | 0.88158 | 0.86093 | 0 | 0 | 0 | Fail TRC; Fail PCT
[12 empty] | Commercial | Airside Economizer | Y | Miscellaneous | Existing | 25.7523 | 0.77722 | 33.134 | 0 | 0 | 0 | Fail RIM; Pass PCT | [11 empty] | Commercial | Programmable Thermostat | Y | Warehouse | New | 0.24359 | 0.88158 | 0.27631 | 0 | 0 | 0 | Fail TRC; Fail PCT
[12 empty] | Commercial | Airside Economizer | Y | Offices | Existing | 25.7523 | 0.77722 | 33.134 | 0 | 0 | 0 | Fail RIM; Pass PCT | [11 empty] | Commercial | Roof Insulation | Y | Assembly | Existing | 0.2724 | 0.54065 | 0.50383 | 0 | 0 | 0 | Fail TRC; Fail PCT
[12 empty] | Commercial | Airside Economizer | Y | Restaurants | Existing | 23.3594 | 0.70569 | 33.1016 | 0 | 0 | 0 | Fail RIM; Pass PCT | [11 empty] | Commercial | Roof Insulation | Y | College and University | Existing | 0.33507 | 0.6511 | 0.51462 | 0 | 0 | 0 | Fail TRC; Fail PCT
[12 empty] | Commercial | Airside Economizer | Y | Retail | Existing | 23.3594 | 0.70569 | 33.1016 | 0 | 0 | 0 | Fail RIM; Pass PCT | [11 empty] | Commercial | Roof Insulation | Y | Grocery | Existing | 0.30761 | 0.60448 | 0.50888 | 0 | 0 | 0 | Fail TRC; Fail PCT
[12 empty] | Commercial | Airside Economizer | Y | Schools K-12 | Existing | 25.7523 | 0.77722 | 33.134 | 0 | 0 | 0 | Fail RIM; Pass PCT | [11 empty] | Commercial | Roof Insulation | Y | Healthcare | Existing | 0.2724 | 0.54065 | 0.50383 | 0 | 0 | 0 | Fail TRC; Fail PCT
[12 empty] | Commercial | Airside Economizer | Y | Warehouse | Existing | 25.7523 | 0.77722 | 33.134 | 0 | 0 | 0 | Fail RIM; Pass PCT | [11 empty] | Commercial | Roof Insulation | Y | Hospitals | Existing | 0.33507 | 0.6511 | 0.51462 | 0 | 0 | 0 | Fail TRC; Fail PCT
[12 empty] | Commercial | Airside Economizer | Y | Assembly | New | 25.7523 | 0.77722 | 33.134 | 0 | 0 | 0 | Fail RIM; Pass PCT | [11 empty] | Commercial | Roof Insulation | Y | Institutional | Existing | 0.2724 | 0.54065 | 0.50383 | 0 | 0 | 0 | Fail TRC; Fail PCT
[12 empty] | Commercial | Airside Economizer | Y | College and University | New | 21.1764 | 0.63608 | 33.2921 | 0 | 0 | 0 | Fail RIM; Pass PCT | [11 empty] | Commercial | Roof Insulation | Y | Lodging/Hospitality | Existing | 0.33507 | 0.6511 | 0.51462 | 0 | 0 | 0 | Fail TRC; Fail PCT
[12 empty] | Commercial | Airside Economizer | Y | Grocery | New | 23.3594 | 0.70569 | 33.1016 | 0 | 0 | 0 | Fail RIM; Pass PCT | [11 empty] | Commercial | Roof Insulation | Y | Miscellaneous | Existing | 0.2724 | 0.54065 | 0.50383 | 0 | 0 | 0 | Fail TRC; Fail PCT
[12 empty] | Commercial | Airside Economizer | Y | Healthcare | New | 25.7523 | 0.77722 | 33.134 | 0 | 0 | 0 | Fail RIM; Pass PCT | [11 empty] | Commercial | Roof Insulation | Y | Offices | Existing | 0.2724 | 0.54065 | 0.50383 | 0 | 0 | 0 | Fail TRC; Fail PCT
[12 empty] | Commercial | Airside Economizer | Y | Hospitals | New | 21.1764 | 0.63608 | 33.2921 | 0 | 0 | 0 | Fail RIM; Pass PCT | [11 empty] | Commercial | Roof Insulation | Y | Restaurants | Existing | 0.30761 | 0.60448 | 0.50888 | 0 | 0 | 0 | Fail TRC; Fail PCT
[12 empty] | Commercial | Airside Economizer | Y | Institutional | New | 25.7523 | 0.77722 | 33.134 | 0 | 0 | 0 | Fail RIM; Pass PCT | [11 empty] | Commercial | Roof Insulation | Y | Retail | Existing | 0.30761 | 0.60448 | 0.50888 | 0 | 0 | 0 | Fail TRC; Fail PCT
[12 empty] | Commercial | Airside Economizer | Y | Lodging/Hospitality | New | 23.3594 | 0.70569 | 33.1016 | 0 | 0 | 0 | Fail RIM; Pass PCT | [11 empty] | Commercial | Roof Insulation | Y | Schools K-12 | Existing | 0.2724 | 0.54065 | 0.50383 | 0 | 0 | 0 | Fail TRC; Fail PCT
[12 empty] | Commercial | Airside Economizer | Y | Miscellaneous | New | 25.7523 | 0.77722 | 33.134 | 0 | 0 | 0 | Fail RIM; Pass PCT | [11 empty] | Commercial | Roof Insulation | Y | Warehouse | Existing | 0.30772 | 0.60768 | 0.50639 | 0 | 0 | 0 | Fail TRC; Fail PCT
[12 empty] | Commercial | Airside Economizer | Y | Offices | New | 25.7523 | 0.77722 | 33.134 | 0 | 0 | 0 | Fail RIM; Pass PCT | [11 empty] | Commercial | Roof Insulation | Y | Assembly | New | 0.1339 | 0.54065 | 0.24767 | 0 | 0 | 0 | Fail TRC; Fail PCT
[12 empty] | Commercial | Airside Economizer | Y | Restaurants | New | 23.3594 | 0.70569 | 33.1016 | 0 | 0 | 0 | Fail RIM; Pass PCT | [11 empty] | Commercial | Roof Insulation | Y | College and University | New | 0.16471 | 0.6511 | 0.25297 | 0 | 0 | 0 | Fail TRC; Fail PCT
[12 empty] | Commercial | Airside Economizer | Y | Retail | New | 23.3594 | 0.70569 | 33.1016 | 0 | 0 | 0 | Fail RIM; Pass PCT | [11 empty] | Commercial | Roof Insulation | Y | Grocery | New | 0.15121 | 0.60448 | 0.25015 | 0 | 0 | 0 | Fail TRC; Fail PCT
[12 empty] | Commercial | Airside Economizer | Y | Schools K-12 | New | 25.7523 | 0.77722 | 33.134 | 0 | 0 | 0 | Fail RIM; Pass PCT | [11 empty] | Commercial | Roof Insulation | Y | Healthcare | New | 0.1339 | 0.54065 | 0.24767 | 0 | 0 | 0 | Fail TRC; Fail PCT
[12 empty] | Commercial | Airside Economizer | Y | Warehouse | New | 25.7523 | 0.77722 | 33.134 | 0 | 0 | 0 | Fail RIM; Pass PCT | [11 empty] | Commercial | Roof Insulation | Y | Hospitals | New | 0.16471 | 0.6511 | 0.25297 | 0 | 0 | 0 | Fail TRC; Fail PCT
[12 empty] | Commercial | Ceiling Insulation(R12 to R38) | Y | Assembly | Existing | 0.28487 | 0.54065 | 0.52689 | 0 | 0 | 0 | Fail RIM; Fail PCT | [11 empty] | Commercial | Roof Insulation | Y | Institutional | New | 0.1339 | 0.54065 | 0.24767 | 0 | 0 | 0 | Fail TRC; Fail PCT
[12 empty] | Commercial | Ceiling Insulation(R12 to R38) | Y | College and University | Existing | 0.35041 | 0.6511 | 0.53818 | 0 | 0 | 0 | Fail RIM; Fail PCT | [11 empty] | Commercial | Roof Insulation | Y | Lodging/Hospitality | New | 0.16471 | 0.6511 | 0.25297 | 0 | 0 | 0 | Fail TRC; Fail PCT
[12 empty] | Commercial | Ceiling Insulation(R12 to R38) | Y | Grocery | Existing | 0.32169 | 0.60448 | 0.53217 | 0 | 0 | 0 | Fail RIM; Fail PCT | [11 empty] | Commercial | Roof Insulation | Y | Miscellaneous | New | 0.1339 | 0.54065 | 0.24767 | 0 | 0 | 0 | Fail TRC; Fail PCT
[12 empty] | Commercial | Ceiling Insulation(R12 to R38) | Y | Healthcare | Existing | 0.28487 | 0.54065 | 0.52689 | 0 | 0 | 0 | Fail RIM; Fail PCT | [11 empty] | Commercial | Roof Insulation | Y | Offices | New | 0.1339 | 0.54065 | 0.24767 | 0 | 0 | 0 | Fail TRC; Fail PCT
[12 empty] | Commercial | Ceiling Insulation(R12 to R38) | Y | Hospitals | Existing | 0.35041 | 0.6511 | 0.53818 | 0 | 0 | 0 | Fail RIM; Fail PCT | [11 empty] | Commercial | Roof Insulation | Y | Restaurants | New | 0.15121 | 0.60448 | 0.25015 | 0 | 0 | 0 | Fail TRC; Fail PCT
[12 empty] | Commercial | Ceiling Insulation(R12 to R38) | Y | Institutional | Existing | 0.28487 | 0.54065 | 0.52689 | 0 | 0 | 0 | Fail RIM; Fail PCT | [11 empty] | Commercial | Roof Insulation | Y | Retail | New | 0.15121 | 0.60448 | 0.25015 | 0 | 0 | 0 | Fail TRC; Fail PCT
[12 empty] | Commercial | Ceiling Insulation(R12 to R38) | Y | Lodging/Hospitality | Existing | 0.35041 | 0.6511 | 0.53818 | 0 | 0 | 0 | Fail RIM; Fail PCT | [11 empty] | Commercial | Roof Insulation | Y | Schools K-12 | New | 0.1339 | 0.54065 | 0.24767 | 0 | 0 | 0 | Fail TRC; Fail PCT
[12 empty] | Commercial | Ceiling Insulation(R12 to R38) | Y | Miscellaneous | Existing | 0.28487 | 0.54065 | 0.52689 | 0 | 0 | 0 | Fail RIM; Fail PCT | [11 empty] | Commercial | Roof Insulation | Y | Warehouse | New | 0.15127 | 0.60768 | 0.24892 | 0 | 0 | 0 | Fail TRC; Fail PCT
[12 empty] | Commercial | Ceiling Insulation(R12 to R38) | Y | Offices | Existing | 0.28487 | 0.54065 | 0.52689 | 0 | 0 | 0 | Fail RIM; Fail PCT | [11 empty] | Commercial | Smart Thermostat | Y | Assembly | Existing | 0.86313 | 0.88158 | 0.97906 | 0 | 0 | 0 | Fail TRC; Fail PCT
[12 empty] | Commercial | Ceiling Insulation(R12 to R38) | Y | Restaurants | Existing | 0.32169 | 0.60448 | 0.53217 | 0 | 0 | 0 | Fail RIM; Fail PCT | [11 empty] | Commercial | Smart Thermostat | Y | Grocery | Existing | 8.0299 | 0.83533 | 9.6129 | 0 | 0 | 0 | Pass TRC; Pass PCT; Fail 2-year Threshold
[12 empty] | Commercial | Ceiling Insulation(R12 to R38) | Y | Retail | Existing | 0.32169 | 0.60448 | 0.53217 | 0 | 0 | 0 | Fail RIM; Fail PCT | [11 empty] | Commercial | Smart Thermostat | Y | Institutional | Existing | 3.9465 | 0.88158 | 4.4766 | 0 | 0 | 0 | Pass TRC; Pass PCT; Fail 2-year Threshold
[12 empty] | Commercial | Ceiling Insulation(R12 to R38) | Y | Schools K-12 | Existing | 0.28487 | 0.54065 | 0.52689 | 0 | 0 | 0 | Fail RIM; Fail PCT | [11 empty] | Commercial | Smart Thermostat | Y | Restaurants | Existing | 6.6938 | 0.83533 | 8.0134 | 0 | 0 | 0 | Pass TRC; Pass PCT; Fail 2-year Threshold
[12 empty] | Commercial | Ceiling Insulation(R12 to R38) | Y | Warehouse | Existing | 0.32181 | 0.60768 | 0.52957 | 0 | 0 | 0 | Fail RIM; Fail PCT | [11 empty] | Commercial | Smart Thermostat | Y | Warehouse | Existing | 0.43214 | 0.88158 | 0.49019 | 0 | 0 | 0 | Fail TRC; Fail PCT
[12 empty] | Commercial | Ceiling Insulation(R12 to R38) | Y | Assembly | New | 0.28006 | 0.54065 | 0.518 | 0 | 0 | 0 | Fail RIM; Fail PCT | [11 empty] | Commercial | Smart Thermostat | Y | Assembly | New | 0.86313 | 0.88158 | 0.97906 | 0 | 0 | 0 | Fail TRC; Fail PCT
[12 empty] | Commercial | Ceiling Insulation(R12 to R38) | Y | College and University | New | 0.34449 | 0.6511 | 0.52909 | 0 | 0 | 0 | Fail RIM; Fail PCT | [11 empty] | Commercial | Smart Thermostat | Y | Grocery | New | 8.0299 | 0.83533 | 9.6129 | 0 | 0 | 0 | Pass TRC; Pass PCT; Fail 2-year Threshold
[12 empty] | Commercial | Ceiling Insulation(R12 to R38) | Y | Grocery | New | 0.31626 | 0.60448 | 0.52319 | 0 | 0 | 0 | Fail RIM; Fail PCT | [11 empty] | Commercial | Smart Thermostat | Y | Institutional | New | 3.9465 | 0.88158 | 4.4766 | 0 | 0 | 0 | Pass TRC; Pass PCT; Fail 2-year Threshold
[12 empty] | Commercial | Ceiling Insulation(R12 to R38) | Y | Healthcare | New | 0.28006 | 0.54065 | 0.518 | 0 | 0 | 0 | Fail RIM; Fail PCT | [11 empty] | Commercial | Smart Thermostat | Y | Restaurants | New | 6.6938 | 0.83533 | 8.0134 | 0 | 0 | 0 | Pass TRC; Pass PCT; Fail 2-year Threshold
[12 empty] | Commercial | Ceiling Insulation(R12 to R38) | Y | Hospitals | New | 0.34449 | 0.6511 | 0.52909 | 0 | 0 | 0 | Fail RIM; Fail PCT | [11 empty] | Commercial | Smart Thermostat | Y | Warehouse | New | 0.43214 | 0.88158 | 0.49019 | 0 | 0 | 0 | Fail TRC; Fail PCT
[12 empty] | Commercial | Ceiling Insulation(R12 to R38) | Y | Institutional | New | 0.28006 | 0.54065 | 0.518 | 0 | 0 | 0 | Fail RIM; Fail PCT | [11 empty] | Commercial | Thermal Energy Storage | Y | Assembly | Existing | 0.18215 | -1.5715 | -0.11591 | 0 | 0 | 0 | Fail TRC; Fail PCT
[12 empty] | Commercial | Ceiling Insulation(R12 to R38) | Y | Lodging/Hospitality | New | 0.34449 | 0.6511 | 0.52909 | 0 | 0 | 0 | Fail RIM; Fail PCT | [11 empty] | Commercial | Thermal Energy Storage | Y | College and University | Existing | 0.18704 | -1.6137 | -0.11591 | 0 | 0 | 0 | Fail TRC; Fail PCT
[12 empty] | Commercial | Ceiling Insulation(R12 to R38) | Y | Miscellaneous | New | 0.28006 | 0.54065 | 0.518 | 0 | 0 | 0 | Fail RIM; Fail PCT | [11 empty] | Commercial | Thermal Energy Storage | Y | Grocery | Existing | 0.18215 | -1.5715 | -0.11591 | 0 | 0 | 0 | Fail TRC; Fail PCT
[12 empty] | Commercial | Ceiling Insulation(R12 to R38) | Y | Offices | New | 0.28006 | 0.54065 | 0.518 | 0 | 0 | 0 | Fail RIM; Fail PCT | [11 empty] | Commercial | Thermal Energy Storage | Y | Healthcare | Existing | 0.18215 | -1.5715 | -0.11591 | 0 | 0 | 0 | Fail TRC; Fail PCT
[12 empty] | Commercial | Ceiling Insulation(R12 to R38) | Y | Restaurants | New | 0.31626 | 0.60448 | 0.52319 | 0 | 0 | 0 | Fail RIM; Fail PCT | [11 empty] | Commercial | Thermal Energy Storage | Y | Hospitals | Existing | 0.18704 | -1.6137 | -0.11591 | 0 | 0 | 0 | Fail TRC; Fail PCT
[12 empty] | Commercial | Ceiling Insulation(R12 to R38) | Y | Retail | New | 0.31626 | 0.60448 | 0.52319 | 0 | 0 | 0 | Fail RIM; Fail PCT | [11 empty] | Commercial | Thermal Energy Storage | Y | Institutional | Existing | 0.18215 | -1.5715 | -0.11591 | 0 | 0 | 0 | Fail TRC; Fail PCT
[12 empty] | Commercial | Ceiling Insulation(R12 to R38) | Y | Schools K-12 | New | 0.28006 | 0.54065 | 0.518 | 0 | 0 | 0 | Fail RIM; Fail PCT | [11 empty] | Commercial | Thermal Energy Storage | Y | Lodging/Hospitality | Existing | 0.18215 | -1.5715 | -0.11591 | 0 | 0 | 0 | Fail TRC; Fail PCT
[12 empty] | Commercial | Ceiling Insulation(R12 to R38) | Y | Warehouse | New | 0.31638 | 0.60768 | 0.52064 | 0 | 0 | 0 | Fail RIM; Fail PCT | [11 empty] | Commercial | Thermal Energy Storage | Y | Miscellaneous | Existing | 0.18215 | -1.5715 | -0.11591 | 0 | 0 | 0 | Fail TRC; Fail PCT
[12 empty] | Commercial | Ceiling Insulation(R19 to R38) | Y | Assembly | Existing | 0.15343 | 0.54065 | 0.28378 | 0 | 0 | 0 | Fail RIM; Fail PCT | [11 empty] | Commercial | Thermal Energy Storage | Y | Offices | Existing | 0.18215 | -1.5715 | -0.11591 | 0 | 0 | 0 | Fail TRC; Fail PCT
[12 empty] | Commercial | Ceiling Insulation(R19 to R38) | Y | College and University | Existing | 0.18872 | 0.6511 | 0.28985 | 0 | 0 | 0 | Fail RIM; Fail PCT | [11 empty] | Commercial | Thermal Energy Storage | Y | Restaurants | Existing | 0.18215 | -1.5715 | -0.11591 | 0 | 0 | 0 | Fail TRC; Fail PCT
[12 empty] | Commercial | Ceiling Insulation(R19 to R38) | Y | Grocery | Existing | 0.17326 | 0.60448 | 0.28662 | 0 | 0 | 0 | Fail RIM; Fail PCT | [11 empty] | Commercial | Thermal Energy Storage | Y | Retail | Existing | 0.18215 | -1.5715 | -0.11591 | 0 | 0 | 0 | Fail TRC; Fail PCT
[12 empty] | Commercial | Ceiling Insulation(R19 to R38) | Y | Healthcare | Existing | 0.15343 | 0.54065 | 0.28378 | 0 | 0 | 0 | Fail RIM; Fail PCT | [11 empty] | Commercial | Thermal Energy Storage | Y | Schools K-12 | Existing | 0.18215 | -1.5715 | -0.11591 | 0 | 0 | 0 | Fail TRC; Fail PCT
[12 empty] | Commercial | Ceiling Insulation(R19 to R38) | Y | Hospitals | Existing | 0.18872 | 0.6511 | 0.28985 | 0 | 0 | 0 | Fail RIM; Fail PCT | [11 empty] | Commercial | Thermal Energy Storage | Y | Warehouse | Existing | 0.18215 | -1.5715 | -0.11591 | 0 | 0 | 0 | Fail TRC; Fail PCT
[12 empty] | Commercial | Ceiling Insulation(R19 to R38) | Y | Institutional | Existing | 0.15343 | 0.54065 | 0.28378 | 0 | 0 | 0 | Fail RIM; Fail PCT | [11 empty] | Commercial | Thermal Energy Storage | Y | Assembly | New | 0.18215 | -1.5715 | -0.11591 | 0 | 0 | 0 | Fail TRC; Fail PCT
[12 empty] | Commercial | Ceiling Insulation(R19 to R38) | Y | Lodging/Hospitality | Existing | 0.18872 | 0.6511 | 0.28985 | 0 | 0 | 0 | Fail RIM; Fail PCT | [11 empty] | Commercial | Thermal Energy Storage | Y | College and University | New | 0.18704 | -1.6137 | -0.11591 | 0 | 0 | 0 | Fail TRC; Fail PCT
[12 empty] | Commercial | Ceiling Insulation(R19 to R38) | Y | Miscellaneous | Existing | 0.15343 | 0.54065 | 0.28378 | 0 | 0 | 0 | Fail RIM; Fail PCT | [11 empty] | Commercial | Thermal Energy Storage | Y | Grocery | New | 0.18215 | -1.5715 | -0.11591 | 0 | 0 | 0 | Fail TRC; Fail PCT
[12 empty] | Commercial | Ceiling Insulation(R19 to R38) | Y | Offices | Existing | 0.15343 | 0.54065 | 0.28378 | 0 | 0 | 0 | Fail RIM; Fail PCT | [11 empty] | Commercial | Thermal Energy Storage | Y | Healthcare | New | 0.18215 | -1.5715 | -0.11591 | 0 | 0 | 0 | Fail TRC; Fail PCT
[12 empty] | Commercial | Ceiling Insulation(R19 to R38) | Y | Restaurants | Existing | 0.17326 | 0.60448 | 0.28662 | 0 | 0 | 0 | Fail RIM; Fail PCT | [11 empty] | Commercial | Thermal Energy Storage | Y | Hospitals | New | 0.18704 | -1.6137 | -0.11591 | 0 | 0 | 0 | Fail TRC; Fail PCT
[12 empty] | Commercial | Ceiling Insulation(R19 to R38) | Y | Retail | Existing | 0.17326 | 0.60448 | 0.28662 | 0 | 0 | 0 | Fail RIM; Fail PCT | [11 empty] | Commercial | Thermal Energy Storage | Y | Institutional | New | 0.18215 | -1.5715 | -0.11591 | 0 | 0 | 0 | Fail TRC; Fail PCT
[12 empty] | Commercial | Ceiling Insulation(R19 to R38) | Y | Schools K-12 | Existing | 0.15343 | 0.54065 | 0.28378 | 0 | 0 | 0 | Fail RIM; Fail PCT | [11 empty] | Commercial | Thermal Energy Storage | Y | Lodging/Hospitality | New | 0.18215 | -1.5715 | -0.11591 | 0 | 0 | 0 | Fail TRC; Fail PCT
[12 empty] | Commercial | Ceiling Insulation(R19 to R38) | Y | Warehouse | Existing | 0.17332 | 0.60768 | 0.28522 | 0 | 0 | 0 | Fail RIM; Fail PCT | [11 empty] | Commercial | Thermal Energy Storage | Y | Miscellaneous | New | 0.18215 | -1.5715 | -0.11591 | 0 | 0 | 0 | Fail TRC; Fail PCT
[12 empty] | Commercial | Ceiling Insulation(R19 to R38) | Y | Assembly | New | 0.15084 | 0.54065 | 0.27899 | 0 | 0 | 0 | Fail RIM; Fail PCT | [11 empty] | Commercial | Thermal Energy Storage | Y | Offices | New | 0.18215 | -1.5715 | -0.11591 | 0 | 0 | 0 | Fail TRC; Fail PCT
[12 empty] | Commercial | Ceiling Insulation(R19 to R38) | Y | College and University | New | 0.18554 | 0.6511 | 0.28496 | 0 | 0 | 0 | Fail RIM; Fail PCT | [11 empty] | Commercial | Thermal Energy Storage | Y | Restaurants | New | 0.18215 | -1.5715 | -0.11591 | 0 | 0 | 0 | Fail TRC; Fail PCT
[12 empty] | Commercial | Ceiling Insulation(R19 to R38) | Y | Grocery | New | 0.17033 | 0.60448 | 0.28178 | 0 | 0 | 0 | Fail RIM; Fail PCT | [11 empty] | Commercial | Thermal Energy Storage | Y | Retail | New | 0.18215 | -1.5715 | -0.11591 | 0 | 0 | 0 | Fail TRC; Fail PCT
[12 empty] | Commercial | Ceiling Insulation(R19 to R38) | Y | Healthcare | New | 0.15084 | 0.54065 | 0.27899 | 0 | 0 | 0 | Fail RIM; Fail PCT | [11 empty] | Commercial | Thermal Energy Storage | Y | Schools K-12 | New | 0.18215 | -1.5715 | -0.11591 | 0 | 0 | 0 | Fail TRC; Fail PCT
[12 empty] | Commercial | Ceiling Insulation(R19 to R38) | Y | Hospitals | New | 0.18554 | 0.6511 | 0.28496 | 0 | 0 | 0 | Fail RIM; Fail PCT | [11 empty] | Commercial | Thermal Energy Storage | Y | Warehouse | New | 0.18215 | -1.5715 | -0.11591 | 0 | 0 | 0 | Fail TRC; Fail PCT
[12 empty] | Commercial | Ceiling Insulation(R19 to R38) | Y | Institutional | New | 0.15084 | 0.54065 | 0.27899 | 0 | 0 | 0 | Fail RIM; Fail PCT | [11 empty] | Commercial | Wall Insulation | Y | Assembly | New | 0 | 0 | 0 | 0 | 0 | 0 | Fail TRC; Fail PCT
[12 empty] | Commercial | Ceiling Insulation(R19 to R38) | Y | Lodging/Hospitality | New | 0.18554 | 0.6511 | 0.28496 | 0 | 0 | 0 | Fail RIM; Fail PCT | [11 empty] | Commercial | Wall Insulation | Y | College and University | New | 0 | 0 | 0 | 0 | 0 | 0 | Fail TRC; Fail PCT
[12 empty] | Commercial | Ceiling Insulation(R19 to R38) | Y | Miscellaneous | New | 0.15084 | 0.54065 | 0.27899 | 0 | 0 | 0 | Fail RIM; Fail PCT | [11 empty] | Commercial | Wall Insulation | Y | Grocery | New | 0 | 0 | 0 | 0 | 0 | 0 | Fail TRC; Fail PCT
[12 empty] | Commercial | Ceiling Insulation(R19 to R38) | Y | Offices | New | 0.15084 | 0.54065 | 0.27899 | 0 | 0 | 0 | Fail RIM; Fail PCT | [11 empty] | Commercial | Wall Insulation | Y | Healthcare | New | 0 | 0 | 0 | 0 | 0 | 0 | Fail TRC; Fail PCT
[12 empty] | Commercial | Ceiling Insulation(R19 to R38) | Y | Restaurants | New | 0.17033 | 0.60448 | 0.28178 | 0 | 0 | 0 | Fail RIM; Fail PCT | [11 empty] | Commercial | Wall Insulation | Y | Hospitals | New | 0 | 0 | 0 | 0 | 0 | 0 | Fail TRC; Fail PCT
[12 empty] | Commercial | Ceiling Insulation(R19 to R38) | Y | Retail | New | 0.17033 | 0.60448 | 0.28178 | 0 | 0 | 0 | Fail RIM; Fail PCT | [11 empty] | Commercial | Wall Insulation | Y | Institutional | New | 0 | 0 | 0 | 0 | 0 | 0 | Fail TRC; Fail PCT
[12 empty] | Commercial | Ceiling Insulation(R19 to R38) | Y | Schools K-12 | New | 0.15084 | 0.54065 | 0.27899 | 0 | 0 | 0 | Fail RIM; Fail PCT | [11 empty] | Commercial | Wall Insulation | Y | Lodging/Hospitality | New | 0 | 0 | 0 | 0 | 0 | 0 | Fail TRC; Fail PCT
[12 empty] | Commercial | Ceiling Insulation(R19 to R38) | Y | Warehouse | New | 0.1704 | 0.60768 | 0.28041 | 0 | 0 | 0 | Fail RIM; Fail PCT | [11 empty] | Commercial | Wall Insulation | Y | Miscellaneous | New | 0 | 0 | 0 | 0 | 0 | 0 | Fail TRC; Fail PCT
[12 empty] | Commercial | Ceiling Insulation(R2 to R38) | Y | Assembly | Existing | 1.965 | 0.54065 | 3.6345 | 0 | 0 | 0 | Fail RIM; Pass PCT | [11 empty] | Commercial | Wall Insulation | Y | Offices | New | 0 | 0 | 0 | 0 | 0 | 0 | Fail TRC; Fail PCT
[12 empty] | Commercial | Ceiling Insulation(R2 to R38) | Y | College and University | Existing | 2.4171 | 0.6511 | 3.7123 | 0 | 0 | 0 | Fail RIM; Pass PCT | [11 empty] | Commercial | Wall Insulation | Y | Restaurants | New | 0 | 0 | 0 | 0 | 0 | 0 | Fail TRC; Fail PCT
[12 empty] | Commercial | Ceiling Insulation(R2 to R38) | Y | Grocery | Existing | 2.219 | 0.60448 | 3.6709 | 0 | 0 | 0 | Fail RIM; Pass PCT | [11 empty] | Commercial | Wall Insulation | Y | Retail | New | 0 | 0 | 0 | 0 | 0 | 0 | Fail TRC; Fail PCT
[12 empty] | Commercial | Ceiling Insulation(R2 to R38) | Y | Healthcare | Existing | 1.965 | 0.54065 | 3.6345 | 0 | 0 | 0 | Fail RIM; Pass PCT | [11 empty] | Commercial | Wall Insulation | Y | Schools K-12 | New | 0 | 0 | 0 | 0 | 0 | 0 | Fail TRC; Fail PCT
[12 empty] | Commercial | Ceiling Insulation(R2 to R38) | Y | Hospitals | Existing | 2.4171 | 0.6511 | 3.7123 | 0 | 0 | 0 | Fail RIM; Pass PCT | [11 empty] | Commercial | Wall Insulation | Y | Warehouse | New | 0 | 0 | 0 | 0 | 0 | 0 | Fail TRC; Fail PCT
[12 empty] | Commercial | Ceiling Insulation(R2 to R38) | Y | Institutional | Existing | 1.965 | 0.54065 | 3.6345 | 0 | 0 | 0 | Fail RIM; Pass PCT | [11 empty] | Commercial | Warehouse Loading Dock Seals | Y | Assembly | Existing | 0.17905 | 0.61984 | 0.28887 | 0 | 0 | 0 | Fail TRC; Fail PCT
[12 empty] | Commercial | Ceiling Insulation(R2 to R38) | Y | Lodging/Hospitality | Existing | 2.4171 | 0.6511 | 3.7123 | 0 | 0 | 0 | Fail RIM; Pass PCT | [11 empty] | Commercial | Warehouse Loading Dock Seals | Y | College and University | Existing | 0.087465 | 0.61984 | 0.14111 | 0 | 0 | 0 | Fail TRC; Fail PCT
[12 empty] | Commercial | Ceiling Insulation(R2 to R38) | Y | Miscellaneous | Existing | 1.965 | 0.54065 | 3.6345 | 0 | 0 | 0 | Fail RIM; Pass PCT | [11 empty] | Commercial | Warehouse Loading Dock Seals | Y | Grocery | Existing | 0.60889 | 0.61984 | 0.98233 | 0 | 0 | 0 | Fail TRC; Fail PCT
[12 empty] | Commercial | Ceiling Insulation(R2 to R38) | Y | Offices | Existing | 1.965 | 0.54065 | 3.6345 | 0 | 0 | 0 | Fail RIM; Pass PCT | [11 empty] | Commercial | Warehouse Loading Dock Seals | Y | Healthcare | Existing | 0.16967 | 0.61984 | 0.27372 | 0 | 0 | 0 | Fail TRC; Fail PCT
[12 empty] | Commercial | Ceiling Insulation(R2 to R38) | Y | Restaurants | Existing | 2.219 | 0.60448 | 3.6709 | 0 | 0 | 0 | Fail RIM; Pass PCT | [11 empty] | Commercial | Warehouse Loading Dock Seals | Y | Hospitals | Existing | 0.087765 | 0.61984 | 0.14159 | 0 | 0 | 0 | Fail TRC; Fail PCT
[12 empty] | Commercial | Ceiling Insulation(R2 to R38) | Y | Retail | Existing | 2.219 | 0.60448 | 3.6709 | 0 | 0 | 0 | Fail RIM; Pass PCT | [11 empty] | Commercial | Warehouse Loading Dock Seals | Y | Institutional | Existing | 0.54757 | 0.61984 | 0.8834 | 0 | 0 | 0 | Fail TRC; Fail PCT
[12 empty] | Commercial | Ceiling Insulation(R2 to R38) | Y | Schools K-12 | Existing | 1.965 | 0.54065 | 3.6345 | 0 | 0 | 0 | Fail RIM; Pass PCT | [11 empty] | Commercial | Warehouse Loading Dock Seals | Y | Lodging/Hospitality | Existing | 0.41192 | 0.61984 | 0.66456 | 0 | 0 | 0 | Fail TRC; Fail PCT
[12 empty] | Commercial | Ceiling Insulation(R2 to R38) | Y | Warehouse | Existing | 1.6829 | 0.60768 | 2.7694 | 0 | 0 | 0 | Fail RIM; Pass PCT | [11 empty] | Commercial | Warehouse Loading Dock Seals | Y | Miscellaneous | Existing | 0.10945 | 0.61984 | 0.17658 | 0 | 0 | 0 | Fail TRC; Fail PCT
[12 empty] | Commercial | Ceiling Insulation(R2 to R38) | Y | Assembly | New | 1.9318 | 0.54065 | 3.5732 | 0 | 0 | 0 | Fail RIM; Pass PCT | [11 empty] | Commercial | Warehouse Loading Dock Seals | Y | Offices | Existing | 0.79465 | 0.61984 | 1.282 | 0 | 0 | 0 | Fail TRC; Pass PCT
[12 empty] | Commercial | Ceiling Insulation(R2 to R38) | Y | College and University | New | 2.3763 | 0.6511 | 3.6497 | 0 | 0 | 0 | Fail RIM; Pass PCT | [11 empty] | Commercial | Warehouse Loading Dock Seals | Y | Restaurants | Existing | 0.59081 | 0.61984 | 0.95317 | 0 | 0 | 0 | Fail TRC; Fail PCT
[12 empty] | Commercial | Ceiling Insulation(R2 to R38) | Y | Grocery | New | 2.1816 | 0.60448 | 3.6089 | 0 | 0 | 0 | Fail RIM; Pass PCT | [11 empty] | Commercial | Warehouse Loading Dock Seals | Y | Retail | Existing | 0.25809 | 0.61984 | 0.41638 | 0 | 0 | 0 | Fail TRC; Fail PCT
[12 empty] | Commercial | Ceiling Insulation(R2 to R38) | Y | Healthcare | New | 1.9318 | 0.54065 | 3.5732 | 0 | 0 | 0 | Fail RIM; Pass PCT | [11 empty] | Commercial | Warehouse Loading Dock Seals | Y | Schools K-12 | Existing | 0.058942 | 0.61984 | 0.095092 | 0 | 0 | 0 | Fail TRC; Fail PCT
[12 empty] | Commercial | Ceiling Insulation(R2 to R38) | Y | Hospitals | New | 2.3763 | 0.6511 | 3.6497 | 0 | 0 | 0 | Fail RIM; Pass PCT | [11 empty] | Commercial | Warehouse Loading Dock Seals | Y | Warehouse | Existing | 0.16299 | 0.61984 | 0.26295 | 0 | 0 | 0 | Fail TRC; Fail PCT
[12 empty] | Commercial | Ceiling Insulation(R2 to R38) | Y | Institutional | New | 1.9318 | 0.54065 | 3.5732 | 0 | 0 | 0 | Fail RIM; Pass PCT | [11 empty] | Commercial | Warehouse Loading Dock Seals | Y | Assembly | New | 0.17603 | 0.61984 | 0.284 | 0 | 0 | 0 | Fail TRC; Fail PCT
[12 empty] | Commercial | Ceiling Insulation(R2 to R38) | Y | Lodging/Hospitality | New | 2.3763 | 0.6511 | 3.6497 | 0 | 0 | 0 | Fail RIM; Pass PCT | [11 empty] | Commercial | Warehouse Loading Dock Seals | Y | College and University | New | 0.085989 | 0.61984 | 0.13873 | 0 | 0 | 0 | Fail TRC; Fail PCT
[12 empty] | Commercial | Ceiling Insulation(R2 to R38) | Y | Miscellaneous | New | 1.9318 | 0.54065 | 3.5732 | 0 | 0 | 0 | Fail RIM; Pass PCT | [11 empty] | Commercial | Warehouse Loading Dock Seals | Y | Grocery | New | 0.59861 | 0.61984 | 0.96575 | 0 | 0 | 0 | Fail TRC; Fail PCT
[12 empty] | Commercial | Ceiling Insulation(R2 to R38) | Y | Offices | New | 1.9318 | 0.54065 | 3.5732 | 0 | 0 | 0 | Fail RIM; Pass PCT | [11 empty] | Commercial | Warehouse Loading Dock Seals | Y | Healthcare | New | 0.1668 | 0.61984 | 0.26911 | 0 | 0 | 0 | Fail TRC; Fail PCT
[12 empty] | Commercial | Ceiling Insulation(R2 to R38) | Y | Restaurants | New | 2.1816 | 0.60448 | 3.6089 | 0 | 0 | 0 | Fail RIM; Pass PCT | [11 empty] | Commercial | Warehouse Loading Dock Seals | Y | Hospitals | New | 0.086284 | 0.61984 | 0.1392 | 0 | 0 | 0 | Fail TRC; Fail PCT
[12 empty] | Commercial | Ceiling Insulation(R2 to R38) | Y | Retail | New | 2.1816 | 0.60448 | 3.6089 | 0 | 0 | 0 | Fail RIM; Pass PCT | [11 empty] | Commercial | Warehouse Loading Dock Seals | Y | Institutional | New | 0.53833 | 0.61984 | 0.8685 | 0 | 0 | 0 | Fail TRC; Fail PCT
[12 empty] | Commercial | Ceiling Insulation(R2 to R38) | Y | Schools K-12 | New | 1.9318 | 0.54065 | 3.5732 | 0 | 0 | 0 | Fail RIM; Pass PCT | [11 empty] | Commercial | Warehouse Loading Dock Seals | Y | Lodging/Hospitality | New | 0.40497 | 0.61984 | 0.65334 | 0 | 0 | 0 | Fail TRC; Fail PCT
[12 empty] | Commercial | Ceiling Insulation(R2 to R38) | Y | Warehouse | New | 1.6829 | 0.60768 | 2.7694 | 0 | 0 | 0 | Fail RIM; Pass PCT | [11 empty] | Commercial | Warehouse Loading Dock Seals | Y | Miscellaneous | New | 0.1076 | 0.61984 | 0.1736 | 0 | 0 | 0 | Fail TRC; Fail PCT
[12 empty] | Commercial | Ceiling Insulation(R30 to R38) | Y | Assembly | Existing | 0.053726 | 0.54065 | 0.099373 | 0 | 0 | 0 | Fail RIM; Fail PCT | [11 empty] | Commercial | Warehouse Loading Dock Seals | Y | Offices | New | 0.78124 | 0.61984 | 1.2604 | 0 | 0 | 0 | Fail TRC; Pass PCT
[12 empty] | Commercial | Ceiling Insulation(R30 to R38) | Y | College and University | Existing | 0.066087 | 0.6511 | 0.1015 | 0 | 0 | 0 | Fail RIM; Fail PCT | [11 empty] | Commercial | Warehouse Loading Dock Seals | Y | Restaurants | New | 0.58084 | 0.61984 | 0.93709 | 0 | 0 | 0 | Fail TRC; Fail PCT
[12 empty] | Commercial | Ceiling Insulation(R30 to R38) | Y | Grocery | Existing | 0.060671 | 0.60448 | 0.10037 | 0 | 0 | 0 | Fail RIM; Fail PCT | [11 empty] | Commercial | Warehouse Loading Dock Seals | Y | Retail | New | 0.25374 | 0.61984 | 0.40936 | 0 | 0 | 0 | Fail TRC; Fail PCT
[12 empty] | Commercial | Ceiling Insulation(R30 to R38) | Y | Healthcare | Existing | 0.053726 | 0.54065 | 0.099373 | 0 | 0 | 0 | Fail RIM; Fail PCT | [11 empty] | Commercial | Warehouse Loading Dock Seals | Y | Schools K-12 | New | 0.057948 | 0.61984 | 0.093488 | 0 | 0 | 0 | Fail TRC; Fail PCT
[12 empty] | Commercial | Ceiling Insulation(R30 to R38) | Y | Hospitals | Existing | 0.066087 | 0.6511 | 0.1015 | 0 | 0 | 0 | Fail RIM; Fail PCT | [11 empty] | Commercial | Warehouse Loading Dock Seals | Y | Warehouse | New | 0.16024 | 0.61984 | 0.25852 | 0 | 0 | 0 | Fail TRC; Fail PCT
[12 empty] | Commercial | Ceiling Insulation(R30 to R38) | Y | Institutional | Existing | 0.053726 | 0.54065 | 0.099373 | 0 | 0 | 0 | Fail RIM; Fail PCT | [11 empty] | Commercial | Water Cooled Refrigeration Heat Recovery | Y | Assembly | Existing | 0.050896 | 0.62171 | 0.081864 | 0 | 0 | 0 | Fail TRC; Fail PCT
[12 empty] | Commercial | Ceiling Insulation(R30 to R38) | Y | Lodging/Hospitality | Existing | 0.066087 | 0.6511 | 0.1015 | 0 | 0 | 0 | Fail RIM; Fail PCT | [11 empty] | Commercial | Water Cooled Refrigeration Heat Recovery | Y | College and University | Existing | 0.076769 | 0.61878 | 0.12406 | 0 | 0 | 0 | Fail TRC; Fail PCT
[12 empty] | Commercial | Ceiling Insulation(R30 to R38) | Y | Miscellaneous | Existing | 0.053726 | 0.54065 | 0.099373 | 0 | 0 | 0 | Fail RIM; Fail PCT | [11 empty] | Commercial | Water Cooled Refrigeration Heat Recovery | Y | Grocery | Existing | 0.50108 | 0.62171 | 0.80597 | 0 | 0 | 0 | Fail TRC; Fail PCT
[12 empty] | Commercial | Ceiling Insulation(R30 to R38) | Y | Offices | Existing | 0.053726 | 0.54065 | 0.099373 | 0 | 0 | 0 | Fail RIM; Fail PCT | [11 empty] | Commercial | Water Cooled Refrigeration Heat Recovery | Y | Healthcare | Existing | 0.20385 | 0.61878 | 0.32944 | 0 | 0 | 0 | Fail TRC; Fail PCT
[12 empty] | Commercial | Ceiling Insulation(R30 to R38) | Y | Restaurants | Existing | 0.060671 | 0.60448 | 0.10037 | 0 | 0 | 0 | Fail RIM; Fail PCT | [11 empty] | Commercial | Water Cooled Refrigeration Heat Recovery | Y | Hospitals | Existing | 0.20385 | 0.61878 | 0.32944 | 0 | 0 | 0 | Fail TRC; Fail PCT
[12 empty] | Commercial | Ceiling Insulation(R30 to R38) | Y | Retail | Existing | 0.060671 | 0.60448 | 0.10037 | 0 | 0 | 0 | Fail RIM; Fail PCT | [11 empty] | Commercial | Water Cooled Refrigeration Heat Recovery | Y | Institutional | Existing | 0.23092 | 0.62171 | 0.37143 | 0 | 0 | 0 | Fail TRC; Fail PCT
[12 empty] | Commercial | Ceiling Insulation(R30 to R38) | Y | Schools K-12 | Existing | 0.053726 | 0.54065 | 0.099373 | 0 | 0 | 0 | Fail RIM; Fail PCT | [11 empty] | Commercial | Water Cooled Refrigeration Heat Recovery | Y | Lodging/Hospitality | Existing | 0.11506 | 0.61878 | 0.18594 | 0 | 0 | 0 | Fail TRC; Fail PCT
[12 empty] | Commercial | Ceiling Insulation(R30 to R38) | Y | Warehouse | Existing | 0.060693 | 0.60768 | 0.099878 | 0 | 0 | 0 | Fail RIM; Fail PCT | [11 empty] | Commercial | Water Cooled Refrigeration Heat Recovery | Y | Offices | Existing | 0.21133 | 0.62171 | 0.33992 | 0 | 0 | 0 | Fail TRC; Fail PCT
[12 empty] | Commercial | Ceiling Insulation(R30 to R38) | Y | Assembly | New | 0.05282 | 0.54065 | 0.097696 | 0 | 0 | 0 | Fail RIM; Fail PCT | [11 empty] | Commercial | Water Cooled Refrigeration Heat Recovery | Y | Restaurants | Existing | 0.48202 | 0.61878 | 0.77897 | 0 | 0 | 0 | Fail TRC; Fail PCT
[12 empty] | Commercial | Ceiling Insulation(R30 to R38) | Y | College and University | New | 0.064972 | 0.6511 | 0.099788 | 0 | 0 | 0 | Fail RIM; Fail PCT | [11 empty] | Commercial | Water Cooled Refrigeration Heat Recovery | Y | Retail | Existing | 0.093896 | 0.62171 | 0.15103 | 0 | 0 | 0 | Fail TRC; Fail PCT
[12 empty] | Commercial | Ceiling Insulation(R30 to R38) | Y | Grocery | New | 0.059647 | 0.60448 | 0.098675 | 0 | 0 | 0 | Fail RIM; Fail PCT | [11 empty] | Commercial | Water Cooled Refrigeration Heat Recovery | Y | Schools K-12 | Existing | 0.076769 | 0.61878 | 0.12406 | 0 | 0 | 0 | Fail TRC; Fail PCT
[12 empty] | Commercial | Ceiling Insulation(R30 to R38) | Y | Healthcare | New | 0.05282 | 0.54065 | 0.097696 | 0 | 0 | 0 | Fail RIM; Fail PCT | [11 empty] | Commercial | Water Cooled Refrigeration Heat Recovery | Y | Warehouse | Existing | 0.024833 | 0.62171 | 0.039942 | 0 | 0 | 0 | Fail TRC; Fail PCT
[12 empty] | Commercial | Ceiling Insulation(R30 to R38) | Y | Hospitals | New | 0.064972 | 0.6511 | 0.099788 | 0 | 0 | 0 | Fail RIM; Fail PCT | [11 empty] | Commercial | Water Cooled Refrigeration Heat Recovery | Y | Assembly | New | 0.050896 | 0.62171 | 0.081864 | 0 | 0 | 0 | Fail TRC; Fail PCT
[12 empty] | Commercial | Ceiling Insulation(R30 to R38) | Y | Institutional | New | 0.05282 | 0.54065 | 0.097696 | 0 | 0 | 0 | Fail RIM; Fail PCT | [11 empty] | Commercial | Water Cooled Refrigeration Heat Recovery | Y | College and University | New | 0.076769 | 0.61878 | 0.12406 | 0 | 0 | 0 | Fail TRC; Fail PCT
[12 empty] | Commercial | Ceiling Insulation(R30 to R38) | Y | Lodging/Hospitality | New | 0.064972 | 0.6511 | 0.099788 | 0 | 0 | 0 | Fail RIM; Fail PCT | [11 empty] | Commercial | Water Cooled Refrigeration Heat Recovery | Y | Grocery | New | 0.50108 | 0.62171 | 0.80597 | 0 | 0 | 0 | Fail TRC; Fail PCT
[12 empty] | Commercial | Ceiling Insulation(R30 to R38) | Y | Miscellaneous | New | 0.05282 | 0.54065 | 0.097696 | 0 | 0 | 0 | Fail RIM; Fail PCT | [11 empty] | Commercial | Water Cooled Refrigeration Heat Recovery | Y | Healthcare | New | 0.20385 | 0.61878 | 0.32944 | 0 | 0 | 0 | Fail TRC; Fail PCT
[12 empty] | Commercial | Ceiling Insulation(R30 to R38) | Y | Offices | New | 0.05282 | 0.54065 | 0.097696 | 0 | 0 | 0 | Fail RIM; Fail PCT | [11 empty] | Commercial | Water Cooled Refrigeration Heat Recovery | Y | Hospitals | New | 0.20385 | 0.61878 | 0.32944 | 0 | 0 | 0 | Fail TRC; Fail PCT
[12 empty] | Commercial | Ceiling Insulation(R30 to R38) | Y | Restaurants | New | 0.059647 | 0.60448 | 0.098675 | 0 | 0 | 0 | Fail RIM; Fail PCT | [11 empty] | Commercial | Water Cooled Refrigeration Heat Recovery | Y | Institutional | New | 0.23092 | 0.62171 | 0.37143 | 0 | 0 | 0 | Fail TRC; Fail PCT
[12 empty] | Commercial | Ceiling Insulation(R30 to R38) | Y | Retail | New | 0.059647 | 0.60448 | 0.098675 | 0 | 0 | 0 | Fail RIM; Fail PCT | [11 empty] | Commercial | Water Cooled Refrigeration Heat Recovery | Y | Lodging/Hospitality | New | 0.11506 | 0.61878 | 0.18594 | 0 | 0 | 0 | Fail TRC; Fail PCT
[12 empty] | Commercial | Ceiling Insulation(R30 to R38) | Y | Schools K-12 | New | 0.05282 | 0.54065 | 0.097696 | 0 | 0 | 0 | Fail RIM; Fail PCT | [11 empty] | Commercial | Water Cooled Refrigeration Heat Recovery | Y | Offices | New | 0.21133 | 0.62171 | 0.33992 | 0 | 0 | 0 | Fail TRC; Fail PCT
[12 empty] | Commercial | Ceiling Insulation(R30 to R38) | Y | Warehouse | New | 0.059669 | 0.60768 | 0.098193 | 0 | 0 | 0 | Fail RIM; Fail PCT | [11 empty] | Commercial | Water Cooled Refrigeration Heat Recovery | Y | Restaurants | New | 0.48202 | 0.61878 | 0.77897 | 0 | 0 | 0 | Fail TRC; Fail PCT
[12 empty] | Commercial | Chilled Water Controls Optimization | Y | Assembly | Existing | 12.9026 | 0.69144 | 18.6604 | 0 | 0 | 0 | Fail RIM; Pass PCT | [11 empty] | Commercial | Water Cooled Refrigeration Heat Recovery | Y | Retail | New | 0.093896 | 0.62171 | 0.15103 | 0 | 0 | 0 | Fail TRC; Fail PCT
[12 empty] | Commercial | Chilled Water Controls Optimization | Y | College and University | Existing | 39.8781 | 0.67377 | 59.1864 | 0 | 0 | 0 | Fail RIM; Pass PCT | [11 empty] | Commercial | Water Cooled Refrigeration Heat Recovery | Y | Schools K-12 | New | 0.076769 | 0.61878 | 0.12406 | 0 | 0 | 0 | Fail TRC; Fail PCT
[12 empty] | Commercial | Chilled Water Controls Optimization | Y | Grocery | Existing | 0 | 0 | 0 | 0 | 0 | 0 | Fail RIM; Fail PCT | [11 empty] | Commercial | Water Cooled Refrigeration Heat Recovery | Y | Warehouse | New | 0.024833 | 0.62171 | 0.039942 | 0 | 0 | 0 | Fail TRC; Fail PCT
[12 empty] | Commercial | Chilled Water Controls Optimization | Y | Healthcare | Existing | 19.696 | 0.69144 | 28.4853 | 0 | 0 | 0 | Fail RIM; Pass PCT | [11 empty] | Commercial | Waterside Economizer | Y | Assembly | Existing | 0.034068 | 0.73944 | 0.046073 | 0 | 0 | 0 | Fail TRC; Fail PCT
[12 empty] | Commercial | Chilled Water Controls Optimization | Y | Hospitals | Existing | 110.4482 | 0.67377 | 163.9256 | 0 | 0 | 0 | Fail RIM; Pass PCT | [11 empty] | Commercial | Waterside Economizer | Y | College and University | Existing | 0.037796 | 0.73944 | 0.051113 | 0 | 0 | 0 | Fail TRC; Fail PCT
[12 empty] | Commercial | Chilled Water Controls Optimization | Y | Institutional | Existing | 6.9696 | 0.69144 | 10.0797 | 0 | 0 | 0 | Fail RIM; Pass PCT | [11 empty] | Commercial | Waterside Economizer | Y | Grocery | Existing | 0.01882 | 0.73944 | 0.025451 | 0 | 0 | 0 | Fail TRC; Fail PCT
[12 empty] | Commercial | Chilled Water Controls Optimization | Y | Lodging/Hospitality | Existing | 53.61 | 0.69144 | 77.5333 | 0 | 0 | 0 | Fail RIM; Pass PCT | [11 empty] | Commercial | Waterside Economizer | Y | Healthcare | Existing | 0.074131 | 0.73944 | 0.10025 | 0 | 0 | 0 | Fail TRC; Fail PCT
[12 empty] | Commercial | Chilled Water Controls Optimization | Y | Miscellaneous | Existing | 16.6007 | 0.69144 | 24.0087 | 0 | 0 | 0 | Fail RIM; Pass PCT | [11 empty] | Commercial | Waterside Economizer | Y | Hospitals | Existing | 0.070222 | 0.73944 | 0.094965 | 0 | 0 | 0 | Fail TRC; Fail PCT
[12 empty] | Commercial | Chilled Water Controls Optimization | Y | Offices | Existing | 17.0036 | 0.69144 | 24.5914 | 0 | 0 | 0 | Fail RIM; Pass PCT | [11 empty] | Commercial | Waterside Economizer | Y | Institutional | Existing | 0.018403 | 0.73944 | 0.024887 | 0 | 0 | 0 | Fail TRC; Fail PCT
[12 empty] | Commercial | Chilled Water Controls Optimization | Y | Restaurants | Existing | 20.9087 | 0.69144 | 30.2392 | 0 | 0 | 0 | Fail RIM; Pass PCT | [11 empty] | Commercial | Waterside Economizer | Y | Lodging/Hospitality | Existing | 0.056276 | 0.73944 | 0.076106 | 0 | 0 | 0 | Fail TRC; Fail PCT
[12 empty] | Commercial | Chilled Water Controls Optimization | Y | Retail | Existing | 15.3005 | 0.69144 | 22.1283 | 0 | 0 | 0 | Fail RIM; Pass PCT | [11 empty] | Commercial | Waterside Economizer | Y | Miscellaneous | Existing | 0.019028 | 0.73944 | 0.025733 | 0 | 0 | 0 | Fail TRC; Fail PCT
[12 empty] | Commercial | Chilled Water Controls Optimization | Y | Schools K-12 | Existing | 11.7377 | 0.69144 | 16.9757 | 0 | 0 | 0 | Fail RIM; Pass PCT | [11 empty] | Commercial | Waterside Economizer | Y | Offices | Existing | 0.038343 | 0.73944 | 0.051854 | 0 | 0 | 0 | Fail TRC; Fail PCT
[12 empty] | Commercial | Chilled Water Controls Optimization | Y | Warehouse | Existing | 4.5344 | 0.69144 | 6.5579 | 0 | 0 | 0 | Fail RIM; Pass PCT | [11 empty] | Commercial | Waterside Economizer | Y | Restaurants | Existing | 0.055208 | 0.73944 | 0.074661 | 0 | 0 | 0 | Fail TRC; Fail PCT
[12 empty] | Commercial | Chilled Water Controls Optimization | Y | Assembly | New | 12.9026 | 0.69144 | 18.6604 | 0 | 0 | 0 | Fail RIM; Pass PCT | [11 empty] | Commercial | Waterside Economizer | Y | Retail | Existing | 0.043269 | 0.73944 | 0.058516 | 0 | 0 | 0 | Fail TRC; Fail PCT
[12 empty] | Commercial | Chilled Water Controls Optimization | Y | College and University | New | 39.8781 | 0.67377 | 59.1864 | 0 | 0 | 0 | Fail RIM; Pass PCT | [11 empty] | Commercial | Waterside Economizer | Y | Schools K-12 | Existing | 0.037613 | 0.73944 | 0.050867 | 0 | 0 | 0 | Fail TRC; Fail PCT
[12 empty] | Commercial | Chilled Water Controls Optimization | Y | Grocery | New | 0 | 0 | 0 | 0 | 0 | 0 | Fail RIM; Fail PCT | [11 empty] | Commercial | Waterside Economizer | Y | Warehouse | Existing | 0.0082629 | 0.73944 | 0.011174 | 0 | 0 | 0 | Fail TRC; Fail PCT
[12 empty] | Commercial | Chilled Water Controls Optimization | Y | Healthcare | New | 19.696 | 0.69144 | 28.4853 | 0 | 0 | 0 | Fail RIM; Pass PCT | [11 empty] | Commercial | Waterside Economizer | Y | Assembly | New | 0.034068 | 0.73944 | 0.046073 | 0 | 0 | 0 | Fail TRC; Fail PCT
[12 empty] | Commercial | Chilled Water Controls Optimization | Y | Hospitals | New | 110.4482 | 0.67377 | 163.9256 | 0 | 0 | 0 | Fail RIM; Pass PCT | [11 empty] | Commercial | Waterside Economizer | Y | College and University | New | 0.037796 | 0.73944 | 0.051113 | 0 | 0 | 0 | Fail TRC; Fail PCT
[12 empty] | Commercial | Chilled Water Controls Optimization | Y | Institutional | New | 6.9696 | 0.69144 | 10.0797 | 0 | 0 | 0 | Fail RIM; Pass PCT | [11 empty] | Commercial | Waterside Economizer | Y | Grocery | New | 0.01882 | 0.73944 | 0.025451 | 0 | 0 | 0 | Fail TRC; Fail PCT
[12 empty] | Commercial | Chilled Water Controls Optimization | Y | Lodging/Hospitality | New | 53.61 | 0.69144 | 77.5333 | 0 | 0 | 0 | Fail RIM; Pass PCT | [11 empty] | Commercial | Waterside Economizer | Y | Healthcare | New | 0.074131 | 0.73944 | 0.10025 | 0 | 0 | 0 | Fail TRC; Fail PCT
[12 empty] | Commercial | Chilled Water Controls Optimization | Y | Miscellaneous | New | 16.6007 | 0.69144 | 24.0087 | 0 | 0 | 0 | Fail RIM; Pass PCT | [11 empty] | Commercial | Waterside Economizer | Y | Hospitals | New | 0.070222 | 0.73944 | 0.094965 | 0 | 0 | 0 | Fail TRC; Fail PCT
[12 empty] | Commercial | Chilled Water Controls Optimization | Y | Offices | New | 17.0036 | 0.69144 | 24.5914 | 0 | 0 | 0 | Fail RIM; Pass PCT | [11 empty] | Commercial | Waterside Economizer | Y | Institutional | New | 0.018403 | 0.73944 | 0.024887 | 0 | 0 | 0 | Fail TRC; Fail PCT
[12 empty] | Commercial | Chilled Water Controls Optimization | Y | Restaurants | New | 20.9087 | 0.69144 | 30.2392 | 0 | 0 | 0 | Fail RIM; Pass PCT | [11 empty] | Commercial | Waterside Economizer | Y | Lodging/Hospitality | New | 0.056276 | 0.73944 | 0.076106 | 0 | 0 | 0 | Fail TRC; Fail PCT
[12 empty] | Commercial | Chilled Water Controls Optimization | Y | Retail | New | 15.3005 | 0.69144 | 22.1283 | 0 | 0 | 0 | Fail RIM; Pass PCT | [11 empty] | Commercial | Waterside Economizer | Y | Miscellaneous | New | 0.019028 | 0.73944 | 0.025733 | 0 | 0 | 0 | Fail TRC; Fail PCT
[12 empty] | Commercial | Chilled Water Controls Optimization | Y | Schools K-12 | New | 11.7377 | 0.69144 | 16.9757 | 0 | 0 | 0 | Fail RIM; Pass PCT | [11 empty] | Commercial | Waterside Economizer | Y | Offices | New | 0.038343 | 0.73944 | 0.051854 | 0 | 0 | 0 | Fail TRC; Fail PCT
[12 empty] | Commercial | Chilled Water Controls Optimization | Y | Warehouse | New | 4.5344 | 0.69144 | 6.5579 | 0 | 0 | 0 | Fail RIM; Pass PCT | [11 empty] | Commercial | Waterside Economizer | Y | Restaurants | New | 0.055208 | 0.73944 | 0.074661 | 0 | 0 | 0 | Fail TRC; Fail PCT
[12 empty] | Commercial | Chilled Water System - Variable Speed Drives | Y | Assembly | Existing | 3.1294 | 0.64886 | 4.8229 | 0 | 0 | 0 | Fail RIM; Pass PCT | [11 empty] | Commercial | Waterside Economizer | Y | Retail | New | 0.043269 | 0.73944 | 0.058516 | 0 | 0 | 0 | Fail TRC; Fail PCT
[12 empty] | Commercial | Chilled Water System - Variable Speed Drives | Y | College and University | Existing | 3.1294 | 0.64886 | 4.8229 | 0 | 0 | 0 | Fail RIM; Pass PCT | [11 empty] | Commercial | Waterside Economizer | Y | Schools K-12 | New | 0.037613 | 0.73944 | 0.050867 | 0 | 0 | 0 | Fail TRC; Fail PCT
[12 empty] | Commercial | Chilled Water System - Variable Speed Drives | Y | Grocery | Existing | 3.1294 | 0.64886 | 4.8229 | 0 | 0 | 0 | Fail RIM; Pass PCT | [11 empty] | Commercial | Waterside Economizer | Y | Warehouse | New | 0.0082629 | 0.73944 | 0.011174 | 0 | 0 | 0 | Fail TRC; Fail PCT
[12 empty] | Commercial | Chilled Water System - Variable Speed Drives | Y | Healthcare | Existing | 3.1294 | 0.64886 | 4.8229 | 0 | 0 | 0 | Fail RIM; Pass PCT | [11 empty] | Commercial | Window Sun Protection | Y | Assembly | Existing | 0.17761 | 0.73123 | 0.24289 | 0 | 0 | 0 | Fail TRC; Fail PCT
[12 empty] | Commercial | Chilled Water System - Variable Speed Drives | Y | Hospitals | Existing | 3.1294 | 0.64886 | 4.8229 | 0 | 0 | 0 | Fail RIM; Pass PCT | [11 empty] | Commercial | Window Sun Protection | Y | College and University | Existing | 0.17761 | 0.73123 | 0.24289 | 0 | 0 | 0 | Fail TRC; Fail PCT
[12 empty] | Commercial | Chilled Water System - Variable Speed Drives | Y | Institutional | Existing | 3.1294 | 0.64886 | 4.8229 | 0 | 0 | 0 | Fail RIM; Pass PCT | [11 empty] | Commercial | Window Sun Protection | Y | Grocery | Existing | 0.17761 | 0.73123 | 0.24289 | 0 | 0 | 0 | Fail TRC; Fail PCT
[12 empty] | Commercial | Chilled Water System - Variable Speed Drives | Y | Lodging/Hospitality | Existing | 3.1294 | 0.64886 | 4.8229 | 0 | 0 | 0 | Fail RIM; Pass PCT | [11 empty] | Commercial | Window Sun Protection | Y | Healthcare | Existing | 0.17761 | 0.73123 | 0.24289 | 0 | 0 | 0 | Fail TRC; Fail PCT
[12 empty] | Commercial | Chilled Water System - Variable Speed Drives | Y | Miscellaneous | Existing | 3.1294 | 0.64886 | 4.8229 | 0 | 0 | 0 | Fail RIM; Pass PCT | [11 empty] | Commercial | Window Sun Protection | Y | Hospitals | Existing | 0.17761 | 0.73123 | 0.24289 | 0 | 0 | 0 | Fail TRC; Fail PCT
[12 empty] | Commercial | Chilled Water System - Variable Speed Drives | Y | Offices | Existing | 3.1294 | 0.64886 | 4.8229 | 0 | 0 | 0 | Fail RIM; Pass PCT | [11 empty] | Commercial | Window Sun Protection | Y | Institutional | Existing | 0.17761 | 0.73123 | 0.24289 | 0 | 0 | 0 | Fail TRC; Fail PCT
[12 empty] | Commercial | Chilled Water System - Variable Speed Drives | Y | Restaurants | Existing | 3.1294 | 0.64886 | 4.8229 | 0 | 0 | 0 | Fail RIM; Pass PCT | [11 empty] | Commercial | Window Sun Protection | Y | Lodging/Hospitality | Existing | 0.1955 | 0.80217 | 0.24372 | 0 | 0 | 0 | Fail TRC; Fail PCT
[12 empty] | Commercial | Chilled Water System - Variable Speed Drives | Y | Retail | Existing | 3.1294 | 0.64886 | 4.8229 | 0 | 0 | 0 | Fail RIM; Pass PCT | [11 empty] | Commercial | Window Sun Protection | Y | Miscellaneous | Existing | 0.23725 | 0.96938 | 0.24475 | 0 | 0 | 0 | Fail TRC; Fail PCT
[12 empty] | Commercial | Chilled Water System - Variable Speed Drives | Y | Schools K-12 | Existing | 3.1294 | 0.64886 | 4.8229 | 0 | 0 | 0 | Fail RIM; Pass PCT | [11 empty] | Commercial | Window Sun Protection | Y | Offices | Existing | 0.17761 | 0.73123 | 0.24289 | 0 | 0 | 0 | Fail TRC; Fail PCT
[12 empty] | Commercial | Chilled Water System - Variable Speed Drives | Y | Warehouse | Existing | 3.1294 | 0.64886 | 4.8229 | 0 | 0 | 0 | Fail RIM; Pass PCT | [11 empty] | Commercial | Window Sun Protection | Y | Restaurants | Existing | 0.17761 | 0.73123 | 0.24289 | 0 | 0 | 0 | Fail TRC; Fail PCT
[12 empty] | Commercial | Chilled Water System - Variable Speed Drives | Y | Assembly | New | 3.1294 | 0.64886 | 4.8229 | 0 | 0 | 0 | Fail RIM; Pass PCT | [11 empty] | Commercial | Window Sun Protection | Y | Retail | Existing | 0.17761 | 0.73123 | 0.24289 | 0 | 0 | 0 | Fail TRC; Fail PCT
[12 empty] | Commercial | Chilled Water System - Variable Speed Drives | Y | College and University | New | 3.1294 | 0.64886 | 4.8229 | 0 | 0 | 0 | Fail RIM; Pass PCT | [11 empty] | Commercial | Window Sun Protection | Y | Schools K-12 | Existing | 0.17761 | 0.73123 | 0.24289 | 0 | 0 | 0 | Fail TRC; Fail PCT
[12 empty] | Commercial | Chilled Water System - Variable Speed Drives | Y | Grocery | New | 3.1294 | 0.64886 | 4.8229 | 0 | 0 | 0 | Fail RIM; Pass PCT | [11 empty] | Commercial | Window Sun Protection | Y | Warehouse | Existing | 0.23725 | 0.96938 | 0.24475 | 0 | 0 | 0 | Fail TRC; Fail PCT
[12 empty] | Commercial | Chilled Water System - Variable Speed Drives | Y | Healthcare | New | 3.1294 | 0.64886 | 4.8229 | 0 | 0 | 0 | Fail RIM; Pass PCT | [11 empty] | Commercial | Window Sun Protection | Y | Assembly | New | 0.10656 | 0.73123 | 0.14573 | 0 | 0 | 0 | Fail TRC; Fail PCT
[12 empty] | Commercial | Chilled Water System - Variable Speed Drives | Y | Hospitals | New | 3.1294 | 0.64886 | 4.8229 | 0 | 0 | 0 | Fail RIM; Pass PCT | [11 empty] | Commercial | Window Sun Protection | Y | College and University | New | 0.10656 | 0.73123 | 0.14573 | 0 | 0 | 0 | Fail TRC; Fail PCT
[12 empty] | Commercial | Chilled Water System - Variable Speed Drives | Y | Institutional | New | 3.1294 | 0.64886 | 4.8229 | 0 | 0 | 0 | Fail RIM; Pass PCT | [11 empty] | Commercial | Window Sun Protection | Y | Grocery | New | 0.10656 | 0.73123 | 0.14573 | 0 | 0 | 0 | Fail TRC; Fail PCT
[12 empty] | Commercial | Chilled Water System - Variable Speed Drives | Y | Lodging/Hospitality | New | 3.1294 | 0.64886 | 4.8229 | 0 | 0 | 0 | Fail RIM; Pass PCT | [11 empty] | Commercial | Window Sun Protection | Y | Healthcare | New | 0.10656 | 0.73123 | 0.14573 | 0 | 0 | 0 | Fail TRC; Fail PCT
[12 empty] | Commercial | Chilled Water System - Variable Speed Drives | Y | Miscellaneous | New | 3.1294 | 0.64886 | 4.8229 | 0 | 0 | 0 | Fail RIM; Pass PCT | [11 empty] | Commercial | Window Sun Protection | Y | Hospitals | New | 0.10656 | 0.73123 | 0.14573 | 0 | 0 | 0 | Fail TRC; Fail PCT
[12 empty] | Commercial | Chilled Water System - Variable Speed Drives | Y | Offices | New | 3.1294 | 0.64886 | 4.8229 | 0 | 0 | 0 | Fail RIM; Pass PCT | [11 empty] | Commercial | Window Sun Protection | Y | Institutional | New | 0.10656 | 0.73123 | 0.14573 | 0 | 0 | 0 | Fail TRC; Fail PCT
[12 empty] | Commercial | Chilled Water System - Variable Speed Drives | Y | Restaurants | New | 3.1294 | 0.64886 | 4.8229 | 0 | 0 | 0 | Fail RIM; Pass PCT | [11 empty] | Commercial | Window Sun Protection | Y | Lodging/Hospitality | New | 0.1173 | 0.80217 | 0.14623 | 0 | 0 | 0 | Fail TRC; Fail PCT
[12 empty] | Commercial | Chilled Water System - Variable Speed Drives | Y | Retail | New | 3.1294 | 0.64886 | 4.8229 | 0 | 0 | 0 | Fail RIM; Pass PCT | [11 empty] | Commercial | Window Sun Protection | Y | Miscellaneous | New | 0.14235 | 0.96938 | 0.14685 | 0 | 0 | 0 | Fail TRC; Fail PCT
[12 empty] | Commercial | Chilled Water System - Variable Speed Drives | Y | Schools K-12 | New | 3.1294 | 0.64886 | 4.8229 | 0 | 0 | 0 | Fail RIM; Pass PCT | [11 empty] | Commercial | Window Sun Protection | Y | Offices | New | 0.10656 | 0.73123 | 0.14573 | 0 | 0 | 0 | Fail TRC; Fail PCT
[12 empty] | Commercial | Chilled Water System - Variable Speed Drives | Y | Warehouse | New | 3.1294 | 0.64886 | 4.8229 | 0 | 0 | 0 | Fail RIM; Pass PCT | [11 empty] | Commercial | Window Sun Protection | Y | Restaurants | New | 0.10656 | 0.73123 | 0.14573 | 0 | 0 | 0 | Fail TRC; Fail PCT
[12 empty] | Commercial | Cool Roof | Y | Assembly | Existing | 0.086192 | 0.67707 | 0.1273 | 0 | 0 | 0 | Fail RIM; Fail PCT | [11 empty] | Commercial | Window Sun Protection | Y | Retail | New | 0.10656 | 0.73123 | 0.14573 | 0 | 0 | 0 | Fail TRC; Fail PCT
[12 empty] | Commercial | Cool Roof | Y | College and University | Existing | 0.086192 | 0.67707 | 0.1273 | 0 | 0 | 0 | Fail RIM; Fail PCT | [11 empty] | Commercial | Window Sun Protection | Y | Schools K-12 | New | 0.10656 | 0.73123 | 0.14573 | 0 | 0 | 0 | Fail TRC; Fail PCT
[12 empty] | Commercial | Cool Roof | Y | Grocery | Existing | 0.086192 | 0.67707 | 0.1273 | 0 | 0 | 0 | Fail RIM; Fail PCT | [11 empty] | Commercial | Window Sun Protection | Y | Warehouse | New | 0.14235 | 0.96938 | 0.14685 | 0 | 0 | 0 | Fail TRC; Fail PCT
[12 empty] | Commercial | Cool Roof | Y | Healthcare | Existing | 0.086192 | 0.67707 | 0.1273 | 0 | 0 | 0 | Fail RIM; Fail PCT | [11 empty] | Commercial | Bi-Level Lighting Control (Interior) | Y | Assembly | Existing | 0.59287 | 0.71315 | 0.83134 | 0 | 0 | 0 | Fail TRC; Fail PCT
[12 empty] | Commercial | Cool Roof | Y | Hospitals | Existing | 0.086192 | 0.67707 | 0.1273 | 0 | 0 | 0 | Fail RIM; Fail PCT | [11 empty] | Commercial | Bi-Level Lighting Control (Interior) | Y | College and University | Existing | 0.90868 | 0.71315 | 1.2742 | 0 | 0 | 0 | Fail TRC; Pass PCT
[12 empty] | Commercial | Cool Roof | Y | Institutional | Existing | 0.086192 | 0.67707 | 0.1273 | 0 | 0 | 0 | Fail RIM; Fail PCT | [11 empty] | Commercial | Bi-Level Lighting Control (Interior) | Y | Institutional | Existing | 0.68007 | 0.71315 | 0.95361 | 0 | 0 | 0 | Fail TRC; Fail PCT
[12 empty] | Commercial | Cool Roof | Y | Lodging/Hospitality | Existing | 0.097726 | 0.76205 | 0.12824 | 0 | 0 | 0 | Fail RIM; Fail PCT | [11 empty] | Commercial | Bi-Level Lighting Control (Interior) | Y | Lodging/Hospitality | Existing | 0.75075 | 0.69149 | 1.0857 | 0 | 0 | 0 | Fail TRC; Pass PCT
[12 empty] | Commercial | Cool Roof | Y | Miscellaneous | Existing | 0.10294 | 0.82158 | 0.1253 | 0 | 0 | 0 | Fail RIM; Fail PCT | [11 empty] | Commercial | Bi-Level Lighting Control (Interior) | Y | Miscellaneous | Existing | 0.90868 | 0.71315 | 1.2742 | 0 | 0 | 0 | Fail TRC; Pass PCT
[12 empty] | Commercial | Cool Roof | Y | Offices | Existing | 0.086192 | 0.67707 | 0.1273 | 0 | 0 | 0 | Fail RIM; Fail PCT | [11 empty] | Commercial | Bi-Level Lighting Control (Interior) | Y | Offices | Existing | 0.67059 | 0.71315 | 0.94032 | 0 | 0 | 0 | Fail TRC; Fail PCT
[12 empty] | Commercial | Cool Roof | Y | Restaurants | Existing | 0.086192 | 0.67707 | 0.1273 | 0 | 0 | 0 | Fail RIM; Fail PCT | [11 empty] | Commercial | Bi-Level Lighting Control (Interior) | Y | Restaurants | Existing | 0.67136 | 0.69149 | 0.97089 | 0 | 0 | 0 | Fail TRC; Fail PCT
[12 empty] | Commercial | Cool Roof | Y | Retail | Existing | 0.086192 | 0.67707 | 0.1273 | 0 | 0 | 0 | Fail RIM; Fail PCT | [11 empty] | Commercial | Bi-Level Lighting Control (Interior) | Y | Retail | Existing | 0.99674 | 0.69149 | 1.4414 | 0 | 0 | 0 | Fail TRC; Pass PCT
[12 empty] | Commercial | Cool Roof | Y | Schools K-12 | Existing | 0.086192 | 0.67707 | 0.1273 | 0 | 0 | 0 | Fail RIM; Fail PCT | [11 empty] | Commercial | Bi-Level Lighting Control (Interior) | Y | Schools K-12 | Existing | 0.49042 | 0.71315 | 0.68768 | 0 | 0 | 0 | Fail TRC; Fail PCT
[12 empty] | Commercial | Cool Roof | Y | Warehouse | Existing | 0.10294 | 0.82158 | 0.1253 | 0 | 0 | 0 | Fail RIM; Fail PCT | [11 empty] | Commercial | Bi-Level Lighting Control (Interior) | Y | Warehouse | Existing | 0.7883 | 0.71315 | 1.1054 | 0 | 0 | 0 | Fail TRC; Pass PCT
[12 empty] | Commercial | Cool Roof | Y | Assembly | New | 0.085981 | 0.67707 | 0.12699 | 0 | 0 | 0 | Fail RIM; Fail PCT | [11 empty] | Commercial | Bi-Level Lighting Control (Interior) | Y | Assembly | New | 0.59287 | 0.71315 | 0.83134 | 0 | 0 | 0 | Fail TRC; Fail PCT
[12 empty] | Commercial | Cool Roof | Y | College and University | New | 0.085981 | 0.67707 | 0.12699 | 0 | 0 | 0 | Fail RIM; Fail PCT | [11 empty] | Commercial | Bi-Level Lighting Control (Interior) | Y | College and University | New | 0.90868 | 0.71315 | 1.2742 | 0 | 0 | 0 | Fail TRC; Pass PCT
[12 empty] | Commercial | Cool Roof | Y | Grocery | New | 0.085981 | 0.67707 | 0.12699 | 0 | 0 | 0 | Fail RIM; Fail PCT | [11 empty] | Commercial | Bi-Level Lighting Control (Interior) | Y | Institutional | New | 0.68007 | 0.71315 | 0.95361 | 0 | 0 | 0 | Fail TRC; Fail PCT
[12 empty] | Commercial | Cool Roof | Y | Healthcare | New | 0.085981 | 0.67707 | 0.12699 | 0 | 0 | 0 | Fail RIM; Fail PCT | [11 empty] | Commercial | Bi-Level Lighting Control (Interior) | Y | Lodging/Hospitality | New | 0.75075 | 0.69149 | 1.0857 | 0 | 0 | 0 | Fail TRC; Pass PCT
[12 empty] | Commercial | Cool Roof | Y | Hospitals | New | 0.085981 | 0.67707 | 0.12699 | 0 | 0 | 0 | Fail RIM; Fail PCT | [11 empty] | Commercial | Bi-Level Lighting Control (Interior) | Y | Miscellaneous | New | 0.90868 | 0.71315 | 1.2742 | 0 | 0 | 0 | Fail TRC; Pass PCT
[12 empty] | Commercial | Cool Roof | Y | Institutional | New | 0.085981 | 0.67707 | 0.12699 | 0 | 0 | 0 | Fail RIM; Fail PCT | [11 empty] | Commercial | Bi-Level Lighting Control (Interior) | Y | Offices | New | 0.67059 | 0.71315 | 0.94032 | 0 | 0 | 0 | Fail TRC; Fail PCT
[12 empty] | Commercial | Cool Roof | Y | Lodging/Hospitality | New | 0.097487 | 0.76205 | 0.12793 | 0 | 0 | 0 | Fail RIM; Fail PCT | [11 empty] | Commercial | Bi-Level Lighting Control (Interior) | Y | Restaurants | New | 0.67136 | 0.69149 | 0.97089 | 0 | 0 | 0 | Fail TRC; Fail PCT
[12 empty] | Commercial | Cool Roof | Y | Miscellaneous | New | 0.10269 | 0.82158 | 0.12499 | 0 | 0 | 0 | Fail RIM; Fail PCT | [11 empty] | Commercial | Bi-Level Lighting Control (Interior) | Y | Retail | New | 0.99674 | 0.69149 | 1.4414 | 0 | 0 | 0 | Fail TRC; Pass PCT
[12 empty] | Commercial | Cool Roof | Y | Offices | New | 0.085981 | 0.67707 | 0.12699 | 0 | 0 | 0 | Fail RIM; Fail PCT | [11 empty] | Commercial | Bi-Level Lighting Control (Interior) | Y | Schools K-12 | New | 0.49042 | 0.71315 | 0.68768 | 0 | 0 | 0 | Fail TRC; Fail PCT
[12 empty] | Commercial | Cool Roof | Y | Restaurants | New | 0.085981 | 0.67707 | 0.12699 | 0 | 0 | 0 | Fail RIM; Fail PCT | [11 empty] | Commercial | Bi-Level Lighting Control (Interior) | Y | Warehouse | New | 0.7883 | 0.71315 | 1.1054 | 0 | 0 | 0 | Fail TRC; Pass PCT
[12 empty] | Commercial | Cool Roof | Y | Retail | New | 0.085981 | 0.67707 | 0.12699 | 0 | 0 | 0 | Fail RIM; Fail PCT | [11 empty] | Commercial | Interior Lighting Controls | Y | Grocery | Existing | 2.2837 | 0.66156 | 3.452 | 0 | 0 | 0 | Pass TRC; Pass PCT; Fail 2-year Threshold
[12 empty] | Commercial | Cool Roof | Y | Schools K-12 | New | 0.085981 | 0.67707 | 0.12699 | 0 | 0 | 0 | Fail RIM; Fail PCT | [11 empty] | Commercial | Interior Lighting Controls | Y | Hospitals | Existing | 2.8019 | 0.66156 | 4.2353 | 0 | 0 | 0 | Pass TRC; Pass PCT; Fail 2-year Threshold
[12 empty] | Commercial | Cool Roof | Y | Warehouse | New | 0.10269 | 0.82158 | 0.12499 | 0 | 0 | 0 | Fail RIM; Fail PCT | [11 empty] | Commercial | Interior Lighting Controls | Y | Schools K-12 | Existing | 0.97997 | 0.66156 | 1.4813 | 0 | 0 | 0 | Fail TRC; Pass PCT
[12 empty] | Commercial | Dedicated Outdoor Air System on VRF unit | Y | Assembly | Existing | 0.58683 | 0.64902 | 0.90419 | 0 | 0 | 0 | Fail RIM; Fail PCT | [11 empty] | Commercial | Interior Lighting Controls | Y | Grocery | New | 2.2837 | 0.66156 | 3.452 | 0 | 0 | 0 | Pass TRC; Pass PCT; Fail 2-year Threshold
[12 empty] | Commercial | Dedicated Outdoor Air System on VRF unit | Y | College and University | Existing | 0.6765 | 0.68039 | 0.99428 | 0 | 0 | 0 | Fail RIM; Fail PCT | [11 empty] | Commercial | Interior Lighting Controls | Y | Hospitals | New | 2.8019 | 0.66156 | 4.2353 | 0 | 0 | 0 | Pass TRC; Pass PCT; Fail 2-year Threshold
[12 empty] | Commercial | Dedicated Outdoor Air System on VRF unit | Y | Grocery | Existing | 0.35115 | 0.64902 | 0.54105 | 0 | 0 | 0 | Fail RIM; Fail PCT | [11 empty] | Commercial | Interior Lighting Controls | Y | Schools K-12 | New | 0.97997 | 0.66156 | 1.4813 | 0 | 0 | 0 | Fail TRC; Pass PCT
[12 empty] | Commercial | Dedicated Outdoor Air System on VRF unit | Y | Healthcare | Existing | 1.2629 | 0.64902 | 1.9458 | 0 | 0 | 0 | Fail RIM; Pass PCT | [11 empty] | Commercial | Efficient Motor Belts | Y | Assembly | Existing | 0.13753 | 0.68795 | 0.19991 | 0 | 0 | 0 | Fail TRC; Fail PCT
[12 empty] | Commercial | Dedicated Outdoor Air System on VRF unit | Y | Hospitals | Existing | 1.2032 | 0.64902 | 1.8538 | 0 | 0 | 0 | Fail RIM; Pass PCT | [11 empty] | Commercial | Efficient Motor Belts | Y | College and University | Existing | 0.13317 | 0.66643 | 0.19983 | 0 | 0 | 0 | Fail TRC; Fail PCT
[12 empty] | Commercial | Dedicated Outdoor Air System on VRF unit | Y | Institutional | Existing | 0.32466 | 0.64902 | 0.50023 | 0 | 0 | 0 | Fail RIM; Fail PCT | [11 empty] | Commercial | Efficient Motor Belts | Y | Grocery | Existing | 0.13753 | 0.68795 | 0.19991 | 0 | 0 | 0 | Fail TRC; Fail PCT
[12 empty] | Commercial | Dedicated Outdoor Air System on VRF unit | Y | Lodging/Hospitality | Existing | 0.99685 | 0.68039 | 1.4651 | 0 | 0 | 0 | Fail RIM; Pass PCT | [11 empty] | Commercial | Efficient Motor Belts | Y | Healthcare | Existing | 0.13317 | 0.66643 | 0.19983 | 0 | 0 | 0 | Fail TRC; Fail PCT
[12 empty] | Commercial | Dedicated Outdoor Air System on VRF unit | Y | Miscellaneous | Existing | 0.32761 | 0.64902 | 0.50478 | 0 | 0 | 0 | Fail RIM; Fail PCT | [11 empty] | Commercial | Efficient Motor Belts | Y | Hospitals | Existing | 0.13317 | 0.66643 | 0.19983 | 0 | 0 | 0 | Fail TRC; Fail PCT
[12 empty] | Commercial | Dedicated Outdoor Air System on VRF unit | Y | Offices | Existing | 0.64795 | 0.64902 | 0.99836 | 0 | 0 | 0 | Fail RIM; Fail PCT | [11 empty] | Commercial | Efficient Motor Belts | Y | Institutional | Existing | 0.13753 | 0.68795 | 0.19991 | 0 | 0 | 0 | Fail TRC; Fail PCT
[12 empty] | Commercial | Dedicated Outdoor Air System on VRF unit | Y | Restaurants | Existing | 0.99874 | 0.64902 | 1.5388 | 0 | 0 | 0 | Fail RIM; Pass PCT | [11 empty] | Commercial | Efficient Motor Belts | Y | Lodging/Hospitality | Existing | 0.13317 | 0.66643 | 0.19983 | 0 | 0 | 0 | Fail TRC; Fail PCT
[12 empty] | Commercial | Dedicated Outdoor Air System on VRF unit | Y | Retail | Existing | 0.7694 | 0.64902 | 1.1855 | 0 | 0 | 0 | Fail RIM; Pass PCT | [11 empty] | Commercial | Efficient Motor Belts | Y | Miscellaneous | Existing | 0.13753 | 0.68795 | 0.19991 | 0 | 0 | 0 | Fail TRC; Fail PCT
[12 empty] | Commercial | Dedicated Outdoor Air System on VRF unit | Y | Schools K-12 | Existing | 0.67156 | 0.64902 | 1.0347 | 0 | 0 | 0 | Fail RIM; Pass PCT | [11 empty] | Commercial | Efficient Motor Belts | Y | Offices | Existing | 0.13753 | 0.68795 | 0.19991 | 0 | 0 | 0 | Fail TRC; Fail PCT
[12 empty] | Commercial | Dedicated Outdoor Air System on VRF unit | Y | Warehouse | Existing | 0.14948 | 0.64902 | 0.23032 | 0 | 0 | 0 | Fail RIM; Fail PCT | [11 empty] | Commercial | Efficient Motor Belts | Y | Restaurants | Existing | 0.13317 | 0.66643 | 0.19983 | 0 | 0 | 0 | Fail TRC; Fail PCT
[12 empty] | Commercial | Dedicated Outdoor Air System on VRF unit | Y | Assembly | New | 0.58683 | 0.64902 | 0.90419 | 0 | 0 | 0 | Fail RIM; Fail PCT | [11 empty] | Commercial | Efficient Motor Belts | Y | Retail | Existing | 0.13753 | 0.68795 | 0.19991 | 0 | 0 | 0 | Fail TRC; Fail PCT
[12 empty] | Commercial | Dedicated Outdoor Air System on VRF unit | Y | College and University | New | 0.6765 | 0.68039 | 0.99428 | 0 | 0 | 0 | Fail RIM; Fail PCT | [11 empty] | Commercial | Efficient Motor Belts | Y | Schools K-12 | Existing | 0.13317 | 0.66643 | 0.19983 | 0 | 0 | 0 | Fail TRC; Fail PCT
[12 empty] | Commercial | Dedicated Outdoor Air System on VRF unit | Y | Grocery | New | 0.35115 | 0.64902 | 0.54105 | 0 | 0 | 0 | Fail RIM; Fail PCT | [11 empty] | Commercial | Efficient Motor Belts | Y | Warehouse | Existing | 0.13753 | 0.68795 | 0.19991 | 0 | 0 | 0 | Fail TRC; Fail PCT
[12 empty] | Commercial | Dedicated Outdoor Air System on VRF unit | Y | Healthcare | New | 1.2629 | 0.64902 | 1.9458 | 0 | 0 | 0 | Fail RIM; Pass PCT | [11 empty] | Commercial | Efficient Motor Belts | Y | Assembly | New | 0.13753 | 0.68795 | 0.19991 | 0 | 0 | 0 | Fail TRC; Fail PCT
[12 empty] | Commercial | Dedicated Outdoor Air System on VRF unit | Y | Hospitals | New | 1.2032 | 0.64902 | 1.8538 | 0 | 0 | 0 | Fail RIM; Pass PCT | [11 empty] | Commercial | Efficient Motor Belts | Y | College and University | New | 0.13317 | 0.66643 | 0.19983 | 0 | 0 | 0 | Fail TRC; Fail PCT
[12 empty] | Commercial | Dedicated Outdoor Air System on VRF unit | Y | Institutional | New | 0.32466 | 0.64902 | 0.50023 | 0 | 0 | 0 | Fail RIM; Fail PCT | [11 empty] | Commercial | Efficient Motor Belts | Y | Grocery | New | 0.13753 | 0.68795 | 0.19991 | 0 | 0 | 0 | Fail TRC; Fail PCT
[12 empty] | Commercial | Dedicated Outdoor Air System on VRF unit | Y | Lodging/Hospitality | New | 0.99685 | 0.68039 | 1.4651 | 0 | 0 | 0 | Fail RIM; Pass PCT | [11 empty] | Commercial | Efficient Motor Belts | Y | Healthcare | New | 0.13317 | 0.66643 | 0.19983 | 0 | 0 | 0 | Fail TRC; Fail PCT
[12 empty] | Commercial | Dedicated Outdoor Air System on VRF unit | Y | Miscellaneous | New | 0.32761 | 0.64902 | 0.50478 | 0 | 0 | 0 | Fail RIM; Fail PCT | [11 empty] | Commercial | Efficient Motor Belts | Y | Hospitals | New | 0.13317 | 0.66643 | 0.19983 | 0 | 0 | 0 | Fail TRC; Fail PCT
[12 empty] | Commercial | Dedicated Outdoor Air System on VRF unit | Y | Offices | New | 0.64795 | 0.64902 | 0.99836 | 0 | 0 | 0 | Fail RIM; Fail PCT | [11 empty] | Commercial | Efficient Motor Belts | Y | Institutional | New | 0.13753 | 0.68795 | 0.19991 | 0 | 0 | 0 | Fail TRC; Fail PCT
[12 empty] | Commercial | Dedicated Outdoor Air System on VRF unit | Y | Restaurants | New | 0.99874 | 0.64902 | 1.5388 | 0 | 0 | 0 | Fail RIM; Pass PCT | [11 empty] | Commercial | Efficient Motor Belts | Y | Lodging/Hospitality | New | 0.13317 | 0.66643 | 0.19983 | 0 | 0 | 0 | Fail TRC; Fail PCT
[12 empty] | Commercial | Dedicated Outdoor Air System on VRF unit | Y | Retail | New | 0.7694 | 0.64902 | 1.1855 | 0 | 0 | 0 | Fail RIM; Pass PCT | [11 empty] | Commercial | Efficient Motor Belts | Y | Miscellaneous | New | 0.13753 | 0.68795 | 0.19991 | 0 | 0 | 0 | Fail TRC; Fail PCT
[12 empty] | Commercial | Dedicated Outdoor Air System on VRF unit | Y | Schools K-12 | New | 0.67156 | 0.64902 | 1.0347 | 0 | 0 | 0 | Fail RIM; Pass PCT | [11 empty] | Commercial | Efficient Motor Belts | Y | Offices | New | 0.13753 | 0.68795 | 0.19991 | 0 | 0 | 0 | Fail TRC; Fail PCT
[12 empty] | Commercial | Dedicated Outdoor Air System on VRF unit | Y | Warehouse | New | 0.14948 | 0.64902 | 0.23032 | 0 | 0 | 0 | Fail RIM; Fail PCT | [11 empty] | Commercial | Efficient Motor Belts | Y | Restaurants | New | 0.13317 | 0.66643 | 0.19983 | 0 | 0 | 0 | Fail TRC; Fail PCT
[12 empty] | Commercial | Destratification Fans | Y | Assembly | Existing | 0.058681 | 0.61469 | 0.095463 | 0 | 0 | 0 | Fail RIM; Fail PCT | [11 empty] | Commercial | Efficient Motor Belts | Y | Retail | New | 0.13753 | 0.68795 | 0.19991 | 0 | 0 | 0 | Fail TRC; Fail PCT
[12 empty] | Commercial | Destratification Fans | Y | College and University | Existing | 0.10675 | 0.61469 | 0.17366 | 0 | 0 | 0 | Fail RIM; Fail PCT | [11 empty] | Commercial | Efficient Motor Belts | Y | Schools K-12 | New | 0.13317 | 0.66643 | 0.19983 | 0 | 0 | 0 | Fail TRC; Fail PCT
[12 empty] | Commercial | Destratification Fans | Y | Grocery | Existing | 0.038447 | 0.61469 | 0.062546 | 0 | 0 | 0 | Fail RIM; Fail PCT | [11 empty] | Commercial | Efficient Motor Belts | Y | Warehouse | New | 0.13753 | 0.68795 | 0.19991 | 0 | 0 | 0 | Fail TRC; Fail PCT
[12 empty] | Commercial | Destratification Fans | Y | Healthcare | Existing | 0.096161 | 0.61469 | 0.15644 | 0 | 0 | 0 | Fail RIM; Fail PCT | [11 empty] | Commercial | Engine Block Timer | Y | Assembly | Existing | 0.87052 | 0.56468 | 1.5416 | 0 | 0 | 0 | Fail TRC; Pass PCT
[12 empty] | Commercial | Destratification Fans | Y | Hospitals | Existing | 0.18988 | 0.61469 | 0.30891 | 0 | 0 | 0 | Fail RIM; Fail PCT | [11 empty] | Commercial | Engine Block Timer | Y | College and University | Existing | 0.88558 | 0.57058 | 1.5521 | 0 | 0 | 0 | Fail TRC; Pass PCT
[12 empty] | Commercial | Destratification Fans | Y | Institutional | Existing | 0.021137 | 0.61469 | 0.034386 | 0 | 0 | 0 | Fail RIM; Fail PCT | [11 empty] | Commercial | Engine Block Timer | Y | Grocery | Existing | 0.87052 | 0.56468 | 1.5416 | 0 | 0 | 0 | Fail TRC; Pass PCT
[12 empty] | Commercial | Destratification Fans | Y | Lodging/Hospitality | Existing | 0.031886 | 0.61469 | 0.051873 | 0 | 0 | 0 | Fail RIM; Fail PCT | [11 empty] | Commercial | Engine Block Timer | Y | Healthcare | Existing | 0.87052 | 0.56468 | 1.5416 | 0 | 0 | 0 | Fail TRC; Pass PCT
[12 empty] | Commercial | Destratification Fans | Y | Miscellaneous | Existing | 0.048731 | 0.61469 | 0.079276 | 0 | 0 | 0 | Fail RIM; Fail PCT | [11 empty] | Commercial | Engine Block Timer | Y | Hospitals | Existing | 0.88558 | 0.57058 | 1.5521 | 0 | 0 | 0 | Fail TRC; Pass PCT
[12 empty] | Commercial | Destratification Fans | Y | Offices | Existing | 0.010673 | 0.61469 | 0.017363 | 0 | 0 | 0 | Fail RIM; Fail PCT | [11 empty] | Commercial | Engine Block Timer | Y | Institutional | Existing | 0.85865 | 0.55555 | 1.5456 | 0 | 0 | 0 | Fail TRC; Pass PCT
[12 empty] | Commercial | Destratification Fans | Y | Restaurants | Existing | 0.084352 | 0.61469 | 0.13723 | 0 | 0 | 0 | Fail RIM; Fail PCT | [11 empty] | Commercial | Engine Block Timer | Y | Lodging/Hospitality | Existing | 0.87052 | 0.56468 | 1.5416 | 0 | 0 | 0 | Fail TRC; Pass PCT
[12 empty] | Commercial | Destratification Fans | Y | Retail | Existing | 0.10094 | 0.61469 | 0.16421 | 0 | 0 | 0 | Fail RIM; Fail PCT | [11 empty] | Commercial | Engine Block Timer | Y | Miscellaneous | Existing | 0.85865 | 0.55555 | 1.5456 | 0 | 0 | 0 | Fail TRC; Pass PCT
[12 empty] | Commercial | Destratification Fans | Y | Schools K-12 | Existing | 0.31917 | 0.61469 | 0.51923 | 0 | 0 | 0 | Fail RIM; Fail PCT | [11 empty] | Commercial | Engine Block Timer | Y | Offices | Existing | 0.85865 | 0.55555 | 1.5456 | 0 | 0 | 0 | Fail TRC; Pass PCT
[12 empty] | Commercial | Destratification Fans | Y | Warehouse | Existing | 0.034987 | 0.61469 | 0.056918 | 0 | 0 | 0 | Fail RIM; Fail PCT | [11 empty] | Commercial | Engine Block Timer | Y | Restaurants | Existing | 0.85865 | 0.55555 | 1.5456 | 0 | 0 | 0 | Fail TRC; Pass PCT
[12 empty] | Commercial | Destratification Fans | Y | Assembly | New | 0.058681 | 0.61469 | 0.095463 | 0 | 0 | 0 | Fail RIM; Fail PCT | [11 empty] | Commercial | Engine Block Timer | Y | Retail | Existing | 0.85865 | 0.55555 | 1.5456 | 0 | 0 | 0 | Fail TRC; Pass PCT
[12 empty] | Commercial | Destratification Fans | Y | College and University | New | 0.10675 | 0.61469 | 0.17366 | 0 | 0 | 0 | Fail RIM; Fail PCT | [11 empty] | Commercial | Engine Block Timer | Y | Schools K-12 | Existing | 0.85865 | 0.55555 | 1.5456 | 0 | 0 | 0 | Fail TRC; Pass PCT
[12 empty] | Commercial | Destratification Fans | Y | Grocery | New | 0.038447 | 0.61469 | 0.062546 | 0 | 0 | 0 | Fail RIM; Fail PCT | [11 empty] | Commercial | Engine Block Timer | Y | Warehouse | Existing | 0.85865 | 0.55555 | 1.5456 | 0 | 0 | 0 | Fail TRC; Pass PCT
[12 empty] | Commercial | Destratification Fans | Y | Healthcare | New | 0.096161 | 0.61469 | 0.15644 | 0 | 0 | 0 | Fail RIM; Fail PCT | [11 empty] | Commercial | Engine Block Timer | Y | Assembly | New | 0.87052 | 0.56468 | 1.5416 | 0 | 0 | 0 | Fail TRC; Pass PCT
[12 empty] | Commercial | Destratification Fans | Y | Hospitals | New | 0.18988 | 0.61469 | 0.30891 | 0 | 0 | 0 | Fail RIM; Fail PCT | [11 empty] | Commercial | Engine Block Timer | Y | College and University | New | 0.88558 | 0.57058 | 1.5521 | 0 | 0 | 0 | Fail TRC; Pass PCT
[12 empty] | Commercial | Destratification Fans | Y | Institutional | New | 0.021137 | 0.61469 | 0.034386 | 0 | 0 | 0 | Fail RIM; Fail PCT | [11 empty] | Commercial | Engine Block Timer | Y | Grocery | New | 0.87052 | 0.56468 | 1.5416 | 0 | 0 | 0 | Fail TRC; Pass PCT
[12 empty] | Commercial | Destratification Fans | Y | Lodging/Hospitality | New | 0.031886 | 0.61469 | 0.051873 | 0 | 0 | 0 | Fail RIM; Fail PCT | [11 empty] | Commercial | Engine Block Timer | Y | Healthcare | New | 0.87052 | 0.56468 | 1.5416 | 0 | 0 | 0 | Fail TRC; Pass PCT
[12 empty] | Commercial | Destratification Fans | Y | Miscellaneous | New | 0.048731 | 0.61469 | 0.079276 | 0 | 0 | 0 | Fail RIM; Fail PCT | [11 empty] | Commercial | Engine Block Timer | Y | Hospitals | New | 0.88558 | 0.57058 | 1.5521 | 0 | 0 | 0 | Fail TRC; Pass PCT
[12 empty] | Commercial | Destratification Fans | Y | Offices | New | 0.010673 | 0.61469 | 0.017363 | 0 | 0 | 0 | Fail RIM; Fail PCT | [11 empty] | Commercial | Engine Block Timer | Y | Institutional | New | 0.85865 | 0.55555 | 1.5456 | 0 | 0 | 0 | Fail TRC; Pass PCT
[12 empty] | Commercial | Destratification Fans | Y | Restaurants | New | 0.084352 | 0.61469 | 0.13723 | 0 | 0 | 0 | Fail RIM; Fail PCT | [11 empty] | Commercial | Engine Block Timer | Y | Lodging/Hospitality | New | 0.87052 | 0.56468 | 1.5416 | 0 | 0 | 0 | Fail TRC; Pass PCT
[12 empty] | Commercial | Destratification Fans | Y | Retail | New | 0.10094 | 0.61469 | 0.16421 | 0 | 0 | 0 | Fail RIM; Fail PCT | [11 empty] | Commercial | Engine Block Timer | Y | Miscellaneous | New | 0.85865 | 0.55555 | 1.5456 | 0 | 0 | 0 | Fail TRC; Pass PCT
[12 empty] | Commercial | Destratification Fans | Y | Schools K-12 | New | 0.31917 | 0.61469 | 0.51923 | 0 | 0 | 0 | Fail RIM; Fail PCT | [11 empty] | Commercial | Engine Block Timer | Y | Offices | New | 0.85865 | 0.55555 | 1.5456 | 0 | 0 | 0 | Fail TRC; Pass PCT
[12 empty] | Commercial | Destratification Fans | Y | Warehouse | New | 0.034987 | 0.61469 | 0.056918 | 0 | 0 | 0 | Fail RIM; Fail PCT | [11 empty] | Commercial | Engine Block Timer | Y | Restaurants | New | 0.85865 | 0.55555 | 1.5456 | 0 | 0 | 0 | Fail TRC; Pass PCT
[12 empty] | Commercial | Duct Insulation | Y | Assembly | Existing | 0.039724 | 0.66286 | 0.059928 | 0 | 0 | 0 | Fail RIM; Fail PCT | [11 empty] | Commercial | Engine Block Timer | Y | Retail | New | 0.85865 | 0.55555 | 1.5456 | 0 | 0 | 0 | Fail TRC; Pass PCT
[12 empty] | Commercial | Duct Insulation | Y | College and University | Existing | 0.060201 | 0.66286 | 0.090819 | 0 | 0 | 0 | Fail RIM; Fail PCT | [11 empty] | Commercial | Engine Block Timer | Y | Schools K-12 | New | 0.85865 | 0.55555 | 1.5456 | 0 | 0 | 0 | Fail TRC; Pass PCT
[12 empty] | Commercial | Duct Insulation | Y | Grocery | Existing | 0.39109 | 0.66286 | 0.59 | 0 | 0 | 0 | Fail RIM; Fail PCT | [11 empty] | Commercial | Engine Block Timer | Y | Warehouse | New | 0.85865 | 0.55555 | 1.5456 | 0 | 0 | 0 | Fail TRC; Pass PCT
[12 empty] | Commercial | Duct Insulation | Y | Healthcare | Existing | 0.15986 | 0.66286 | 0.24116 | 0 | 0 | 0 | Fail RIM; Fail PCT | [11 empty] | Commercial | Regenerative Drive Elevator Motor | Y | Assembly | Existing | 0.14108 | 0.68512 | 0.20591 | 0 | 0 | 0 | Fail TRC; Fail PCT
[12 empty] | Commercial | Duct Insulation | Y | Hospitals | Existing | 0.15986 | 0.66286 | 0.24116 | 0 | 0 | 0 | Fail RIM; Fail PCT | [11 empty] | Commercial | Regenerative Drive Elevator Motor | Y | College and University | Existing | 0.13601 | 0.66083 | 0.20581 | 0 | 0 | 0 | Fail TRC; Fail PCT
[12 empty] | Commercial | Duct Insulation | Y | Institutional | Existing | 0.18023 | 0.66286 | 0.2719 | 0 | 0 | 0 | Fail RIM; Fail PCT | [11 empty] | Commercial | Regenerative Drive Elevator Motor | Y | Grocery | Existing | 0.14108 | 0.68512 | 0.20591 | 0 | 0 | 0 | Fail TRC; Fail PCT
[12 empty] | Commercial | Duct Insulation | Y | Lodging/Hospitality | Existing | 0.090227 | 0.66286 | 0.13612 | 0 | 0 | 0 | Fail RIM; Fail PCT | [11 empty] | Commercial | Regenerative Drive Elevator Motor | Y | Healthcare | Existing | 0.13601 | 0.66083 | 0.20581 | 0 | 0 | 0 | Fail TRC; Fail PCT
[12 empty] | Commercial | Duct Insulation | Y | Miscellaneous | Existing | 0.12279 | 0.66286 | 0.18524 | 0 | 0 | 0 | Fail RIM; Fail PCT | [11 empty] | Commercial | Regenerative Drive Elevator Motor | Y | Hospitals | Existing | 0.13601 | 0.66083 | 0.20581 | 0 | 0 | 0 | Fail TRC; Fail PCT
[12 empty] | Commercial | Duct Insulation | Y | Offices | Existing | 0.16494 | 0.66286 | 0.24883 | 0 | 0 | 0 | Fail RIM; Fail PCT | [11 empty] | Commercial | Regenerative Drive Elevator Motor | Y | Institutional | Existing | 0.14108 | 0.68512 | 0.20591 | 0 | 0 | 0 | Fail TRC; Fail PCT
[12 empty] | Commercial | Duct Insulation | Y | Restaurants | Existing | 0.37799 | 0.66286 | 0.57024 | 0 | 0 | 0 | Fail RIM; Fail PCT | [11 empty] | Commercial | Regenerative Drive Elevator Motor | Y | Lodging/Hospitality | Existing | 0.13601 | 0.66083 | 0.20581 | 0 | 0 | 0 | Fail TRC; Fail PCT
[12 empty] | Commercial | Duct Insulation | Y | Retail | Existing | 0.073284 | 0.66286 | 0.11056 | 0 | 0 | 0 | Fail RIM; Fail PCT | [11 empty] | Commercial | Regenerative Drive Elevator Motor | Y | Miscellaneous | Existing | 0.14108 | 0.68512 | 0.20591 | 0 | 0 | 0 | Fail TRC; Fail PCT
[12 empty] | Commercial | Duct Insulation | Y | Schools K-12 | Existing | 0.060201 | 0.66286 | 0.090819 | 0 | 0 | 0 | Fail RIM; Fail PCT | [11 empty] | Commercial | Regenerative Drive Elevator Motor | Y | Offices | Existing | 0.14108 | 0.68512 | 0.20591 | 0 | 0 | 0 | Fail TRC; Fail PCT
[12 empty] | Commercial | Duct Insulation | Y | Warehouse | Existing | 0.019382 | 0.66286 | 0.029239 | 0 | 0 | 0 | Fail RIM; Fail PCT | [11 empty] | Commercial | Regenerative Drive Elevator Motor | Y | Restaurants | Existing | 0.13601 | 0.66083 | 0.20581 | 0 | 0 | 0 | Fail TRC; Fail PCT
[12 empty] | Commercial | Duct Insulation | Y | Assembly | New | 0.039724 | 0.66286 | 0.059928 | 0 | 0 | 0 | Fail RIM; Fail PCT | [11 empty] | Commercial | Regenerative Drive Elevator Motor | Y | Retail | Existing | 0.14108 | 0.68512 | 0.20591 | 0 | 0 | 0 | Fail TRC; Fail PCT
[12 empty] | Commercial | Duct Insulation | Y | College and University | New | 0.060201 | 0.66286 | 0.090819 | 0 | 0 | 0 | Fail RIM; Fail PCT | [11 empty] | Commercial | Regenerative Drive Elevator Motor | Y | Schools K-12 | Existing | 0.13601 | 0.66083 | 0.20581 | 0 | 0 | 0 | Fail TRC; Fail PCT
[12 empty] | Commercial | Duct Insulation | Y | Grocery | New | 0.39109 | 0.66286 | 0.59 | 0 | 0 | 0 | Fail RIM; Fail PCT | [11 empty] | Commercial | Regenerative Drive Elevator Motor | Y | Warehouse | Existing | 0.14108 | 0.68512 | 0.20591 | 0 | 0 | 0 | Fail TRC; Fail PCT
[12 empty] | Commercial | Duct Insulation | Y | Healthcare | New | 0.15986 | 0.66286 | 0.24116 | 0 | 0 | 0 | Fail RIM; Fail PCT | [11 empty] | Commercial | Regenerative Drive Elevator Motor | Y | Assembly | New | 0.14108 | 0.68512 | 0.20591 | 0 | 0 | 0 | Fail TRC; Fail PCT
[12 empty] | Commercial | Duct Insulation | Y | Hospitals | New | 0.15986 | 0.66286 | 0.24116 | 0 | 0 | 0 | Fail RIM; Fail PCT | [11 empty] | Commercial | Regenerative Drive Elevator Motor | Y | College and University | New | 0.13601 | 0.66083 | 0.20581 | 0 | 0 | 0 | Fail TRC; Fail PCT
[12 empty] | Commercial | Duct Insulation | Y | Institutional | New | 0.18023 | 0.66286 | 0.2719 | 0 | 0 | 0 | Fail RIM; Fail PCT | [11 empty] | Commercial | Regenerative Drive Elevator Motor | Y | Grocery | New | 0.14108 | 0.68512 | 0.20591 | 0 | 0 | 0 | Fail TRC; Fail PCT
[12 empty] | Commercial | Duct Insulation | Y | Lodging/Hospitality | New | 0.090227 | 0.66286 | 0.13612 | 0 | 0 | 0 | Fail RIM; Fail PCT | [11 empty] | Commercial | Regenerative Drive Elevator Motor | Y | Healthcare | New | 0.13601 | 0.66083 | 0.20581 | 0 | 0 | 0 | Fail TRC; Fail PCT
[12 empty] | Commercial | Duct Insulation | Y | Miscellaneous | New | 0.12279 | 0.66286 | 0.18524 | 0 | 0 | 0 | Fail RIM; Fail PCT | [11 empty] | Commercial | Regenerative Drive Elevator Motor | Y | Hospitals | New | 0.13601 | 0.66083 | 0.20581 | 0 | 0 | 0 | Fail TRC; Fail PCT
[12 empty] | Commercial | Duct Insulation | Y | Offices | New | 0.16494 | 0.66286 | 0.24883 | 0 | 0 | 0 | Fail RIM; Fail PCT | [11 empty] | Commercial | Regenerative Drive Elevator Motor | Y | Institutional | New | 0.14108 | 0.68512 | 0.20591 | 0 | 0 | 0 | Fail TRC; Fail PCT
[12 empty] | Commercial | Duct Insulation | Y | Restaurants | New | 0.37799 | 0.66286 | 0.57024 | 0 | 0 | 0 | Fail RIM; Fail PCT | [11 empty] | Commercial | Regenerative Drive Elevator Motor | Y | Lodging/Hospitality | New | 0.13601 | 0.66083 | 0.20581 | 0 | 0 | 0 | Fail TRC; Fail PCT
[12 empty] | Commercial | Duct Insulation | Y | Retail | New | 0.073284 | 0.66286 | 0.11056 | 0 | 0 | 0 | Fail RIM; Fail PCT | [11 empty] | Commercial | Regenerative Drive Elevator Motor | Y | Miscellaneous | New | 0.14108 | 0.68512 | 0.20591 | 0 | 0 | 0 | Fail TRC; Fail PCT
[12 empty] | Commercial | Duct Insulation | Y | Schools K-12 | New | 0.060201 | 0.66286 | 0.090819 | 0 | 0 | 0 | Fail RIM; Fail PCT | [11 empty] | Commercial | Regenerative Drive Elevator Motor | Y | Offices | New | 0.14108 | 0.68512 | 0.20591 | 0 | 0 | 0 | Fail TRC; Fail PCT
[12 empty] | Commercial | Duct Insulation | Y | Warehouse | New | 0.019382 | 0.66286 | 0.029239 | 0 | 0 | 0 | Fail RIM; Fail PCT | [11 empty] | Commercial | Regenerative Drive Elevator Motor | Y | Restaurants | New | 0.13601 | 0.66083 | 0.20581 | 0 | 0 | 0 | Fail TRC; Fail PCT
[12 empty] | Commercial | Duct Sealing Repair | Y | Assembly | Existing | 2.0055 | 0.65534 | 3.0603 | 0 | 0 | 0 | Fail RIM; Pass PCT | [11 empty] | Commercial | Regenerative Drive Elevator Motor | Y | Retail | New | 0.14108 | 0.68512 | 0.20591 | 0 | 0 | 0 | Fail TRC; Fail PCT
[12 empty] | Commercial | Duct Sealing Repair | Y | College and University | Existing | 3.0394 | 0.65534 | 4.6378 | 0 | 0 | 0 | Fail RIM; Pass PCT | [11 empty] | Commercial | Regenerative Drive Elevator Motor | Y | Schools K-12 | New | 0.13601 | 0.66083 | 0.20581 | 0 | 0 | 0 | Fail TRC; Fail PCT
[12 empty] | Commercial | Duct Sealing Repair | Y | Grocery | Existing | 19.745 | 0.65534 | 30.1292 | 0 | 0 | 0 | Fail RIM; Pass PCT | [11 empty] | Commercial | Regenerative Drive Elevator Motor | Y | Warehouse | New | 0.14108 | 0.68512 | 0.20591 | 0 | 0 | 0 | Fail TRC; Fail PCT
[12 empty] | Commercial | Duct Sealing Repair | Y | Healthcare | Existing | 8.0707 | 0.65534 | 12.3152 | 0 | 0 | 0 | Fail RIM; Pass PCT | [11 empty] | Commercial | Network PC Power Management | Y | Warehouse | Existing | 0.95862 | 0.60346 | 1.5885 | 0 | 0 | 0 | Fail TRC; Pass PCT
[12 empty] | Commercial | Duct Sealing Repair | Y | Hospitals | Existing | 8.0707 | 0.65534 | 12.3152 | 0 | 0 | 0 | Fail RIM; Pass PCT | [11 empty] | Commercial | Network PC Power Management | Y | Warehouse | New | 0.95862 | 0.60346 | 1.5885 | 0 | 0 | 0 | Fail TRC; Pass PCT
[12 empty] | Commercial | Duct Sealing Repair | Y | Institutional | Existing | 9.0994 | 0.65534 | 13.8849 | 0 | 0 | 0 | Fail RIM; Pass PCT | [11 empty] | Commercial | Smart Strip Plug Outlet | Y | Assembly | Existing | 1.292 | 0.5992 | 2.1562 | 0 | 0 | 0 | Pass TRC; Pass PCT; Fail 2-year Threshold
[12 empty] | Commercial | Duct Sealing Repair | Y | Lodging/Hospitality | Existing | 4.5553 | 0.65534 | 6.951 | 0 | 0 | 0 | Fail RIM; Pass PCT | [11 empty] | Commercial | Smart Strip Plug Outlet | Y | College and University | Existing | 1.6302 | 0.57544 | 2.833 | 0 | 0 | 0 | Pass TRC; Pass PCT; Fail 2-year Threshold
[12 empty] | Commercial | Duct Sealing Repair | Y | Miscellaneous | Existing | 6.1993 | 0.65534 | 9.4596 | 0 | 0 | 0 | Fail RIM; Pass PCT | [11 empty] | Commercial | Smart Strip Plug Outlet | Y | Grocery | Existing | 1.5789 | 0.57544 | 2.7439 | 0 | 0 | 0 | Pass TRC; Pass PCT; Fail 2-year Threshold
[12 empty] | Commercial | Duct Sealing Repair | Y | Offices | Existing | 8.3274 | 0.65534 | 12.7069 | 0 | 0 | 0 | Fail RIM; Pass PCT | [11 empty] | Commercial | Smart Strip Plug Outlet | Y | Healthcare | Existing | 2.219 | 0.57544 | 3.8562 | 0 | 0 | 0 | Pass TRC; Pass PCT; Fail 2-year Threshold
[12 empty] | Commercial | Duct Sealing Repair | Y | Restaurants | Existing | 19.0836 | 0.65534 | 29.1199 | 0 | 0 | 0 | Fail RIM; Pass PCT | [11 empty] | Commercial | Smart Strip Plug Outlet | Y | Hospitals | Existing | 2.433 | 0.57544 | 4.228 | 0 | 0 | 0 | Pass TRC; Pass PCT; Fail 2-year Threshold
[12 empty] | Commercial | Duct Sealing Repair | Y | Retail | Existing | 3.6999 | 0.65534 | 5.6458 | 0 | 0 | 0 | Fail RIM; Pass PCT | [11 empty] | Commercial | Smart Strip Plug Outlet | Y | Institutional | Existing | 2.1093 | 0.5992 | 3.5202 | 0 | 0 | 0 | Pass TRC; Pass PCT; Fail 2-year Threshold
[12 empty] | Commercial | Duct Sealing Repair | Y | Schools K-12 | Existing | 3.0394 | 0.65534 | 4.6378 | 0 | 0 | 0 | Fail RIM; Pass PCT | [11 empty] | Commercial | Smart Strip Plug Outlet | Y | Lodging/Hospitality | Existing | 1.822 | 0.57544 | 3.1663 | 0 | 0 | 0 | Pass TRC; Pass PCT; Fail 2-year Threshold
[12 empty] | Commercial | Duct Sealing Repair | Y | Warehouse | Existing | 0.97852 | 0.65534 | 1.4931 | 0 | 0 | 0 | Fail RIM; Pass PCT | [11 empty] | Commercial | Smart Strip Plug Outlet | Y | Miscellaneous | Existing | 2.5747 | 0.5992 | 4.2969 | 0 | 0 | 0 | Pass TRC; Pass PCT; Fail 2-year Threshold
[12 empty] | Commercial | Duct Sealing Repair | Y | Assembly | New | 2.0055 | 0.65534 | 3.0603 | 0 | 0 | 0 | Fail RIM; Pass PCT | [11 empty] | Commercial | Smart Strip Plug Outlet | Y | Offices | Existing | 1.5399 | 0.57544 | 2.6761 | 0 | 0 | 0 | Pass TRC; Pass PCT; Fail 2-year Threshold
[12 empty] | Commercial | Duct Sealing Repair | Y | College and University | New | 3.0394 | 0.65534 | 4.6378 | 0 | 0 | 0 | Fail RIM; Pass PCT | [11 empty] | Commercial | Smart Strip Plug Outlet | Y | Restaurants | Existing | 1.5459 | 0.5992 | 2.5799 | 0 | 0 | 0 | Pass TRC; Pass PCT; Fail 2-year Threshold
[12 empty] | Commercial | Duct Sealing Repair | Y | Grocery | New | 19.745 | 0.65534 | 30.1292 | 0 | 0 | 0 | Fail RIM; Pass PCT | [11 empty] | Commercial | Smart Strip Plug Outlet | Y | Retail | Existing | 0.67172 | 0.57544 | 1.1673 | 0 | 0 | 0 | Fail TRC; Pass PCT
[12 empty] | Commercial | Duct Sealing Repair | Y | Healthcare | New | 8.0707 | 0.65534 | 12.3152 | 0 | 0 | 0 | Fail RIM; Pass PCT | [11 empty] | Commercial | Smart Strip Plug Outlet | Y | Schools K-12 | Existing | 2.2354 | 0.57544 | 3.8846 | 0 | 0 | 0 | Pass TRC; Pass PCT; Fail 2-year Threshold
[12 empty] | Commercial | Duct Sealing Repair | Y | Hospitals | New | 8.0707 | 0.65534 | 12.3152 | 0 | 0 | 0 | Fail RIM; Pass PCT | [11 empty] | Commercial | Smart Strip Plug Outlet | Y | Warehouse | Existing | 0.19012 | 0.5992 | 0.31728 | 0 | 0 | 0 | Fail TRC; Fail PCT
[12 empty] | Commercial | Duct Sealing Repair | Y | Institutional | New | 9.0994 | 0.65534 | 13.8849 | 0 | 0 | 0 | Fail RIM; Pass PCT | [11 empty] | Commercial | Smart Strip Plug Outlet | Y | Assembly | New | 1.292 | 0.5992 | 2.1562 | 0 | 0 | 0 | Pass TRC; Pass PCT; Fail 2-year Threshold
[12 empty] | Commercial | Duct Sealing Repair | Y | Lodging/Hospitality | New | 4.5553 | 0.65534 | 6.951 | 0 | 0 | 0 | Fail RIM; Pass PCT | [11 empty] | Commercial | Smart Strip Plug Outlet | Y | College and University | New | 1.6302 | 0.57544 | 2.833 | 0 | 0 | 0 | Pass TRC; Pass PCT; Fail 2-year Threshold
[12 empty] | Commercial | Duct Sealing Repair | Y | Miscellaneous | New | 6.1993 | 0.65534 | 9.4596 | 0 | 0 | 0 | Fail RIM; Pass PCT | [11 empty] | Commercial | Smart Strip Plug Outlet | Y | Grocery | New | 1.5789 | 0.57544 | 2.7439 | 0 | 0 | 0 | Pass TRC; Pass PCT; Fail 2-year Threshold
[12 empty] | Commercial | Duct Sealing Repair | Y | Offices | New | 8.3274 | 0.65534 | 12.7069 | 0 | 0 | 0 | Fail RIM; Pass PCT | [11 empty] | Commercial | Smart Strip Plug Outlet | Y | Healthcare | New | 2.219 | 0.57544 | 3.8562 | 0 | 0 | 0 | Pass TRC; Pass PCT; Fail 2-year Threshold
[12 empty] | Commercial | Duct Sealing Repair | Y | Restaurants | New | 19.0836 | 0.65534 | 29.1199 | 0 | 0 | 0 | Fail RIM; Pass PCT | [11 empty] | Commercial | Smart Strip Plug Outlet | Y | Hospitals | New | 2.433 | 0.57544 | 4.228 | 0 | 0 | 0 | Pass TRC; Pass PCT; Fail 2-year Threshold
[12 empty] | Commercial | Duct Sealing Repair | Y | Retail | New | 3.6999 | 0.65534 | 5.6458 | 0 | 0 | 0 | Fail RIM; Pass PCT | [11 empty] | Commercial | Smart Strip Plug Outlet | Y | Institutional | New | 2.1093 | 0.5992 | 3.5202 | 0 | 0 | 0 | Pass TRC; Pass PCT; Fail 2-year Threshold
[12 empty] | Commercial | Duct Sealing Repair | Y | Schools K-12 | New | 3.0394 | 0.65534 | 4.6378 | 0 | 0 | 0 | Fail RIM; Pass PCT | [11 empty] | Commercial | Smart Strip Plug Outlet | Y | Lodging/Hospitality | New | 1.822 | 0.57544 | 3.1663 | 0 | 0 | 0 | Pass TRC; Pass PCT; Fail 2-year Threshold
[12 empty] | Commercial | Duct Sealing Repair | Y | Warehouse | New | 0.97852 | 0.65534 | 1.4931 | 0 | 0 | 0 | Fail RIM; Pass PCT | [11 empty] | Commercial | Smart Strip Plug Outlet | Y | Miscellaneous | New | 2.5747 | 0.5992 | 4.2969 | 0 | 0 | 0 | Pass TRC; Pass PCT; Fail 2-year Threshold
[12 empty] | Commercial | ECM Motors on Furnaces | Y | Assembly | Existing | 1.3162 | 0.68991 | 1.9077 | 0 | 0 | 0 | Fail RIM; Pass PCT | [11 empty] | Commercial | Smart Strip Plug Outlet | Y | Offices | New | 1.5399 | 0.57544 | 2.6761 | 0 | 0 | 0 | Pass TRC; Pass PCT; Fail 2-year Threshold
[12 empty] | Commercial | ECM Motors on Furnaces | Y | College and University | Existing | 1.2739 | 0.66777 | 1.9077 | 0 | 0 | 0 | Fail RIM; Pass PCT | [11 empty] | Commercial | Smart Strip Plug Outlet | Y | Restaurants | New | 1.5459 | 0.5992 | 2.5799 | 0 | 0 | 0 | Pass TRC; Pass PCT; Fail 2-year Threshold
[12 empty] | Commercial | ECM Motors on Furnaces | Y | Grocery | Existing | 2.0986 | 0.63957 | 3.2813 | 0 | 0 | 0 | Fail RIM; Pass PCT | [11 empty] | Commercial | Smart Strip Plug Outlet | Y | Retail | New | 0.67172 | 0.57544 | 1.1673 | 0 | 0 | 0 | Fail TRC; Pass PCT
[12 empty] | Commercial | ECM Motors on Furnaces | Y | Healthcare | Existing | 2.0637 | 0.68991 | 2.9913 | 0 | 0 | 0 | Fail RIM; Pass PCT | [11 empty] | Commercial | Smart Strip Plug Outlet | Y | Schools K-12 | New | 2.2354 | 0.57544 | 3.8846 | 0 | 0 | 0 | Pass TRC; Pass PCT; Fail 2-year Threshold
[12 empty] | Commercial | ECM Motors on Furnaces | Y | Hospitals | Existing | 2.2727 | 0.66777 | 3.4034 | 0 | 0 | 0 | Fail RIM; Pass PCT | [11 empty] | Commercial | Smart Strip Plug Outlet | Y | Warehouse | New | 0.19012 | 0.5992 | 0.31728 | 0 | 0 | 0 | Fail TRC; Fail PCT
[12 empty] | Commercial | ECM Motors on Furnaces | Y | Institutional | Existing | 1.1477 | 0.68991 | 1.6635 | 0 | 0 | 0 | Fail RIM; Pass PCT | [11 empty] | Commercial | Anti-Sweat Controls | Y | Assembly | Existing | 2.7527 | 0.65894 | 4.1775 | 0 | 0 | 0 | Pass TRC; Pass PCT; Fail 2-year Threshold
[12 empty] | Commercial | ECM Motors on Furnaces | Y | Lodging/Hospitality | Existing | 1.2885 | 0.63957 | 2.0146 | 0 | 0 | 0 | Fail RIM; Pass PCT | [11 empty] | Commercial | Anti-Sweat Controls | Y | College and University | Existing | 2.8243 | 0.67426 | 4.1887 | 0 | 0 | 0 | Pass TRC; Pass PCT; Fail 2-year Threshold
[12 empty] | Commercial | ECM Motors on Furnaces | Y | Miscellaneous | Existing | 0.72652 | 0.68991 | 1.0531 | 0 | 0 | 0 | Fail RIM; Pass PCT | [11 empty] | Commercial | Anti-Sweat Controls | Y | Grocery | Existing | 2.7527 | 0.65894 | 4.1775 | 0 | 0 | 0 | Pass TRC; Pass PCT; Fail 2-year Threshold
[12 empty] | Commercial | ECM Motors on Furnaces | Y | Offices | Existing | 0.76864 | 0.68991 | 1.1141 | 0 | 0 | 0 | Fail RIM; Pass PCT | [11 empty] | Commercial | Anti-Sweat Controls | Y | Healthcare | Existing | 2.8243 | 0.67426 | 4.1887 | 0 | 0 | 0 | Pass TRC; Pass PCT; Fail 2-year Threshold
[12 empty] | Commercial | ECM Motors on Furnaces | Y | Restaurants | Existing | 4.4998 | 0.63957 | 7.0357 | 0 | 0 | 0 | Fail RIM; Pass PCT | [11 empty] | Commercial | Anti-Sweat Controls | Y | Hospitals | Existing | 2.8243 | 0.67426 | 4.1887 | 0 | 0 | 0 | Pass TRC; Pass PCT; Fail 2-year Threshold
[12 empty] | Commercial | ECM Motors on Furnaces | Y | Retail | Existing | 2.8209 | 0.63957 | 4.4107 | 0 | 0 | 0 | Fail RIM; Pass PCT | [11 empty] | Commercial | Anti-Sweat Controls | Y | Institutional | Existing | 2.7527 | 0.65894 | 4.1775 | 0 | 0 | 0 | Pass TRC; Pass PCT; Fail 2-year Threshold
[12 empty] | Commercial | ECM Motors on Furnaces | Y | Schools K-12 | Existing | 2.8008 | 0.68991 | 4.0596 | 0 | 0 | 0 | Fail RIM; Pass PCT | [11 empty] | Commercial | Anti-Sweat Controls | Y | Lodging/Hospitality | Existing | 2.8243 | 0.67426 | 4.1887 | 0 | 0 | 0 | Pass TRC; Pass PCT; Fail 2-year Threshold
[12 empty] | Commercial | ECM Motors on Furnaces | Y | Warehouse | Existing | 0.72652 | 0.68991 | 1.0531 | 0 | 0 | 0 | Fail RIM; Pass PCT | [11 empty] | Commercial | Anti-Sweat Controls | Y | Miscellaneous | Existing | 2.7527 | 0.65894 | 4.1775 | 0 | 0 | 0 | Pass TRC; Pass PCT; Fail 2-year Threshold
[12 empty] | Commercial | ECM Motors on Furnaces | Y | Assembly | New | 1.3162 | 0.68991 | 1.9077 | 0 | 0 | 0 | Fail RIM; Pass PCT | [11 empty] | Commercial | Anti-Sweat Controls | Y | Offices | Existing | 2.7527 | 0.65894 | 4.1775 | 0 | 0 | 0 | Pass TRC; Pass PCT; Fail 2-year Threshold
[12 empty] | Commercial | ECM Motors on Furnaces | Y | College and University | New | 1.2739 | 0.66777 | 1.9077 | 0 | 0 | 0 | Fail RIM; Pass PCT | [11 empty] | Commercial | Anti-Sweat Controls | Y | Restaurants | Existing | 2.8243 | 0.67426 | 4.1887 | 0 | 0 | 0 | Pass TRC; Pass PCT; Fail 2-year Threshold
[12 empty] | Commercial | ECM Motors on Furnaces | Y | Grocery | New | 2.0986 | 0.63957 | 3.2813 | 0 | 0 | 0 | Fail RIM; Pass PCT | [11 empty] | Commercial | Anti-Sweat Controls | Y | Retail | Existing | 2.7527 | 0.65894 | 4.1775 | 0 | 0 | 0 | Pass TRC; Pass PCT; Fail 2-year Threshold
[12 empty] | Commercial | ECM Motors on Furnaces | Y | Healthcare | New | 2.0637 | 0.68991 | 2.9913 | 0 | 0 | 0 | Fail RIM; Pass PCT | [11 empty] | Commercial | Anti-Sweat Controls | Y | Schools K-12 | Existing | 2.8243 | 0.67426 | 4.1887 | 0 | 0 | 0 | Pass TRC; Pass PCT; Fail 2-year Threshold
[12 empty] | Commercial | ECM Motors on Furnaces | Y | Hospitals | New | 2.2727 | 0.66777 | 3.4034 | 0 | 0 | 0 | Fail RIM; Pass PCT | [11 empty] | Commercial | Anti-Sweat Controls | Y | Warehouse | Existing | 2.7527 | 0.65894 | 4.1775 | 0 | 0 | 0 | Pass TRC; Pass PCT; Fail 2-year Threshold
[12 empty] | Commercial | ECM Motors on Furnaces | Y | Institutional | New | 1.1477 | 0.68991 | 1.6635 | 0 | 0 | 0 | Fail RIM; Pass PCT | [11 empty] | Commercial | Anti-Sweat Controls | Y | Assembly | New | 2.7527 | 0.65894 | 4.1775 | 0 | 0 | 0 | Pass TRC; Pass PCT; Fail 2-year Threshold
[12 empty] | Commercial | ECM Motors on Furnaces | Y | Lodging/Hospitality | New | 1.2885 | 0.63957 | 2.0146 | 0 | 0 | 0 | Fail RIM; Pass PCT | [11 empty] | Commercial | Anti-Sweat Controls | Y | College and University | New | 2.8243 | 0.67426 | 4.1887 | 0 | 0 | 0 | Pass TRC; Pass PCT; Fail 2-year Threshold
[12 empty] | Commercial | ECM Motors on Furnaces | Y | Miscellaneous | New | 0.72652 | 0.68991 | 1.0531 | 0 | 0 | 0 | Fail RIM; Pass PCT | [11 empty] | Commercial | Anti-Sweat Controls | Y | Grocery | New | 2.7527 | 0.65894 | 4.1775 | 0 | 0 | 0 | Pass TRC; Pass PCT; Fail 2-year Threshold
[12 empty] | Commercial | ECM Motors on Furnaces | Y | Offices | New | 0.76864 | 0.68991 | 1.1141 | 0 | 0 | 0 | Fail RIM; Pass PCT | [11 empty] | Commercial | Anti-Sweat Controls | Y | Healthcare | New | 2.8243 | 0.67426 | 4.1887 | 0 | 0 | 0 | Pass TRC; Pass PCT; Fail 2-year Threshold
[12 empty] | Commercial | ECM Motors on Furnaces | Y | Restaurants | New | 4.4998 | 0.63957 | 7.0357 | 0 | 0 | 0 | Fail RIM; Pass PCT | [11 empty] | Commercial | Anti-Sweat Controls | Y | Hospitals | New | 2.8243 | 0.67426 | 4.1887 | 0 | 0 | 0 | Pass TRC; Pass PCT; Fail 2-year Threshold
[12 empty] | Commercial | ECM Motors on Furnaces | Y | Retail | New | 2.8209 | 0.63957 | 4.4107 | 0 | 0 | 0 | Fail RIM; Pass PCT | [11 empty] | Commercial | Anti-Sweat Controls | Y | Institutional | New | 2.7527 | 0.65894 | 4.1775 | 0 | 0 | 0 | Pass TRC; Pass PCT; Fail 2-year Threshold
[12 empty] | Commercial | ECM Motors on Furnaces | Y | Schools K-12 | New | 2.8008 | 0.68991 | 4.0596 | 0 | 0 | 0 | Fail RIM; Pass PCT | [11 empty] | Commercial | Anti-Sweat Controls | Y | Lodging/Hospitality | New | 2.8243 | 0.67426 | 4.1887 | 0 | 0 | 0 | Pass TRC; Pass PCT; Fail 2-year Threshold
[12 empty] | Commercial | ECM Motors on Furnaces | Y | Warehouse | New | 0.72652 | 0.68991 | 1.0531 | 0 | 0 | 0 | Fail RIM; Pass PCT | [11 empty] | Commercial | Anti-Sweat Controls | Y | Miscellaneous | New | 2.7527 | 0.65894 | 4.1775 | 0 | 0 | 0 | Pass TRC; Pass PCT; Fail 2-year Threshold
[12 empty] | Commercial | Energy Recovery Ventilation System (ERV) | Y | Assembly | Existing | 0.059945 | 0.767 | 0.078155 | 0 | 0 | 0 | Fail RIM; Fail PCT | [11 empty] | Commercial | Anti-Sweat Controls | Y | Offices | New | 2.7527 | 0.65894 | 4.1775 | 0 | 0 | 0 | Pass TRC; Pass PCT; Fail 2-year Threshold
[12 empty] | Commercial | Energy Recovery Ventilation System (ERV) | Y | College and University | Existing | 0.051001 | 0.767 | 0.066494 | 0 | 0 | 0 | Fail RIM; Fail PCT | [11 empty] | Commercial | Anti-Sweat Controls | Y | Restaurants | New | 2.8243 | 0.67426 | 4.1887 | 0 | 0 | 0 | Pass TRC; Pass PCT; Fail 2-year Threshold
[12 empty] | Commercial | Energy Recovery Ventilation System (ERV) | Y | Grocery | Existing | 0.32146 | 0.767 | 0.41911 | 0 | 0 | 0 | Fail RIM; Fail PCT | [11 empty] | Commercial | Anti-Sweat Controls | Y | Retail | New | 2.7527 | 0.65894 | 4.1775 | 0 | 0 | 0 | Pass TRC; Pass PCT; Fail 2-year Threshold
[12 empty] | Commercial | Energy Recovery Ventilation System (ERV) | Y | Healthcare | Existing | 0.13139 | 0.767 | 0.17131 | 0 | 0 | 0 | Fail RIM; Fail PCT | [11 empty] | Commercial | Anti-Sweat Controls | Y | Schools K-12 | New | 2.8243 | 0.67426 | 4.1887 | 0 | 0 | 0 | Pass TRC; Pass PCT; Fail 2-year Threshold
[12 empty] | Commercial | Energy Recovery Ventilation System (ERV) | Y | Hospitals | Existing | 0.13139 | 0.767 | 0.17131 | 0 | 0 | 0 | Fail RIM; Fail PCT | [11 empty] | Commercial | Anti-Sweat Controls | Y | Warehouse | New | 2.7527 | 0.65894 | 4.1775 | 0 | 0 | 0 | Pass TRC; Pass PCT; Fail 2-year Threshold
[12 empty] | Commercial | Energy Recovery Ventilation System (ERV) | Y | Institutional | Existing | 0.14814 | 0.767 | 0.19314 | 0 | 0 | 0 | Fail RIM; Fail PCT | [11 empty] | Commercial | Automatic Door Closer for Walk-in Coolers and Freezers | Y | Assembly | Existing | 0.12152 | 0.69582 | 0.17465 | 0 | 0 | 0 | Fail TRC; Fail PCT
[12 empty] | Commercial | Energy Recovery Ventilation System (ERV) | Y | Lodging/Hospitality | Existing | 0.074162 | 0.767 | 0.096691 | 0 | 0 | 0 | Fail RIM; Fail PCT | [11 empty] | Commercial | Automatic Door Closer for Walk-in Coolers and Freezers | Y | College and University | Existing | 0.1177 | 0.67426 | 0.17456 | 0 | 0 | 0 | Fail TRC; Fail PCT
[12 empty] | Commercial | Energy Recovery Ventilation System (ERV) | Y | Miscellaneous | Existing | 0.10096 | 0.767 | 0.13163 | 0 | 0 | 0 | Fail RIM; Fail PCT | [11 empty] | Commercial | Automatic Door Closer for Walk-in Coolers and Freezers | Y | Grocery | Existing | 0.12152 | 0.69582 | 0.17465 | 0 | 0 | 0 | Fail TRC; Fail PCT
[12 empty] | Commercial | Energy Recovery Ventilation System (ERV) | Y | Offices | Existing | 0.083514 | 0.767 | 0.10888 | 0 | 0 | 0 | Fail RIM; Fail PCT | [11 empty] | Commercial | Automatic Door Closer for Walk-in Coolers and Freezers | Y | Healthcare | Existing | 0.1177 | 0.67426 | 0.17456 | 0 | 0 | 0 | Fail TRC; Fail PCT
[12 empty] | Commercial | Energy Recovery Ventilation System (ERV) | Y | Restaurants | Existing | 0.34086 | 0.767 | 0.44441 | 0 | 0 | 0 | Fail RIM; Fail PCT | [11 empty] | Commercial | Automatic Door Closer for Walk-in Coolers and Freezers | Y | Hospitals | Existing | 0.1177 | 0.67426 | 0.17456 | 0 | 0 | 0 | Fail TRC; Fail PCT
[12 empty] | Commercial | Energy Recovery Ventilation System (ERV) | Y | Retail | Existing | 0.075666 | 0.767 | 0.098652 | 0 | 0 | 0 | Fail RIM; Fail PCT | [11 empty] | Commercial | Automatic Door Closer for Walk-in Coolers and Freezers | Y | Institutional | Existing | 0.12152 | 0.69582 | 0.17465 | 0 | 0 | 0 | Fail TRC; Fail PCT
[12 empty] | Commercial | Energy Recovery Ventilation System (ERV) | Y | Schools K-12 | Existing | 0.051001 | 0.767 | 0.066494 | 0 | 0 | 0 | Fail RIM; Fail PCT | [11 empty] | Commercial | Automatic Door Closer for Walk-in Coolers and Freezers | Y | Lodging/Hospitality | Existing | 0.1177 | 0.67426 | 0.17456 | 0 | 0 | 0 | Fail TRC; Fail PCT
[12 empty] | Commercial | Energy Recovery Ventilation System (ERV) | Y | Warehouse | Existing | 0.015931 | 0.767 | 0.02077 | 0 | 0 | 0 | Fail RIM; Fail PCT | [11 empty] | Commercial | Automatic Door Closer for Walk-in Coolers and Freezers | Y | Miscellaneous | Existing | 0.12152 | 0.69582 | 0.17465 | 0 | 0 | 0 | Fail TRC; Fail PCT
[12 empty] | Commercial | Energy Recovery Ventilation System (ERV) | Y | Assembly | New | 0.059945 | 0.767 | 0.078155 | 0 | 0 | 0 | Fail RIM; Fail PCT | [11 empty] | Commercial | Automatic Door Closer for Walk-in Coolers and Freezers | Y | Offices | Existing | 0.12152 | 0.69582 | 0.17465 | 0 | 0 | 0 | Fail TRC; Fail PCT
[12 empty] | Commercial | Energy Recovery Ventilation System (ERV) | Y | College and University | New | 0.051001 | 0.767 | 0.066494 | 0 | 0 | 0 | Fail RIM; Fail PCT | [11 empty] | Commercial | Automatic Door Closer for Walk-in Coolers and Freezers | Y | Restaurants | Existing | 0.1177 | 0.67426 | 0.17456 | 0 | 0 | 0 | Fail TRC; Fail PCT
[12 empty] | Commercial | Energy Recovery Ventilation System (ERV) | Y | Grocery | New | 0.32146 | 0.767 | 0.41911 | 0 | 0 | 0 | Fail RIM; Fail PCT | [11 empty] | Commercial | Automatic Door Closer for Walk-in Coolers and Freezers | Y | Retail | Existing | 0.12152 | 0.69582 | 0.17465 | 0 | 0 | 0 | Fail TRC; Fail PCT
[12 empty] | Commercial | Energy Recovery Ventilation System (ERV) | Y | Healthcare | New | 0.13139 | 0.767 | 0.17131 | 0 | 0 | 0 | Fail RIM; Fail PCT | [11 empty] | Commercial | Automatic Door Closer for Walk-in Coolers and Freezers | Y | Schools K-12 | Existing | 0.1177 | 0.67426 | 0.17456 | 0 | 0 | 0 | Fail TRC; Fail PCT
[12 empty] | Commercial | Energy Recovery Ventilation System (ERV) | Y | Hospitals | New | 0.13139 | 0.767 | 0.17131 | 0 | 0 | 0 | Fail RIM; Fail PCT | [11 empty] | Commercial | Automatic Door Closer for Walk-in Coolers and Freezers | Y | Warehouse | Existing | 0.12152 | 0.69582 | 0.17465 | 0 | 0 | 0 | Fail TRC; Fail PCT
[12 empty] | Commercial | Energy Recovery Ventilation System (ERV) | Y | Institutional | New | 0.14814 | 0.767 | 0.19314 | 0 | 0 | 0 | Fail RIM; Fail PCT | [11 empty] | Commercial | Automatic Door Closer for Walk-in Coolers and Freezers | Y | Assembly | New | 0.12152 | 0.69582 | 0.17465 | 0 | 0 | 0 | Fail TRC; Fail PCT
[12 empty] | Commercial | Energy Recovery Ventilation System (ERV) | Y | Lodging/Hospitality | New | 0.074162 | 0.767 | 0.096691 | 0 | 0 | 0 | Fail RIM; Fail PCT | [11 empty] | Commercial | Automatic Door Closer for Walk-in Coolers and Freezers | Y | College and University | New | 0.1177 | 0.67426 | 0.17456 | 0 | 0 | 0 | Fail TRC; Fail PCT
[12 empty] | Commercial | Energy Recovery Ventilation System (ERV) | Y | Miscellaneous | New | 0.10096 | 0.767 | 0.13163 | 0 | 0 | 0 | Fail RIM; Fail PCT | [11 empty] | Commercial | Automatic Door Closer for Walk-in Coolers and Freezers | Y | Grocery | New | 0.12152 | 0.69582 | 0.17465 | 0 | 0 | 0 | Fail TRC; Fail PCT
[12 empty] | Commercial | Energy Recovery Ventilation System (ERV) | Y | Offices | New | 0.083514 | 0.767 | 0.10888 | 0 | 0 | 0 | Fail RIM; Fail PCT | [11 empty] | Commercial | Automatic Door Closer for Walk-in Coolers and Freezers | Y | Healthcare | New | 0.1177 | 0.67426 | 0.17456 | 0 | 0 | 0 | Fail TRC; Fail PCT
[12 empty] | Commercial | Energy Recovery Ventilation System (ERV) | Y | Restaurants | New | 0.34086 | 0.767 | 0.44441 | 0 | 0 | 0 | Fail RIM; Fail PCT | [11 empty] | Commercial | Automatic Door Closer for Walk-in Coolers and Freezers | Y | Hospitals | New | 0.1177 | 0.67426 | 0.17456 | 0 | 0 | 0 | Fail TRC; Fail PCT
[12 empty] | Commercial | Energy Recovery Ventilation System (ERV) | Y | Retail | New | 0.075666 | 0.767 | 0.098652 | 0 | 0 | 0 | Fail RIM; Fail PCT | [11 empty] | Commercial | Automatic Door Closer for Walk-in Coolers and Freezers | Y | Institutional | New | 0.12152 | 0.69582 | 0.17465 | 0 | 0 | 0 | Fail TRC; Fail PCT
[12 empty] | Commercial | Energy Recovery Ventilation System (ERV) | Y | Schools K-12 | New | 0.051001 | 0.767 | 0.066494 | 0 | 0 | 0 | Fail RIM; Fail PCT | [11 empty] | Commercial | Automatic Door Closer for Walk-in Coolers and Freezers | Y | Lodging/Hospitality | New | 0.1177 | 0.67426 | 0.17456 | 0 | 0 | 0 | Fail TRC; Fail PCT
[12 empty] | Commercial | Energy Recovery Ventilation System (ERV) | Y | Warehouse | New | 0.015931 | 0.767 | 0.02077 | 0 | 0 | 0 | Fail RIM; Fail PCT | [11 empty] | Commercial | Automatic Door Closer for Walk-in Coolers and Freezers | Y | Miscellaneous | New | 0.12152 | 0.69582 | 0.17465 | 0 | 0 | 0 | Fail TRC; Fail PCT
[12 empty] | Commercial | Facility Commissioning | Y | Assembly | Existing | 0 | 0 | 0 | 0 | 0 | 0 | Fail RIM; Fail PCT | [11 empty] | Commercial | Automatic Door Closer for Walk-in Coolers and Freezers | Y | Offices | New | 0.12152 | 0.69582 | 0.17465 | 0 | 0 | 0 | Fail TRC; Fail PCT
[12 empty] | Commercial | Facility Commissioning | Y | College and University | Existing | 0 | 0 | 0 | 0 | 0 | 0 | Fail RIM; Fail PCT | [11 empty] | Commercial | Automatic Door Closer for Walk-in Coolers and Freezers | Y | Restaurants | New | 0.1177 | 0.67426 | 0.17456 | 0 | 0 | 0 | Fail TRC; Fail PCT
[12 empty] | Commercial | Facility Commissioning | Y | Grocery | Existing | 0 | 0 | 0 | 0 | 0 | 0 | Fail RIM; Fail PCT | [11 empty] | Commercial | Automatic Door Closer for Walk-in Coolers and Freezers | Y | Retail | New | 0.12152 | 0.69582 | 0.17465 | 0 | 0 | 0 | Fail TRC; Fail PCT
[12 empty] | Commercial | Facility Commissioning | Y | Healthcare | Existing | 0 | 0 | 0 | 0 | 0 | 0 | Fail RIM; Fail PCT | [11 empty] | Commercial | Automatic Door Closer for Walk-in Coolers and Freezers | Y | Schools K-12 | New | 0.1177 | 0.67426 | 0.17456 | 0 | 0 | 0 | Fail TRC; Fail PCT
[12 empty] | Commercial | Facility Commissioning | Y | Hospitals | Existing | 0 | 0 | 0 | 0 | 0 | 0 | Fail RIM; Fail PCT | [11 empty] | Commercial | Automatic Door Closer for Walk-in Coolers and Freezers | Y | Warehouse | New | 0.12152 | 0.69582 | 0.17465 | 0 | 0 | 0 | Fail TRC; Fail PCT
[12 empty] | Commercial | Facility Commissioning | Y | Institutional | Existing | 0 | 0 | 0 | 0 | 0 | 0 | Fail RIM; Fail PCT | [11 empty] | Commercial | Demand Defrost | Y | Assembly | Existing | 0.34338 | 0.69403 | 0.49476 | 0 | 0 | 0 | Fail TRC; Fail PCT
[12 empty] | Commercial | Facility Commissioning | Y | Lodging/Hospitality | Existing | 0 | 0 | 0 | 0 | 0 | 0 | Fail RIM; Fail PCT | [11 empty] | Commercial | Demand Defrost | Y | College and University | Existing | 0.32955 | 0.66643 | 0.49451 | 0 | 0 | 0 | Fail TRC; Fail PCT
[12 empty] | Commercial | Facility Commissioning | Y | Miscellaneous | Existing | 0 | 0 | 0 | 0 | 0 | 0 | Fail RIM; Fail PCT | [11 empty] | Commercial | Demand Defrost | Y | Grocery | Existing | 0.34338 | 0.69403 | 0.49476 | 0 | 0 | 0 | Fail TRC; Fail PCT
[12 empty] | Commercial | Facility Commissioning | Y | Offices | Existing | 0 | 0 | 0 | 0 | 0 | 0 | Fail RIM; Fail PCT | [11 empty] | Commercial | Demand Defrost | Y | Healthcare | Existing | 0.32955 | 0.66643 | 0.49451 | 0 | 0 | 0 | Fail TRC; Fail PCT
[12 empty] | Commercial | Facility Commissioning | Y | Restaurants | Existing | 0 | 0 | 0 | 0 | 0 | 0 | Fail RIM; Fail PCT | [11 empty] | Commercial | Demand Defrost | Y | Hospitals | Existing | 0.32955 | 0.66643 | 0.49451 | 0 | 0 | 0 | Fail TRC; Fail PCT
[12 empty] | Commercial | Facility Commissioning | Y | Retail | Existing | 0 | 0 | 0 | 0 | 0 | 0 | Fail RIM; Fail PCT | [11 empty] | Commercial | Demand Defrost | Y | Institutional | Existing | 0.34338 | 0.69403 | 0.49476 | 0 | 0 | 0 | Fail TRC; Fail PCT
[12 empty] | Commercial | Facility Commissioning | Y | Schools K-12 | Existing | 0 | 0 | 0 | 0 | 0 | 0 | Fail RIM; Fail PCT | [11 empty] | Commercial | Demand Defrost | Y | Lodging/Hospitality | Existing | 0.32955 | 0.66643 | 0.49451 | 0 | 0 | 0 | Fail TRC; Fail PCT
[12 empty] | Commercial | Facility Commissioning | Y | Warehouse | Existing | 0 | 0 | 0 | 0 | 0 | 0 | Fail RIM; Fail PCT | [11 empty] | Commercial | Demand Defrost | Y | Miscellaneous | Existing | 0.34338 | 0.69403 | 0.49476 | 0 | 0 | 0 | Fail TRC; Fail PCT
[12 empty] | Commercial | Facility Commissioning | Y | Assembly | New | 0.16429 | 0.67395 | 0.24378 | 0 | 0 | 0 | Fail RIM; Fail PCT | [11 empty] | Commercial | Demand Defrost | Y | Offices | Existing | 0.34338 | 0.69403 | 0.49476 | 0 | 0 | 0 | Fail TRC; Fail PCT
[12 empty] | Commercial | Facility Commissioning | Y | College and University | New | 0.24593 | 0.66676 | 0.36885 | 0 | 0 | 0 | Fail RIM; Fail PCT | [11 empty] | Commercial | Demand Defrost | Y | Restaurants | Existing | 0.32955 | 0.66643 | 0.49451 | 0 | 0 | 0 | Fail TRC; Fail PCT
[12 empty] | Commercial | Facility Commissioning | Y | Grocery | New | 1.6175 | 0.67395 | 2.4001 | 0 | 0 | 0 | Fail RIM; Pass PCT | [11 empty] | Commercial | Demand Defrost | Y | Retail | Existing | 0.34338 | 0.69403 | 0.49476 | 0 | 0 | 0 | Fail TRC; Fail PCT
[12 empty] | Commercial | Facility Commissioning | Y | Healthcare | New | 0.66116 | 0.67395 | 0.98101 | 0 | 0 | 0 | Fail RIM; Fail PCT | [11 empty] | Commercial | Demand Defrost | Y | Schools K-12 | Existing | 0.32955 | 0.66643 | 0.49451 | 0 | 0 | 0 | Fail TRC; Fail PCT
[12 empty] | Commercial | Facility Commissioning | Y | Hospitals | New | 0.65305 | 0.66676 | 0.97944 | 0 | 0 | 0 | Fail RIM; Fail PCT | [11 empty] | Commercial | Demand Defrost | Y | Warehouse | Existing | 0.34338 | 0.69403 | 0.49476 | 0 | 0 | 0 | Fail TRC; Fail PCT
[12 empty] | Commercial | Facility Commissioning | Y | Institutional | New | 0.74543 | 0.67395 | 1.1061 | 0 | 0 | 0 | Fail RIM; Pass PCT | [11 empty] | Commercial | Demand Defrost | Y | Assembly | New | 0.34338 | 0.69403 | 0.49476 | 0 | 0 | 0 | Fail TRC; Fail PCT
[12 empty] | Commercial | Facility Commissioning | Y | Lodging/Hospitality | New | 0.37317 | 0.67395 | 0.55371 | 0 | 0 | 0 | Fail RIM; Fail PCT | [11 empty] | Commercial | Demand Defrost | Y | College and University | New | 0.32955 | 0.66643 | 0.49451 | 0 | 0 | 0 | Fail TRC; Fail PCT
[12 empty] | Commercial | Facility Commissioning | Y | Miscellaneous | New | 0.50911 | 0.67395 | 0.75541 | 0 | 0 | 0 | Fail RIM; Fail PCT | [11 empty] | Commercial | Demand Defrost | Y | Grocery | New | 0.34338 | 0.69403 | 0.49476 | 0 | 0 | 0 | Fail TRC; Fail PCT
[12 empty] | Commercial | Facility Commissioning | Y | Offices | New | 0.68219 | 0.67395 | 1.0122 | 0 | 0 | 0 | Fail RIM; Pass PCT | [11 empty] | Commercial | Demand Defrost | Y | Healthcare | New | 0.32955 | 0.66643 | 0.49451 | 0 | 0 | 0 | Fail TRC; Fail PCT
[12 empty] | Commercial | Facility Commissioning | Y | Restaurants | New | 1.5633 | 0.67395 | 2.3197 | 0 | 0 | 0 | Fail RIM; Pass PCT | [11 empty] | Commercial | Demand Defrost | Y | Hospitals | New | 0.32955 | 0.66643 | 0.49451 | 0 | 0 | 0 | Fail TRC; Fail PCT
[12 empty] | Commercial | Facility Commissioning | Y | Retail | New | 0.3031 | 0.67395 | 0.44973 | 0 | 0 | 0 | Fail RIM; Fail PCT | [11 empty] | Commercial | Demand Defrost | Y | Institutional | New | 0.34338 | 0.69403 | 0.49476 | 0 | 0 | 0 | Fail TRC; Fail PCT
[12 empty] | Commercial | Facility Commissioning | Y | Schools K-12 | New | 0.24899 | 0.67395 | 0.36944 | 0 | 0 | 0 | Fail RIM; Fail PCT | [11 empty] | Commercial | Demand Defrost | Y | Lodging/Hospitality | New | 0.32955 | 0.66643 | 0.49451 | 0 | 0 | 0 | Fail TRC; Fail PCT
[12 empty] | Commercial | Facility Commissioning | Y | Warehouse | New | 0.080161 | 0.67395 | 0.11894 | 0 | 0 | 0 | Fail RIM; Fail PCT | [11 empty] | Commercial | Demand Defrost | Y | Miscellaneous | New | 0.34338 | 0.69403 | 0.49476 | 0 | 0 | 0 | Fail TRC; Fail PCT
[12 empty] | Commercial | Facility Energy Management System | Y | Assembly | Existing | 0.97947 | 0.68383 | 1.4323 | 0 | 0 | 0 | Fail RIM; Pass PCT | [11 empty] | Commercial | Demand Defrost | Y | Offices | New | 0.34338 | 0.69403 | 0.49476 | 0 | 0 | 0 | Fail TRC; Fail PCT
[12 empty] | Commercial | Facility Energy Management System | Y | College and University | Existing | 1.423 | 0.65774 | 2.1635 | 0 | 0 | 0 | Fail RIM; Pass PCT | [11 empty] | Commercial | Demand Defrost | Y | Restaurants | New | 0.32955 | 0.66643 | 0.49451 | 0 | 0 | 0 | Fail TRC; Fail PCT
[12 empty] | Commercial | Facility Energy Management System | Y | Grocery | Existing | 9.6641 | 0.68344 | 14.1405 | 0 | 0 | 0 | Fail RIM; Pass PCT | [11 empty] | Commercial | Demand Defrost | Y | Retail | New | 0.34338 | 0.69403 | 0.49476 | 0 | 0 | 0 | Fail TRC; Fail PCT
[12 empty] | Commercial | Facility Energy Management System | Y | Healthcare | Existing | 3.9416 | 0.68383 | 5.7639 | 0 | 0 | 0 | Fail RIM; Pass PCT | [11 empty] | Commercial | Demand Defrost | Y | Schools K-12 | New | 0.32955 | 0.66643 | 0.49451 | 0 | 0 | 0 | Fail TRC; Fail PCT
[12 empty] | Commercial | Facility Energy Management System | Y | Hospitals | Existing | 3.7786 | 0.65774 | 5.7448 | 0 | 0 | 0 | Fail RIM; Pass PCT | [11 empty] | Commercial | Demand Defrost | Y | Warehouse | New | 0.34338 | 0.69403 | 0.49476 | 0 | 0 | 0 | Fail TRC; Fail PCT
[12 empty] | Commercial | Facility Energy Management System | Y | Institutional | Existing | 4.444 | 0.68383 | 6.4986 | 0 | 0 | 0 | Fail RIM; Pass PCT | [11 empty] | Commercial | Floating Head Pressure Controls | Y | Assembly | Existing | 6.158 | 0.66804 | 9.218 | 0 | 0 | 0 | Pass TRC; Pass PCT; Fail 2-year Threshold
[12 empty] | Commercial | Facility Energy Management System | Y | Lodging/Hospitality | Existing | 2.2296 | 0.68344 | 3.2623 | 0 | 0 | 0 | Fail RIM; Pass PCT | [11 empty] | Commercial | Floating Head Pressure Controls | Y | College and University | Existing | 6.1127 | 0.66388 | 9.2075 | 0 | 0 | 0 | Pass TRC; Pass PCT; Fail 2-year Threshold
[12 empty] | Commercial | Facility Energy Management System | Y | Miscellaneous | Existing | 3.0276 | 0.68383 | 4.4274 | 0 | 0 | 0 | Fail RIM; Pass PCT | [11 empty] | Commercial | Floating Head Pressure Controls | Y | Grocery | Existing | 6.158 | 0.66804 | 9.218 | 0 | 0 | 0 | Pass TRC; Pass PCT; Fail 2-year Threshold
[12 empty] | Commercial | Facility Energy Management System | Y | Offices | Existing | 4.0669 | 0.68383 | 5.9473 | 0 | 0 | 0 | Fail RIM; Pass PCT | [11 empty] | Commercial | Floating Head Pressure Controls | Y | Healthcare | Existing | 6.1127 | 0.66388 | 9.2075 | 0 | 0 | 0 | Pass TRC; Pass PCT; Fail 2-year Threshold
[12 empty] | Commercial | Facility Energy Management System | Y | Restaurants | Existing | 9.3404 | 0.68344 | 13.6668 | 0 | 0 | 0 | Fail RIM; Pass PCT | [11 empty] | Commercial | Floating Head Pressure Controls | Y | Hospitals | Existing | 6.1127 | 0.66388 | 9.2075 | 0 | 0 | 0 | Pass TRC; Pass PCT; Fail 2-year Threshold
[12 empty] | Commercial | Facility Energy Management System | Y | Retail | Existing | 1.8109 | 0.68344 | 2.6497 | 0 | 0 | 0 | Fail RIM; Pass PCT | [11 empty] | Commercial | Floating Head Pressure Controls | Y | Institutional | Existing | 6.158 | 0.66804 | 9.218 | 0 | 0 | 0 | Pass TRC; Pass PCT; Fail 2-year Threshold
[12 empty] | Commercial | Facility Energy Management System | Y | Schools K-12 | Existing | 1.4844 | 0.68383 | 2.1707 | 0 | 0 | 0 | Fail RIM; Pass PCT | [11 empty] | Commercial | Floating Head Pressure Controls | Y | Lodging/Hospitality | Existing | 6.1127 | 0.66388 | 9.2075 | 0 | 0 | 0 | Pass TRC; Pass PCT; Fail 2-year Threshold
[12 empty] | Commercial | Facility Energy Management System | Y | Warehouse | Existing | 0.47789 | 0.68383 | 0.69884 | 0 | 0 | 0 | Fail RIM; Fail PCT | [11 empty] | Commercial | Floating Head Pressure Controls | Y | Miscellaneous | Existing | 6.158 | 0.66804 | 9.218 | 0 | 0 | 0 | Pass TRC; Pass PCT; Fail 2-year Threshold
[12 empty] | Commercial | Facility Energy Management System | Y | Assembly | New | 0.97947 | 0.68383 | 1.4323 | 0 | 0 | 0 | Fail RIM; Pass PCT | [11 empty] | Commercial | Floating Head Pressure Controls | Y | Offices | Existing | 6.158 | 0.66804 | 9.218 | 0 | 0 | 0 | Pass TRC; Pass PCT; Fail 2-year Threshold
[12 empty] | Commercial | Facility Energy Management System | Y | College and University | New | 1.423 | 0.65774 | 2.1635 | 0 | 0 | 0 | Fail RIM; Pass PCT | [11 empty] | Commercial | Floating Head Pressure Controls | Y | Restaurants | Existing | 6.1127 | 0.66388 | 9.2075 | 0 | 0 | 0 | Pass TRC; Pass PCT; Fail 2-year Threshold
[12 empty] | Commercial | Facility Energy Management System | Y | Grocery | New | 9.6641 | 0.68344 | 14.1405 | 0 | 0 | 0 | Fail RIM; Pass PCT | [11 empty] | Commercial | Floating Head Pressure Controls | Y | Retail | Existing | 6.158 | 0.66804 | 9.218 | 0 | 0 | 0 | Pass TRC; Pass PCT; Fail 2-year Threshold
[12 empty] | Commercial | Facility Energy Management System | Y | Healthcare | New | 3.9416 | 0.68383 | 5.7639 | 0 | 0 | 0 | Fail RIM; Pass PCT | [11 empty] | Commercial | Floating Head Pressure Controls | Y | Schools K-12 | Existing | 6.1127 | 0.66388 | 9.2075 | 0 | 0 | 0 | Pass TRC; Pass PCT; Fail 2-year Threshold
[12 empty] | Commercial | Facility Energy Management System | Y | Hospitals | New | 3.7786 | 0.65774 | 5.7448 | 0 | 0 | 0 | Fail RIM; Pass PCT | [11 empty] | Commercial | Floating Head Pressure Controls | Y | Warehouse | Existing | 6.158 | 0.66804 | 9.218 | 0 | 0 | 0 | Pass TRC; Pass PCT; Fail 2-year Threshold
[12 empty] | Commercial | Facility Energy Management System | Y | Institutional | New | 4.444 | 0.68383 | 6.4986 | 0 | 0 | 0 | Fail RIM; Pass PCT | [11 empty] | Commercial | Floating Head Pressure Controls | Y | Assembly | New | 6.158 | 0.66804 | 9.218 | 0 | 0 | 0 | Pass TRC; Pass PCT; Fail 2-year Threshold
[12 empty] | Commercial | Facility Energy Management System | Y | Lodging/Hospitality | New | 2.2296 | 0.68344 | 3.2623 | 0 | 0 | 0 | Fail RIM; Pass PCT | [11 empty] | Commercial | Floating Head Pressure Controls | Y | College and University | New | 6.1127 | 0.66388 | 9.2075 | 0 | 0 | 0 | Pass TRC; Pass PCT; Fail 2-year Threshold
[12 empty] | Commercial | Facility Energy Management System | Y | Miscellaneous | New | 3.0276 | 0.68383 | 4.4274 | 0 | 0 | 0 | Fail RIM; Pass PCT | [11 empty] | Commercial | Floating Head Pressure Controls | Y | Grocery | New | 6.158 | 0.66804 | 9.218 | 0 | 0 | 0 | Pass TRC; Pass PCT; Fail 2-year Threshold
[12 empty] | Commercial | Facility Energy Management System | Y | Offices | New | 4.0669 | 0.68383 | 5.9473 | 0 | 0 | 0 | Fail RIM; Pass PCT | [11 empty] | Commercial | Floating Head Pressure Controls | Y | Healthcare | New | 6.1127 | 0.66388 | 9.2075 | 0 | 0 | 0 | Pass TRC; Pass PCT; Fail 2-year Threshold
[12 empty] | Commercial | Facility Energy Management System | Y | Restaurants | New | 9.3404 | 0.68344 | 13.6668 | 0 | 0 | 0 | Fail RIM; Pass PCT | [11 empty] | Commercial | Floating Head Pressure Controls | Y | Hospitals | New | 6.1127 | 0.66388 | 9.2075 | 0 | 0 | 0 | Pass TRC; Pass PCT; Fail 2-year Threshold
[12 empty] | Commercial | Facility Energy Management System | Y | Retail | New | 1.8109 | 0.68344 | 2.6497 | 0 | 0 | 0 | Fail RIM; Pass PCT | [11 empty] | Commercial | Floating Head Pressure Controls | Y | Institutional | New | 6.158 | 0.66804 | 9.218 | 0 | 0 | 0 | Pass TRC; Pass PCT; Fail 2-year Threshold
[12 empty] | Commercial | Facility Energy Management System | Y | Schools K-12 | New | 1.4844 | 0.68383 | 2.1707 | 0 | 0 | 0 | Fail RIM; Pass PCT | [11 empty] | Commercial | Floating Head Pressure Controls | Y | Lodging/Hospitality | New | 6.1127 | 0.66388 | 9.2075 | 0 | 0 | 0 | Pass TRC; Pass PCT; Fail 2-year Threshold
[12 empty] | Commercial | Facility Energy Management System | Y | Warehouse | New | 0.47789 | 0.68383 | 0.69884 | 0 | 0 | 0 | Fail RIM; Fail PCT | [11 empty] | Commercial | Floating Head Pressure Controls | Y | Miscellaneous | New | 6.158 | 0.66804 | 9.218 | 0 | 0 | 0 | Pass TRC; Pass PCT; Fail 2-year Threshold
[12 empty] | Commercial | Floor Insulation | Y | Assembly | Existing | 0.034815 | 0.54065 | 0.064394 | 0 | 0 | 0 | Fail RIM; Fail PCT | [11 empty] | Commercial | Floating Head Pressure Controls | Y | Offices | New | 6.158 | 0.66804 | 9.218 | 0 | 0 | 0 | Pass TRC; Pass PCT; Fail 2-year Threshold
[12 empty] | Commercial | Floor Insulation | Y | College and University | Existing | 0.042825 | 0.6511 | 0.065774 | 0 | 0 | 0 | Fail RIM; Fail PCT | [11 empty] | Commercial | Floating Head Pressure Controls | Y | Restaurants | New | 6.1127 | 0.66388 | 9.2075 | 0 | 0 | 0 | Pass TRC; Pass PCT; Fail 2-year Threshold
[12 empty] | Commercial | Floor Insulation | Y | Grocery | Existing | 0.039315 | 0.60448 | 0.065039 | 0 | 0 | 0 | Fail RIM; Fail PCT | [11 empty] | Commercial | Floating Head Pressure Controls | Y | Retail | New | 6.158 | 0.66804 | 9.218 | 0 | 0 | 0 | Pass TRC; Pass PCT; Fail 2-year Threshold
[12 empty] | Commercial | Floor Insulation | Y | Healthcare | Existing | 0.034815 | 0.54065 | 0.064394 | 0 | 0 | 0 | Fail RIM; Fail PCT | [11 empty] | Commercial | Floating Head Pressure Controls | Y | Schools K-12 | New | 6.1127 | 0.66388 | 9.2075 | 0 | 0 | 0 | Pass TRC; Pass PCT; Fail 2-year Threshold
[12 empty] | Commercial | Floor Insulation | Y | Hospitals | Existing | 0.042825 | 0.6511 | 0.065774 | 0 | 0 | 0 | Fail RIM; Fail PCT | [11 empty] | Commercial | Floating Head Pressure Controls | Y | Warehouse | New | 6.158 | 0.66804 | 9.218 | 0 | 0 | 0 | Pass TRC; Pass PCT; Fail 2-year Threshold
[12 empty] | Commercial | Floor Insulation | Y | Institutional | Existing | 0.034815 | 0.54065 | 0.064394 | 0 | 0 | 0 | Fail RIM; Fail PCT | [11 empty] | Commercial | Freezer-Cooler Replacement Gaskets | Y | Assembly | Existing | 0.356 | 0.57162 | 0.6228 | 0 | 0 | 0 | Fail TRC; Fail PCT
[12 empty] | Commercial | Floor Insulation | Y | Lodging/Hospitality | Existing | 0.042825 | 0.6511 | 0.065774 | 0 | 0 | 0 | Fail RIM; Fail PCT | [11 empty] | Commercial | Freezer-Cooler Replacement Gaskets | Y | College and University | Existing | 0.35427 | 0.56933 | 0.62226 | 0 | 0 | 0 | Fail TRC; Fail PCT
[12 empty] | Commercial | Floor Insulation | Y | Miscellaneous | Existing | 0.034815 | 0.54065 | 0.064394 | 0 | 0 | 0 | Fail RIM; Fail PCT | [11 empty] | Commercial | Freezer-Cooler Replacement Gaskets | Y | Grocery | Existing | 0.356 | 0.57162 | 0.6228 | 0 | 0 | 0 | Fail TRC; Fail PCT
[12 empty] | Commercial | Floor Insulation | Y | Offices | Existing | 0.034815 | 0.54065 | 0.064394 | 0 | 0 | 0 | Fail RIM; Fail PCT | [11 empty] | Commercial | Freezer-Cooler Replacement Gaskets | Y | Healthcare | Existing | 0.35427 | 0.56933 | 0.62226 | 0 | 0 | 0 | Fail TRC; Fail PCT
[12 empty] | Commercial | Floor Insulation | Y | Restaurants | Existing | 0.039315 | 0.60448 | 0.065039 | 0 | 0 | 0 | Fail RIM; Fail PCT | [11 empty] | Commercial | Freezer-Cooler Replacement Gaskets | Y | Hospitals | Existing | 0.35427 | 0.56933 | 0.62226 | 0 | 0 | 0 | Fail TRC; Fail PCT
[12 empty] | Commercial | Floor Insulation | Y | Retail | Existing | 0.039315 | 0.60448 | 0.065039 | 0 | 0 | 0 | Fail RIM; Fail PCT | [11 empty] | Commercial | Freezer-Cooler Replacement Gaskets | Y | Institutional | Existing | 0.356 | 0.57162 | 0.6228 | 0 | 0 | 0 | Fail TRC; Fail PCT
[12 empty] | Commercial | Floor Insulation | Y | Schools K-12 | Existing | 0.034815 | 0.54065 | 0.064394 | 0 | 0 | 0 | Fail RIM; Fail PCT | [11 empty] | Commercial | Freezer-Cooler Replacement Gaskets | Y | Lodging/Hospitality | Existing | 0.35427 | 0.56933 | 0.62226 | 0 | 0 | 0 | Fail TRC; Fail PCT
[12 empty] | Commercial | Floor Insulation | Y | Warehouse | Existing | 0.03933 | 0.60768 | 0.064722 | 0 | 0 | 0 | Fail RIM; Fail PCT | [11 empty] | Commercial | Freezer-Cooler Replacement Gaskets | Y | Miscellaneous | Existing | 0.356 | 0.57162 | 0.6228 | 0 | 0 | 0 | Fail TRC; Fail PCT
[12 empty] | Commercial | Floor Insulation | Y | Assembly | New | 0.034228 | 0.54065 | 0.063308 | 0 | 0 | 0 | Fail RIM; Fail PCT | [11 empty] | Commercial | Freezer-Cooler Replacement Gaskets | Y | Offices | Existing | 0.356 | 0.57162 | 0.6228 | 0 | 0 | 0 | Fail TRC; Fail PCT
[12 empty] | Commercial | Floor Insulation | Y | College and University | New | 0.042103 | 0.6511 | 0.064664 | 0 | 0 | 0 | Fail RIM; Fail PCT | [11 empty] | Commercial | Freezer-Cooler Replacement Gaskets | Y | Restaurants | Existing | 0.35427 | 0.56933 | 0.62226 | 0 | 0 | 0 | Fail TRC; Fail PCT
[12 empty] | Commercial | Floor Insulation | Y | Grocery | New | 0.038652 | 0.60448 | 0.063942 | 0 | 0 | 0 | Fail RIM; Fail PCT | [11 empty] | Commercial | Freezer-Cooler Replacement Gaskets | Y | Retail | Existing | 0.356 | 0.57162 | 0.6228 | 0 | 0 | 0 | Fail TRC; Fail PCT
[12 empty] | Commercial | Floor Insulation | Y | Healthcare | New | 0.034228 | 0.54065 | 0.063308 | 0 | 0 | 0 | Fail RIM; Fail PCT | [11 empty] | Commercial | Freezer-Cooler Replacement Gaskets | Y | Schools K-12 | Existing | 0.35427 | 0.56933 | 0.62226 | 0 | 0 | 0 | Fail TRC; Fail PCT
[12 empty] | Commercial | Floor Insulation | Y | Hospitals | New | 0.042103 | 0.6511 | 0.064664 | 0 | 0 | 0 | Fail RIM; Fail PCT | [11 empty] | Commercial | Freezer-Cooler Replacement Gaskets | Y | Warehouse | Existing | 0.356 | 0.57162 | 0.6228 | 0 | 0 | 0 | Fail TRC; Fail PCT
[12 empty] | Commercial | Floor Insulation | Y | Institutional | New | 0.034228 | 0.54065 | 0.063308 | 0 | 0 | 0 | Fail RIM; Fail PCT | [11 empty] | Commercial | Freezer-Cooler Replacement Gaskets | Y | Assembly | New | 0 | 0 | 0 | 0 | 0 | 0 | Fail TRC; Fail PCT
[12 empty] | Commercial | Floor Insulation | Y | Lodging/Hospitality | New | 0.042103 | 0.6511 | 0.064664 | 0 | 0 | 0 | Fail RIM; Fail PCT | [11 empty] | Commercial | Freezer-Cooler Replacement Gaskets | Y | College and University | New | 0 | 0 | 0 | 0 | 0 | 0 | Fail TRC; Fail PCT
[12 empty] | Commercial | Floor Insulation | Y | Miscellaneous | New | 0.034228 | 0.54065 | 0.063308 | 0 | 0 | 0 | Fail RIM; Fail PCT | [11 empty] | Commercial | Freezer-Cooler Replacement Gaskets | Y | Grocery | New | 0 | 0 | 0 | 0 | 0 | 0 | Fail TRC; Fail PCT
[12 empty] | Commercial | Floor Insulation | Y | Offices | New | 0.034228 | 0.54065 | 0.063308 | 0 | 0 | 0 | Fail RIM; Fail PCT | [11 empty] | Commercial | Freezer-Cooler Replacement Gaskets | Y | Healthcare | New | 0 | 0 | 0 | 0 | 0 | 0 | Fail TRC; Fail PCT
[12 empty] | Commercial | Floor Insulation | Y | Restaurants | New | 0.038652 | 0.60448 | 0.063942 | 0 | 0 | 0 | Fail RIM; Fail PCT | [11 empty] | Commercial | Freezer-Cooler Replacement Gaskets | Y | Hospitals | New | 0 | 0 | 0 | 0 | 0 | 0 | Fail TRC; Fail PCT
[12 empty] | Commercial | Floor Insulation | Y | Retail | New | 0.038652 | 0.60448 | 0.063942 | 0 | 0 | 0 | Fail RIM; Fail PCT | [11 empty] | Commercial | Freezer-Cooler Replacement Gaskets | Y | Institutional | New | 0 | 0 | 0 | 0 | 0 | 0 | Fail TRC; Fail PCT
[12 empty] | Commercial | Floor Insulation | Y | Schools K-12 | New | 0.034228 | 0.54065 | 0.063308 | 0 | 0 | 0 | Fail RIM; Fail PCT | [11 empty] | Commercial | Freezer-Cooler Replacement Gaskets | Y | Lodging/Hospitality | New | 0 | 0 | 0 | 0 | 0 | 0 | Fail TRC; Fail PCT
[12 empty] | Commercial | Floor Insulation | Y | Warehouse | New | 0.038666 | 0.60768 | 0.06363 | 0 | 0 | 0 | Fail RIM; Fail PCT | [11 empty] | Commercial | Freezer-Cooler Replacement Gaskets | Y | Miscellaneous | New | 0 | 0 | 0 | 0 | 0 | 0 | Fail TRC; Fail PCT
[12 empty] | Commercial | Green Roof | Y | Assembly | Existing | 0.0075767 | 0.67707 | 0.01119 | 0 | 0 | 0 | Fail RIM; Fail PCT | [11 empty] | Commercial | Freezer-Cooler Replacement Gaskets | Y | Offices | New | 0 | 0 | 0 | 0 | 0 | 0 | Fail TRC; Fail PCT
[12 empty] | Commercial | Green Roof | Y | College and University | Existing | 0.0075767 | 0.67707 | 0.01119 | 0 | 0 | 0 | Fail RIM; Fail PCT | [11 empty] | Commercial | Freezer-Cooler Replacement Gaskets | Y | Restaurants | New | 0 | 0 | 0 | 0 | 0 | 0 | Fail TRC; Fail PCT
[12 empty] | Commercial | Green Roof | Y | Grocery | Existing | 0.0075767 | 0.67707 | 0.01119 | 0 | 0 | 0 | Fail RIM; Fail PCT | [11 empty] | Commercial | Freezer-Cooler Replacement Gaskets | Y | Retail | New | 0 | 0 | 0 | 0 | 0 | 0 | Fail TRC; Fail PCT
[12 empty] | Commercial | Green Roof | Y | Healthcare | Existing | 0.0075767 | 0.67707 | 0.01119 | 0 | 0 | 0 | Fail RIM; Fail PCT | [11 empty] | Commercial | Freezer-Cooler Replacement Gaskets | Y | Schools K-12 | New | 0 | 0 | 0 | 0 | 0 | 0 | Fail TRC; Fail PCT
[12 empty] | Commercial | Green Roof | Y | Hospitals | Existing | 0.0075767 | 0.67707 | 0.01119 | 0 | 0 | 0 | Fail RIM; Fail PCT | [11 empty] | Commercial | Freezer-Cooler Replacement Gaskets | Y | Warehouse | New | 0 | 0 | 0 | 0 | 0 | 0 | Fail TRC; Fail PCT
[12 empty] | Commercial | Green Roof | Y | Institutional | Existing | 0.0075767 | 0.67707 | 0.01119 | 0 | 0 | 0 | Fail RIM; Fail PCT | [11 empty] | Commercial | High Efficiency Refrigeration Compressor | Y | Assembly | Existing | 0.41204 | 0.66335 | 0.62115 | 0 | 0 | 0 | Fail TRC; Fail PCT
[12 empty] | Commercial | Green Roof | Y | Lodging/Hospitality | Existing | 0.0085907 | 0.76205 | 0.011273 | 0 | 0 | 0 | Fail RIM; Fail PCT | [11 empty] | Commercial | High Efficiency Refrigeration Compressor | Y | College and University | Existing | 0.41001 | 0.66083 | 0.62044 | 0 | 0 | 0 | Fail TRC; Fail PCT
[12 empty] | Commercial | Green Roof | Y | Miscellaneous | Existing | 0.0090491 | 0.82158 | 0.011014 | 0 | 0 | 0 | Fail RIM; Fail PCT | [11 empty] | Commercial | High Efficiency Refrigeration Compressor | Y | Grocery | Existing | 0.41204 | 0.66335 | 0.62115 | 0 | 0 | 0 | Fail TRC; Fail PCT
[12 empty] | Commercial | Green Roof | Y | Offices | Existing | 0.0075767 | 0.67707 | 0.01119 | 0 | 0 | 0 | Fail RIM; Fail PCT | [11 empty] | Commercial | High Efficiency Refrigeration Compressor | Y | Healthcare | Existing | 0.41001 | 0.66083 | 0.62044 | 0 | 0 | 0 | Fail TRC; Fail PCT
[12 empty] | Commercial | Green Roof | Y | Restaurants | Existing | 0.0075767 | 0.67707 | 0.01119 | 0 | 0 | 0 | Fail RIM; Fail PCT | [11 empty] | Commercial | High Efficiency Refrigeration Compressor | Y | Hospitals | Existing | 0.41001 | 0.66083 | 0.62044 | 0 | 0 | 0 | Fail TRC; Fail PCT
[12 empty] | Commercial | Green Roof | Y | Retail | Existing | 0.0075767 | 0.67707 | 0.01119 | 0 | 0 | 0 | Fail RIM; Fail PCT | [11 empty] | Commercial | High Efficiency Refrigeration Compressor | Y | Institutional | Existing | 0.41204 | 0.66335 | 0.62115 | 0 | 0 | 0 | Fail TRC; Fail PCT
[12 empty] | Commercial | Green Roof | Y | Schools K-12 | Existing | 0.0075767 | 0.67707 | 0.01119 | 0 | 0 | 0 | Fail RIM; Fail PCT | [11 empty] | Commercial | High Efficiency Refrigeration Compressor | Y | Lodging/Hospitality | Existing | 0.41001 | 0.66083 | 0.62044 | 0 | 0 | 0 | Fail TRC; Fail PCT
[12 empty] | Commercial | Green Roof | Y | Warehouse | Existing | 0.0090491 | 0.82158 | 0.011014 | 0 | 0 | 0 | Fail RIM; Fail PCT | [11 empty] | Commercial | High Efficiency Refrigeration Compressor | Y | Miscellaneous | Existing | 0.41204 | 0.66335 | 0.62115 | 0 | 0 | 0 | Fail TRC; Fail PCT
[12 empty] | Commercial | Green Roof | Y | Assembly | New | 0.0074159 | 0.67707 | 0.010953 | 0 | 0 | 0 | Fail RIM; Fail PCT | [11 empty] | Commercial | High Efficiency Refrigeration Compressor | Y | Offices | Existing | 0.41204 | 0.66335 | 0.62115 | 0 | 0 | 0 | Fail TRC; Fail PCT
[12 empty] | Commercial | Green Roof | Y | College and University | New | 0.0074159 | 0.67707 | 0.010953 | 0 | 0 | 0 | Fail RIM; Fail PCT | [11 empty] | Commercial | High Efficiency Refrigeration Compressor | Y | Restaurants | Existing | 0.41001 | 0.66083 | 0.62044 | 0 | 0 | 0 | Fail TRC; Fail PCT
[12 empty] | Commercial | Green Roof | Y | Grocery | New | 0.0074159 | 0.67707 | 0.010953 | 0 | 0 | 0 | Fail RIM; Fail PCT | [11 empty] | Commercial | High Efficiency Refrigeration Compressor | Y | Retail | Existing | 0.41204 | 0.66335 | 0.62115 | 0 | 0 | 0 | Fail TRC; Fail PCT
[12 empty] | Commercial | Green Roof | Y | Healthcare | New | 0.0074159 | 0.67707 | 0.010953 | 0 | 0 | 0 | Fail RIM; Fail PCT | [11 empty] | Commercial | High Efficiency Refrigeration Compressor | Y | Schools K-12 | Existing | 0.41001 | 0.66083 | 0.62044 | 0 | 0 | 0 | Fail TRC; Fail PCT
[12 empty] | Commercial | Green Roof | Y | Hospitals | New | 0.0074159 | 0.67707 | 0.010953 | 0 | 0 | 0 | Fail RIM; Fail PCT | [11 empty] | Commercial | High Efficiency Refrigeration Compressor | Y | Warehouse | Existing | 0.41204 | 0.66335 | 0.62115 | 0 | 0 | 0 | Fail TRC; Fail PCT
[12 empty] | Commercial | Green Roof | Y | Institutional | New | 0.0074159 | 0.67707 | 0.010953 | 0 | 0 | 0 | Fail RIM; Fail PCT | [11 empty] | Commercial | High Efficiency Refrigeration Compressor | Y | Assembly | New | 0.41204 | 0.66335 | 0.62115 | 0 | 0 | 0 | Fail TRC; Fail PCT
[12 empty] | Commercial | Green Roof | Y | Lodging/Hospitality | New | 0.0084084 | 0.76205 | 0.011034 | 0 | 0 | 0 | Fail RIM; Fail PCT | [11 empty] | Commercial | High Efficiency Refrigeration Compressor | Y | College and University | New | 0.41001 | 0.66083 | 0.62044 | 0 | 0 | 0 | Fail TRC; Fail PCT
[12 empty] | Commercial | Green Roof | Y | Miscellaneous | New | 0.008857 | 0.82158 | 0.01078 | 0 | 0 | 0 | Fail RIM; Fail PCT | [11 empty] | Commercial | High Efficiency Refrigeration Compressor | Y | Grocery | New | 0.41204 | 0.66335 | 0.62115 | 0 | 0 | 0 | Fail TRC; Fail PCT
[12 empty] | Commercial | Green Roof | Y | Offices | New | 0.0074159 | 0.67707 | 0.010953 | 0 | 0 | 0 | Fail RIM; Fail PCT | [11 empty] | Commercial | High Efficiency Refrigeration Compressor | Y | Healthcare | New | 0.41001 | 0.66083 | 0.62044 | 0 | 0 | 0 | Fail TRC; Fail PCT
[12 empty] | Commercial | Green Roof | Y | Restaurants | New | 0.0074159 | 0.67707 | 0.010953 | 0 | 0 | 0 | Fail RIM; Fail PCT | [11 empty] | Commercial | High Efficiency Refrigeration Compressor | Y | Hospitals | New | 0.41001 | 0.66083 | 0.62044 | 0 | 0 | 0 | Fail TRC; Fail PCT
[12 empty] | Commercial | Green Roof | Y | Retail | New | 0.0074159 | 0.67707 | 0.010953 | 0 | 0 | 0 | Fail RIM; Fail PCT | [11 empty] | Commercial | High Efficiency Refrigeration Compressor | Y | Institutional | New | 0.41204 | 0.66335 | 0.62115 | 0 | 0 | 0 | Fail TRC; Fail PCT
[12 empty] | Commercial | Green Roof | Y | Schools K-12 | New | 0.0074159 | 0.67707 | 0.010953 | 0 | 0 | 0 | Fail RIM; Fail PCT | [11 empty] | Commercial | High Efficiency Refrigeration Compressor | Y | Lodging/Hospitality | New | 0.41001 | 0.66083 | 0.62044 | 0 | 0 | 0 | Fail TRC; Fail PCT
[12 empty] | Commercial | Green Roof | Y | Warehouse | New | 0.008857 | 0.82158 | 0.01078 | 0 | 0 | 0 | Fail RIM; Fail PCT | [11 empty] | Commercial | High Efficiency Refrigeration Compressor | Y | Miscellaneous | New | 0.41204 | 0.66335 | 0.62115 | 0 | 0 | 0 | Fail TRC; Fail PCT
[12 empty] | Commercial | Hotel Card Energy Control Systems | Y | Assembly | Existing | 0 | 0 | 0 | 0 | 0 | 0 | Fail RIM; Fail PCT | [11 empty] | Commercial | High Efficiency Refrigeration Compressor | Y | Offices | New | 0.41204 | 0.66335 | 0.62115 | 0 | 0 | 0 | Fail TRC; Fail PCT
[12 empty] | Commercial | Hotel Card Energy Control Systems | Y | College and University | Existing | 0 | 0 | 0 | 0 | 0 | 0 | Fail RIM; Fail PCT | [11 empty] | Commercial | High Efficiency Refrigeration Compressor | Y | Restaurants | New | 0.41001 | 0.66083 | 0.62044 | 0 | 0 | 0 | Fail TRC; Fail PCT
[12 empty] | Commercial | Hotel Card Energy Control Systems | Y | Grocery | Existing | 0 | 0 | 0 | 0 | 0 | 0 | Fail RIM; Fail PCT | [11 empty] | Commercial | High Efficiency Refrigeration Compressor | Y | Retail | New | 0.41204 | 0.66335 | 0.62115 | 0 | 0 | 0 | Fail TRC; Fail PCT
[12 empty] | Commercial | Hotel Card Energy Control Systems | Y | Healthcare | Existing | 0 | 0 | 0 | 0 | 0 | 0 | Fail RIM; Fail PCT | [11 empty] | Commercial | High Efficiency Refrigeration Compressor | Y | Schools K-12 | New | 0.41001 | 0.66083 | 0.62044 | 0 | 0 | 0 | Fail TRC; Fail PCT
[12 empty] | Commercial | Hotel Card Energy Control Systems | Y | Hospitals | Existing | 0 | 0 | 0 | 0 | 0 | 0 | Fail RIM; Fail PCT | [11 empty] | Commercial | High Efficiency Refrigeration Compressor | Y | Warehouse | New | 0.41204 | 0.66335 | 0.62115 | 0 | 0 | 0 | Fail TRC; Fail PCT
[12 empty] | Commercial | Hotel Card Energy Control Systems | Y | Institutional | Existing | 0 | 0 | 0 | 0 | 0 | 0 | Fail RIM; Fail PCT | [11 empty] | Commercial | High R-Value Glass Doors | Y | Assembly | Existing | 0.28483 | 0.66871 | 0.42595 | 0 | 0 | 0 | Fail TRC; Fail PCT
[12 empty] | Commercial | Hotel Card Energy Control Systems | Y | Lodging/Hospitality | Existing | 1.7543 | 0.73013 | 2.4028 | 0 | 0 | 0 | Fail RIM; Pass PCT | [11 empty] | Commercial | High R-Value Glass Doors | Y | College and University | Existing | 0.28029 | 0.65862 | 0.42557 | 0 | 0 | 0 | Fail TRC; Fail PCT
[12 empty] | Commercial | Hotel Card Energy Control Systems | Y | Miscellaneous | Existing | 0 | 0 | 0 | 0 | 0 | 0 | Fail RIM; Fail PCT | [11 empty] | Commercial | High R-Value Glass Doors | Y | Grocery | Existing | 0.28483 | 0.66871 | 0.42595 | 0 | 0 | 0 | Fail TRC; Fail PCT
[12 empty] | Commercial | Hotel Card Energy Control Systems | Y | Offices | Existing | 0 | 0 | 0 | 0 | 0 | 0 | Fail RIM; Fail PCT | [11 empty] | Commercial | High R-Value Glass Doors | Y | Healthcare | Existing | 0.28029 | 0.65862 | 0.42557 | 0 | 0 | 0 | Fail TRC; Fail PCT
[12 empty] | Commercial | Hotel Card Energy Control Systems | Y | Restaurants | Existing | 0 | 0 | 0 | 0 | 0 | 0 | Fail RIM; Fail PCT | [11 empty] | Commercial | High R-Value Glass Doors | Y | Hospitals | Existing | 0.28029 | 0.65862 | 0.42557 | 0 | 0 | 0 | Fail TRC; Fail PCT
[12 empty] | Commercial | Hotel Card Energy Control Systems | Y | Retail | Existing | 0 | 0 | 0 | 0 | 0 | 0 | Fail RIM; Fail PCT | [11 empty] | Commercial | High R-Value Glass Doors | Y | Institutional | Existing | 0.28483 | 0.66871 | 0.42595 | 0 | 0 | 0 | Fail TRC; Fail PCT
[12 empty] | Commercial | Hotel Card Energy Control Systems | Y | Schools K-12 | Existing | 0 | 0 | 0 | 0 | 0 | 0 | Fail RIM; Fail PCT | [11 empty] | Commercial | High R-Value Glass Doors | Y | Lodging/Hospitality | Existing | 0.28029 | 0.65862 | 0.42557 | 0 | 0 | 0 | Fail TRC; Fail PCT
[12 empty] | Commercial | Hotel Card Energy Control Systems | Y | Warehouse | Existing | 0 | 0 | 0 | 0 | 0 | 0 | Fail RIM; Fail PCT | [11 empty] | Commercial | High R-Value Glass Doors | Y | Miscellaneous | Existing | 0.28483 | 0.66871 | 0.42595 | 0 | 0 | 0 | Fail TRC; Fail PCT
[12 empty] | Commercial | Hotel Card Energy Control Systems | Y | Assembly | New | 0 | 0 | 0 | 0 | 0 | 0 | Fail RIM; Fail PCT | [11 empty] | Commercial | High R-Value Glass Doors | Y | Offices | Existing | 0.28483 | 0.66871 | 0.42595 | 0 | 0 | 0 | Fail TRC; Fail PCT
[12 empty] | Commercial | Hotel Card Energy Control Systems | Y | College and University | New | 0 | 0 | 0 | 0 | 0 | 0 | Fail RIM; Fail PCT | [11 empty] | Commercial | High R-Value Glass Doors | Y | Restaurants | Existing | 0.28029 | 0.65862 | 0.42557 | 0 | 0 | 0 | Fail TRC; Fail PCT
[12 empty] | Commercial | Hotel Card Energy Control Systems | Y | Grocery | New | 0 | 0 | 0 | 0 | 0 | 0 | Fail RIM; Fail PCT | [11 empty] | Commercial | High R-Value Glass Doors | Y | Retail | Existing | 0.28483 | 0.66871 | 0.42595 | 0 | 0 | 0 | Fail TRC; Fail PCT
[12 empty] | Commercial | Hotel Card Energy Control Systems | Y | Healthcare | New | 0 | 0 | 0 | 0 | 0 | 0 | Fail RIM; Fail PCT | [11 empty] | Commercial | High R-Value Glass Doors | Y | Schools K-12 | Existing | 0.28029 | 0.65862 | 0.42557 | 0 | 0 | 0 | Fail TRC; Fail PCT
[12 empty] | Commercial | Hotel Card Energy Control Systems | Y | Hospitals | New | 0 | 0 | 0 | 0 | 0 | 0 | Fail RIM; Fail PCT | [11 empty] | Commercial | High R-Value Glass Doors | Y | Warehouse | Existing | 0.28483 | 0.66871 | 0.42595 | 0 | 0 | 0 | Fail TRC; Fail PCT
[12 empty] | Commercial | Hotel Card Energy Control Systems | Y | Institutional | New | 0 | 0 | 0 | 0 | 0 | 0 | Fail RIM; Fail PCT | [11 empty] | Commercial | High R-Value Glass Doors | Y | Assembly | New | 0 | 0 | 0 | 0 | 0 | 0 | Fail TRC; Fail PCT
[12 empty] | Commercial | Hotel Card Energy Control Systems | Y | Lodging/Hospitality | New | 1.7543 | 0.73013 | 2.4028 | 0 | 0 | 0 | Fail RIM; Pass PCT | [11 empty] | Commercial | High R-Value Glass Doors | Y | College and University | New | 0 | 0 | 0 | 0 | 0 | 0 | Fail TRC; Fail PCT
[12 empty] | Commercial | Hotel Card Energy Control Systems | Y | Miscellaneous | New | 0 | 0 | 0 | 0 | 0 | 0 | Fail RIM; Fail PCT | [11 empty] | Commercial | High R-Value Glass Doors | Y | Grocery | New | 0 | 0 | 0 | 0 | 0 | 0 | Fail TRC; Fail PCT
[12 empty] | Commercial | Hotel Card Energy Control Systems | Y | Offices | New | 0 | 0 | 0 | 0 | 0 | 0 | Fail RIM; Fail PCT | [11 empty] | Commercial | High R-Value Glass Doors | Y | Healthcare | New | 0 | 0 | 0 | 0 | 0 | 0 | Fail TRC; Fail PCT
[12 empty] | Commercial | Hotel Card Energy Control Systems | Y | Restaurants | New | 0 | 0 | 0 | 0 | 0 | 0 | Fail RIM; Fail PCT | [11 empty] | Commercial | High R-Value Glass Doors | Y | Hospitals | New | 0 | 0 | 0 | 0 | 0 | 0 | Fail TRC; Fail PCT
[12 empty] | Commercial | Hotel Card Energy Control Systems | Y | Retail | New | 0 | 0 | 0 | 0 | 0 | 0 | Fail RIM; Fail PCT | [11 empty] | Commercial | High R-Value Glass Doors | Y | Institutional | New | 0 | 0 | 0 | 0 | 0 | 0 | Fail TRC; Fail PCT
[12 empty] | Commercial | Hotel Card Energy Control Systems | Y | Schools K-12 | New | 0 | 0 | 0 | 0 | 0 | 0 | Fail RIM; Fail PCT | [11 empty] | Commercial | High R-Value Glass Doors | Y | Lodging/Hospitality | New | 0 | 0 | 0 | 0 | 0 | 0 | Fail TRC; Fail PCT
[12 empty] | Commercial | Hotel Card Energy Control Systems | Y | Warehouse | New | 0 | 0 | 0 | 0 | 0 | 0 | Fail RIM; Fail PCT | [11 empty] | Commercial | High R-Value Glass Doors | Y | Miscellaneous | New | 0 | 0 | 0 | 0 | 0 | 0 | Fail TRC; Fail PCT
[12 empty] | Commercial | HVAC tune-up | Y | Assembly | Existing | 0.80596 | 0.57175 | 1.4096 | 0 | 0 | 0 | Fail RIM; Pass PCT | [11 empty] | Commercial | High R-Value Glass Doors | Y | Offices | New | 0 | 0 | 0 | 0 | 0 | 0 | Fail TRC; Fail PCT
[12 empty] | Commercial | HVAC tune-up | Y | College and University | Existing | 0.90966 | 0.57611 | 1.579 | 0 | 0 | 0 | Fail RIM; Pass PCT | [11 empty] | Commercial | High R-Value Glass Doors | Y | Restaurants | New | 0 | 0 | 0 | 0 | 0 | 0 | Fail TRC; Fail PCT
[12 empty] | Commercial | HVAC tune-up | Y | Grocery | Existing | 0.44522 | 0.57175 | 0.77869 | 0 | 0 | 0 | Fail RIM; Fail PCT | [11 empty] | Commercial | High R-Value Glass Doors | Y | Retail | New | 0 | 0 | 0 | 0 | 0 | 0 | Fail TRC; Fail PCT
[12 empty] | Commercial | HVAC tune-up | Y | Healthcare | Existing | 1.7895 | 0.57866 | 3.0926 | 0 | 0 | 0 | Fail RIM; Pass PCT | [11 empty] | Commercial | High R-Value Glass Doors | Y | Schools K-12 | New | 0 | 0 | 0 | 0 | 0 | 0 | Fail TRC; Fail PCT
[12 empty] | Commercial | HVAC tune-up | Y | Hospitals | Existing | 1.6901 | 0.57611 | 2.9336 | 0 | 0 | 0 | Fail RIM; Pass PCT | [11 empty] | Commercial | High R-Value Glass Doors | Y | Warehouse | New | 0 | 0 | 0 | 0 | 0 | 0 | Fail TRC; Fail PCT
[12 empty] | Commercial | HVAC tune-up | Y | Institutional | Existing | 0.43535 | 0.57175 | 0.76144 | 0 | 0 | 0 | Fail RIM; Fail PCT | [11 empty] | Commercial | Night Covers for Display Cases | Y | Assembly | Existing | 0.039026 | 0.57308 | 0.068099 | 0 | 0 | 0 | Fail TRC; Fail PCT
[12 empty] | Commercial | HVAC tune-up | Y | Lodging/Hospitality | Existing | 1.3585 | 0.57866 | 2.3477 | 0 | 0 | 0 | Fail RIM; Pass PCT | [11 empty] | Commercial | Night Covers for Display Cases | Y | College and University | Existing | 0.039026 | 0.57308 | 0.068099 | 0 | 0 | 0 | Fail TRC; Fail PCT
[12 empty] | Commercial | HVAC tune-up | Y | Miscellaneous | Existing | 0.45015 | 0.57175 | 0.78732 | 0 | 0 | 0 | Fail RIM; Fail PCT | [11 empty] | Commercial | Night Covers for Display Cases | Y | Grocery | Existing | 0.039026 | 0.57308 | 0.068099 | 0 | 0 | 0 | Fail TRC; Fail PCT
[12 empty] | Commercial | HVAC tune-up | Y | Offices | Existing | 0.90709 | 0.57175 | 1.5865 | 0 | 0 | 0 | Fail RIM; Pass PCT | [11 empty] | Commercial | Night Covers for Display Cases | Y | Healthcare | Existing | 0.039026 | 0.57308 | 0.068099 | 0 | 0 | 0 | Fail TRC; Fail PCT
[12 empty] | Commercial | HVAC tune-up | Y | Restaurants | Existing | 1.3061 | 0.57175 | 2.2843 | 0 | 0 | 0 | Fail RIM; Pass PCT | [11 empty] | Commercial | Night Covers for Display Cases | Y | Hospitals | Existing | 0.039026 | 0.57308 | 0.068099 | 0 | 0 | 0 | Fail TRC; Fail PCT
[12 empty] | Commercial | HVAC tune-up | Y | Retail | Existing | 1.0236 | 0.57175 | 1.7903 | 0 | 0 | 0 | Fail RIM; Pass PCT | [11 empty] | Commercial | Night Covers for Display Cases | Y | Institutional | Existing | 0.039026 | 0.57308 | 0.068099 | 0 | 0 | 0 | Fail TRC; Fail PCT
[12 empty] | Commercial | HVAC tune-up | Y | Schools K-12 | Existing | 0.88983 | 0.57175 | 1.5563 | 0 | 0 | 0 | Fail RIM; Pass PCT | [11 empty] | Commercial | Night Covers for Display Cases | Y | Lodging/Hospitality | Existing | 0.039026 | 0.57308 | 0.068099 | 0 | 0 | 0 | Fail TRC; Fail PCT
[12 empty] | Commercial | HVAC tune-up | Y | Warehouse | Existing | 0.19548 | 0.57175 | 0.34189 | 0 | 0 | 0 | Fail RIM; Fail PCT | [11 empty] | Commercial | Night Covers for Display Cases | Y | Miscellaneous | Existing | 0.039026 | 0.57308 | 0.068099 | 0 | 0 | 0 | Fail TRC; Fail PCT
[12 empty] | Commercial | HVAC tune-up | Y | Assembly | New | 0.80596 | 0.57175 | 1.4096 | 0 | 0 | 0 | Fail RIM; Pass PCT | [11 empty] | Commercial | Night Covers for Display Cases | Y | Offices | Existing | 0.039026 | 0.57308 | 0.068099 | 0 | 0 | 0 | Fail TRC; Fail PCT
[12 empty] | Commercial | HVAC tune-up | Y | College and University | New | 0.90966 | 0.57611 | 1.579 | 0 | 0 | 0 | Fail RIM; Pass PCT | [11 empty] | Commercial | Night Covers for Display Cases | Y | Restaurants | Existing | 0.039026 | 0.57308 | 0.068099 | 0 | 0 | 0 | Fail TRC; Fail PCT
[12 empty] | Commercial | HVAC tune-up | Y | Grocery | New | 0.44522 | 0.57175 | 0.77869 | 0 | 0 | 0 | Fail RIM; Fail PCT | [11 empty] | Commercial | Night Covers for Display Cases | Y | Retail | Existing | 0.039026 | 0.57308 | 0.068099 | 0 | 0 | 0 | Fail TRC; Fail PCT
[12 empty] | Commercial | HVAC tune-up | Y | Healthcare | New | 1.7895 | 0.57866 | 3.0926 | 0 | 0 | 0 | Fail RIM; Pass PCT | [11 empty] | Commercial | Night Covers for Display Cases | Y | Schools K-12 | Existing | 0.039026 | 0.57308 | 0.068099 | 0 | 0 | 0 | Fail TRC; Fail PCT
[12 empty] | Commercial | HVAC tune-up | Y | Hospitals | New | 1.6901 | 0.57611 | 2.9336 | 0 | 0 | 0 | Fail RIM; Pass PCT | [11 empty] | Commercial | Night Covers for Display Cases | Y | Warehouse | Existing | 0.039026 | 0.57308 | 0.068099 | 0 | 0 | 0 | Fail TRC; Fail PCT
[12 empty] | Commercial | HVAC tune-up | Y | Institutional | New | 0.43535 | 0.57175 | 0.76144 | 0 | 0 | 0 | Fail RIM; Fail PCT | [11 empty] | Commercial | Night Covers for Display Cases | Y | Assembly | New | 0.039026 | 0.57308 | 0.068099 | 0 | 0 | 0 | Fail TRC; Fail PCT
[12 empty] | Commercial | HVAC tune-up | Y | Lodging/Hospitality | New | 1.3585 | 0.57866 | 2.3477 | 0 | 0 | 0 | Fail RIM; Pass PCT | [11 empty] | Commercial | Night Covers for Display Cases | Y | College and University | New | 0.039026 | 0.57308 | 0.068099 | 0 | 0 | 0 | Fail TRC; Fail PCT
[12 empty] | Commercial | HVAC tune-up | Y | Miscellaneous | New | 0.45015 | 0.57175 | 0.78732 | 0 | 0 | 0 | Fail RIM; Fail PCT | [11 empty] | Commercial | Night Covers for Display Cases | Y | Grocery | New | 0.039026 | 0.57308 | 0.068099 | 0 | 0 | 0 | Fail TRC; Fail PCT
[12 empty] | Commercial | HVAC tune-up | Y | Offices | New | 0.90709 | 0.57175 | 1.5865 | 0 | 0 | 0 | Fail RIM; Pass PCT | [11 empty] | Commercial | Night Covers for Display Cases | Y | Healthcare | New | 0.039026 | 0.57308 | 0.068099 | 0 | 0 | 0 | Fail TRC; Fail PCT
[12 empty] | Commercial | HVAC tune-up | Y | Restaurants | New | 1.3061 | 0.57175 | 2.2843 | 0 | 0 | 0 | Fail RIM; Pass PCT | [11 empty] | Commercial | Night Covers for Display Cases | Y | Hospitals | New | 0.039026 | 0.57308 | 0.068099 | 0 | 0 | 0 | Fail TRC; Fail PCT
[12 empty] | Commercial | HVAC tune-up | Y | Retail | New | 1.0236 | 0.57175 | 1.7903 | 0 | 0 | 0 | Fail RIM; Pass PCT | [11 empty] | Commercial | Night Covers for Display Cases | Y | Institutional | New | 0.039026 | 0.57308 | 0.068099 | 0 | 0 | 0 | Fail TRC; Fail PCT
[12 empty] | Commercial | HVAC tune-up | Y | Schools K-12 | New | 0.88983 | 0.57175 | 1.5563 | 0 | 0 | 0 | Fail RIM; Pass PCT | [11 empty] | Commercial | Night Covers for Display Cases | Y | Lodging/Hospitality | New | 0.039026 | 0.57308 | 0.068099 | 0 | 0 | 0 | Fail TRC; Fail PCT
[12 empty] | Commercial | HVAC tune-up | Y | Warehouse | New | 0.19548 | 0.57175 | 0.34189 | 0 | 0 | 0 | Fail RIM; Fail PCT | [11 empty] | Commercial | Night Covers for Display Cases | Y | Miscellaneous | New | 0.039026 | 0.57308 | 0.068099 | 0 | 0 | 0 | Fail TRC; Fail PCT
[12 empty] | Commercial | HVAC tune-up_RTU | Y | Assembly | Existing | 0.60458 | 0.57175 | 1.0574 | 0 | 0 | 0 | Fail RIM; Pass PCT | [11 empty] | Commercial | Night Covers for Display Cases | Y | Offices | New | 0.039026 | 0.57308 | 0.068099 | 0 | 0 | 0 | Fail TRC; Fail PCT
[12 empty] | Commercial | HVAC tune-up_RTU | Y | College and University | Existing | 0.68236 | 0.57611 | 1.1844 | 0 | 0 | 0 | Fail RIM; Pass PCT | [11 empty] | Commercial | Night Covers for Display Cases | Y | Restaurants | New | 0.039026 | 0.57308 | 0.068099 | 0 | 0 | 0 | Fail TRC; Fail PCT
[12 empty] | Commercial | HVAC tune-up_RTU | Y | Grocery | Existing | 0.33397 | 0.57175 | 0.58412 | 0 | 0 | 0 | Fail RIM; Fail PCT | [11 empty] | Commercial | Night Covers for Display Cases | Y | Retail | New | 0.039026 | 0.57308 | 0.068099 | 0 | 0 | 0 | Fail TRC; Fail PCT
[12 empty] | Commercial | HVAC tune-up_RTU | Y | Healthcare | Existing | 1.3424 | 0.57866 | 2.3198 | 0 | 0 | 0 | Fail RIM; Pass PCT | [11 empty] | Commercial | Night Covers for Display Cases | Y | Schools K-12 | New | 0.039026 | 0.57308 | 0.068099 | 0 | 0 | 0 | Fail TRC; Fail PCT
[12 empty] | Commercial | HVAC tune-up_RTU | Y | Hospitals | Existing | 1.2678 | 0.57611 | 2.2006 | 0 | 0 | 0 | Fail RIM; Pass PCT | [11 empty] | Commercial | Night Covers for Display Cases | Y | Warehouse | New | 0.039026 | 0.57308 | 0.068099 | 0 | 0 | 0 | Fail TRC; Fail PCT
[12 empty] | Commercial | HVAC tune-up_RTU | Y | Institutional | Existing | 0.32657 | 0.57175 | 0.57118 | 0 | 0 | 0 | Fail RIM; Fail PCT | [11 empty] | Commercial | Refrigerated Display Case Lighting Controls | Y | Assembly | Existing | 0.28419 | 0.6875 | 0.41338 | 0 | 0 | 0 | Fail TRC; Fail PCT
[12 empty] | Commercial | HVAC tune-up_RTU | Y | Lodging/Hospitality | Existing | 1.0191 | 0.57866 | 1.7611 | 0 | 0 | 0 | Fail RIM; Pass PCT | [11 empty] | Commercial | Refrigerated Display Case Lighting Controls | Y | College and University | Existing | 0.28419 | 0.6875 | 0.41338 | 0 | 0 | 0 | Fail TRC; Fail PCT
[12 empty] | Commercial | HVAC tune-up_RTU | Y | Miscellaneous | Existing | 0.33767 | 0.57175 | 0.59059 | 0 | 0 | 0 | Fail RIM; Fail PCT | [11 empty] | Commercial | Refrigerated Display Case Lighting Controls | Y | Grocery | Existing | 0.28419 | 0.6875 | 0.41338 | 0 | 0 | 0 | Fail TRC; Fail PCT
[12 empty] | Commercial | HVAC tune-up_RTU | Y | Offices | Existing | 0.68044 | 0.57175 | 1.1901 | 0 | 0 | 0 | Fail RIM; Pass PCT | [11 empty] | Commercial | Refrigerated Display Case Lighting Controls | Y | Healthcare | Existing | 0.28419 | 0.6875 | 0.41338 | 0 | 0 | 0 | Fail TRC; Fail PCT
[12 empty] | Commercial | HVAC tune-up_RTU | Y | Restaurants | Existing | 0.97972 | 0.57175 | 1.7135 | 0 | 0 | 0 | Fail RIM; Pass PCT | [11 empty] | Commercial | Refrigerated Display Case Lighting Controls | Y | Hospitals | Existing | 0.28419 | 0.6875 | 0.41338 | 0 | 0 | 0 | Fail TRC; Fail PCT
[12 empty] | Commercial | HVAC tune-up_RTU | Y | Retail | Existing | 0.76786 | 0.57175 | 1.343 | 0 | 0 | 0 | Fail RIM; Pass PCT | [11 empty] | Commercial | Refrigerated Display Case Lighting Controls | Y | Institutional | Existing | 0.28419 | 0.6875 | 0.41338 | 0 | 0 | 0 | Fail TRC; Fail PCT
[12 empty] | Commercial | HVAC tune-up_RTU | Y | Schools K-12 | Existing | 0.66749 | 0.57175 | 1.1674 | 0 | 0 | 0 | Fail RIM; Pass PCT | [11 empty] | Commercial | Refrigerated Display Case Lighting Controls | Y | Lodging/Hospitality | Existing | 0.28419 | 0.6875 | 0.41338 | 0 | 0 | 0 | Fail TRC; Fail PCT
[12 empty] | Commercial | HVAC tune-up_RTU | Y | Warehouse | Existing | 0.14663 | 0.57175 | 0.25646 | 0 | 0 | 0 | Fail RIM; Fail PCT | [11 empty] | Commercial | Refrigerated Display Case Lighting Controls | Y | Miscellaneous | Existing | 0.28419 | 0.6875 | 0.41338 | 0 | 0 | 0 | Fail TRC; Fail PCT
[12 empty] | Commercial | HVAC tune-up_RTU | Y | Assembly | New | 0.60458 | 0.57175 | 1.0574 | 0 | 0 | 0 | Fail RIM; Pass PCT | [11 empty] | Commercial | Refrigerated Display Case Lighting Controls | Y | Offices | Existing | 0.28419 | 0.6875 | 0.41338 | 0 | 0 | 0 | Fail TRC; Fail PCT
[12 empty] | Commercial | HVAC tune-up_RTU | Y | College and University | New | 0.68236 | 0.57611 | 1.1844 | 0 | 0 | 0 | Fail RIM; Pass PCT | [11 empty] | Commercial | Refrigerated Display Case Lighting Controls | Y | Restaurants | Existing | 0.28419 | 0.6875 | 0.41338 | 0 | 0 | 0 | Fail TRC; Fail PCT
[12 empty] | Commercial | HVAC tune-up_RTU | Y | Grocery | New | 0.33397 | 0.57175 | 0.58412 | 0 | 0 | 0 | Fail RIM; Fail PCT | [11 empty] | Commercial | Refrigerated Display Case Lighting Controls | Y | Retail | Existing | 0.28419 | 0.6875 | 0.41338 | 0 | 0 | 0 | Fail TRC; Fail PCT
[12 empty] | Commercial | HVAC tune-up_RTU | Y | Healthcare | New | 1.3424 | 0.57866 | 2.3198 | 0 | 0 | 0 | Fail RIM; Pass PCT | [11 empty] | Commercial | Refrigerated Display Case Lighting Controls | Y | Schools K-12 | Existing | 0.28419 | 0.6875 | 0.41338 | 0 | 0 | 0 | Fail TRC; Fail PCT
[12 empty] | Commercial | HVAC tune-up_RTU | Y | Hospitals | New | 1.2678 | 0.57611 | 2.2006 | 0 | 0 | 0 | Fail RIM; Pass PCT | [11 empty] | Commercial | Refrigerated Display Case Lighting Controls | Y | Warehouse | Existing | 0.28419 | 0.6875 | 0.41338 | 0 | 0 | 0 | Fail TRC; Fail PCT
[12 empty] | Commercial | HVAC tune-up_RTU | Y | Institutional | New | 0.32657 | 0.57175 | 0.57118 | 0 | 0 | 0 | Fail RIM; Fail PCT | [11 empty] | Commercial | Refrigerated Display Case Lighting Controls | Y | Assembly | New | 0.10546 | 0.6875 | 0.1534 | 0 | 0 | 0 | Fail TRC; Fail PCT
[12 empty] | Commercial | HVAC tune-up_RTU | Y | Lodging/Hospitality | New | 1.0191 | 0.57866 | 1.7611 | 0 | 0 | 0 | Fail RIM; Pass PCT | [11 empty] | Commercial | Refrigerated Display Case Lighting Controls | Y | College and University | New | 0.10546 | 0.6875 | 0.1534 | 0 | 0 | 0 | Fail TRC; Fail PCT
[12 empty] | Commercial | HVAC tune-up_RTU | Y | Miscellaneous | New | 0.33767 | 0.57175 | 0.59059 | 0 | 0 | 0 | Fail RIM; Fail PCT | [11 empty] | Commercial | Refrigerated Display Case Lighting Controls | Y | Grocery | New | 0.10546 | 0.6875 | 0.1534 | 0 | 0 | 0 | Fail TRC; Fail PCT
[12 empty] | Commercial | HVAC tune-up_RTU | Y | Offices | New | 0.68044 | 0.57175 | 1.1901 | 0 | 0 | 0 | Fail RIM; Pass PCT | [11 empty] | Commercial | Refrigerated Display Case Lighting Controls | Y | Healthcare | New | 0.10546 | 0.6875 | 0.1534 | 0 | 0 | 0 | Fail TRC; Fail PCT
[12 empty] | Commercial | HVAC tune-up_RTU | Y | Restaurants | New | 0.97972 | 0.57175 | 1.7135 | 0 | 0 | 0 | Fail RIM; Pass PCT | [11 empty] | Commercial | Refrigerated Display Case Lighting Controls | Y | Hospitals | New | 0.10546 | 0.6875 | 0.1534 | 0 | 0 | 0 | Fail TRC; Fail PCT
[12 empty] | Commercial | HVAC tune-up_RTU | Y | Retail | New | 0.76786 | 0.57175 | 1.343 | 0 | 0 | 0 | Fail RIM; Pass PCT | [11 empty] | Commercial | Refrigerated Display Case Lighting Controls | Y | Institutional | New | 0.10546 | 0.6875 | 0.1534 | 0 | 0 | 0 | Fail TRC; Fail PCT
[12 empty] | Commercial | HVAC tune-up_RTU | Y | Schools K-12 | New | 0.66749 | 0.57175 | 1.1674 | 0 | 0 | 0 | Fail RIM; Pass PCT | [11 empty] | Commercial | Refrigerated Display Case Lighting Controls | Y | Lodging/Hospitality | New | 0.10546 | 0.6875 | 0.1534 | 0 | 0 | 0 | Fail TRC; Fail PCT
[12 empty] | Commercial | HVAC tune-up_RTU | Y | Warehouse | New | 0.14663 | 0.57175 | 0.25646 | 0 | 0 | 0 | Fail RIM; Fail PCT | [11 empty] | Commercial | Refrigerated Display Case Lighting Controls | Y | Miscellaneous | New | 0.10546 | 0.6875 | 0.1534 | 0 | 0 | 0 | Fail TRC; Fail PCT
[12 empty] | Commercial | Infiltration Reduction - Air Sealing | Y | Assembly | Existing | 0.063064 | 0.558 | 0.11302 | 0 | 0 | 0 | Fail RIM; Fail PCT | [11 empty] | Commercial | Refrigerated Display Case Lighting Controls | Y | Offices | New | 0.10546 | 0.6875 | 0.1534 | 0 | 0 | 0 | Fail TRC; Fail PCT
[12 empty] | Commercial | Infiltration Reduction - Air Sealing | Y | College and University | Existing | 0.030806 | 0.558 | 0.055207 | 0 | 0 | 0 | Fail RIM; Fail PCT | [11 empty] | Commercial | Refrigerated Display Case Lighting Controls | Y | Restaurants | New | 0.10546 | 0.6875 | 0.1534 | 0 | 0 | 0 | Fail TRC; Fail PCT
[12 empty] | Commercial | Infiltration Reduction - Air Sealing | Y | Grocery | Existing | 0.21445 | 0.558 | 0.38432 | 0 | 0 | 0 | Fail RIM; Fail PCT | [11 empty] | Commercial | Refrigerated Display Case Lighting Controls | Y | Retail | New | 0.10546 | 0.6875 | 0.1534 | 0 | 0 | 0 | Fail TRC; Fail PCT
[12 empty] | Commercial | Infiltration Reduction - Air Sealing | Y | Healthcare | Existing | 0.059757 | 0.558 | 0.10709 | 0 | 0 | 0 | Fail RIM; Fail PCT | [11 empty] | Commercial | Refrigerated Display Case Lighting Controls | Y | Schools K-12 | New | 0.10546 | 0.6875 | 0.1534 | 0 | 0 | 0 | Fail TRC; Fail PCT
[12 empty] | Commercial | Infiltration Reduction - Air Sealing | Y | Hospitals | Existing | 0.030912 | 0.558 | 0.055397 | 0 | 0 | 0 | Fail RIM; Fail PCT | [11 empty] | Commercial | Refrigerated Display Case Lighting Controls | Y | Warehouse | New | 0.10546 | 0.6875 | 0.1534 | 0 | 0 | 0 | Fail TRC; Fail PCT
[12 empty] | Commercial | Infiltration Reduction - Air Sealing | Y | Institutional | Existing | 0.19286 | 0.558 | 0.34562 | 0 | 0 | 0 | Fail RIM; Fail PCT | [11 empty] | Commercial | Strip Curtains for Walk-ins | Y | Assembly | Existing | 0.43196 | 0.57242 | 0.75463 | 0 | 0 | 0 | Fail TRC; Fail PCT
[12 empty] | Commercial | Infiltration Reduction - Air Sealing | Y | Lodging/Hospitality | Existing | 0.14508 | 0.558 | 0.26 | 0 | 0 | 0 | Fail RIM; Fail PCT | [11 empty] | Commercial | Strip Curtains for Walk-ins | Y | College and University | Existing | 0.42929 | 0.56933 | 0.75402 | 0 | 0 | 0 | Fail TRC; Fail PCT
[12 empty] | Commercial | Infiltration Reduction - Air Sealing | Y | Miscellaneous | Existing | 0.038549 | 0.558 | 0.069084 | 0 | 0 | 0 | Fail RIM; Fail PCT | [11 empty] | Commercial | Strip Curtains for Walk-ins | Y | Grocery | Existing | 0.43196 | 0.57242 | 0.75463 | 0 | 0 | 0 | Fail TRC; Fail PCT
[12 empty] | Commercial | Infiltration Reduction - Air Sealing | Y | Offices | Existing | 0.27988 | 0.558 | 0.50158 | 0 | 0 | 0 | Fail RIM; Fail PCT | [11 empty] | Commercial | Strip Curtains for Walk-ins | Y | Healthcare | Existing | 0.42929 | 0.56933 | 0.75402 | 0 | 0 | 0 | Fail TRC; Fail PCT
[12 empty] | Commercial | Infiltration Reduction - Air Sealing | Y | Restaurants | Existing | 0.20809 | 0.558 | 0.37292 | 0 | 0 | 0 | Fail RIM; Fail PCT | [11 empty] | Commercial | Strip Curtains for Walk-ins | Y | Hospitals | Existing | 0.42929 | 0.56933 | 0.75402 | 0 | 0 | 0 | Fail TRC; Fail PCT
[12 empty] | Commercial | Infiltration Reduction - Air Sealing | Y | Retail | Existing | 0.090901 | 0.558 | 0.1629 | 0 | 0 | 0 | Fail RIM; Fail PCT | [11 empty] | Commercial | Strip Curtains for Walk-ins | Y | Institutional | Existing | 0.43196 | 0.57242 | 0.75463 | 0 | 0 | 0 | Fail TRC; Fail PCT
[12 empty] | Commercial | Infiltration Reduction - Air Sealing | Y | Schools K-12 | Existing | 0.02076 | 0.558 | 0.037204 | 0 | 0 | 0 | Fail RIM; Fail PCT | [11 empty] | Commercial | Strip Curtains for Walk-ins | Y | Lodging/Hospitality | Existing | 0.42929 | 0.56933 | 0.75402 | 0 | 0 | 0 | Fail TRC; Fail PCT
[12 empty] | Commercial | Infiltration Reduction - Air Sealing | Y | Warehouse | Existing | 0.057406 | 0.558 | 0.10288 | 0 | 0 | 0 | Fail RIM; Fail PCT | [11 empty] | Commercial | Strip Curtains for Walk-ins | Y | Miscellaneous | Existing | 0.43196 | 0.57242 | 0.75463 | 0 | 0 | 0 | Fail TRC; Fail PCT
[12 empty] | Commercial | Infiltration Reduction - Air Sealing | Y | Assembly | New | 0.062 | 0.558 | 0.11111 | 0 | 0 | 0 | Fail RIM; Fail PCT | [11 empty] | Commercial | Strip Curtains for Walk-ins | Y | Offices | Existing | 0.43196 | 0.57242 | 0.75463 | 0 | 0 | 0 | Fail TRC; Fail PCT
[12 empty] | Commercial | Infiltration Reduction - Air Sealing | Y | College and University | New | 0.030286 | 0.558 | 0.054276 | 0 | 0 | 0 | Fail RIM; Fail PCT | [11 empty] | Commercial | Strip Curtains for Walk-ins | Y | Restaurants | Existing | 0.42929 | 0.56933 | 0.75402 | 0 | 0 | 0 | Fail TRC; Fail PCT
[12 empty] | Commercial | Infiltration Reduction - Air Sealing | Y | Grocery | New | 0.21084 | 0.558 | 0.37784 | 0 | 0 | 0 | Fail RIM; Fail PCT | [11 empty] | Commercial | Strip Curtains for Walk-ins | Y | Retail | Existing | 0.43196 | 0.57242 | 0.75463 | 0 | 0 | 0 | Fail TRC; Fail PCT
[12 empty] | Commercial | Infiltration Reduction - Air Sealing | Y | Healthcare | New | 0.058749 | 0.558 | 0.10528 | 0 | 0 | 0 | Fail RIM; Fail PCT | [11 empty] | Commercial | Strip Curtains for Walk-ins | Y | Schools K-12 | Existing | 0.42929 | 0.56933 | 0.75402 | 0 | 0 | 0 | Fail TRC; Fail PCT
[12 empty] | Commercial | Infiltration Reduction - Air Sealing | Y | Hospitals | New | 0.03039 | 0.558 | 0.054462 | 0 | 0 | 0 | Fail RIM; Fail PCT | [11 empty] | Commercial | Strip Curtains for Walk-ins | Y | Warehouse | Existing | 0.43196 | 0.57242 | 0.75463 | 0 | 0 | 0 | Fail TRC; Fail PCT
[12 empty] | Commercial | Infiltration Reduction - Air Sealing | Y | Institutional | New | 0.1896 | 0.558 | 0.33979 | 0 | 0 | 0 | Fail RIM; Fail PCT | [11 empty] | Commercial | Strip Curtains for Walk-ins | Y | Assembly | New | 0.43196 | 0.57242 | 0.75463 | 0 | 0 | 0 | Fail TRC; Fail PCT
[12 empty] | Commercial | Infiltration Reduction - Air Sealing | Y | Lodging/Hospitality | New | 0.14263 | 0.558 | 0.25561 | 0 | 0 | 0 | Fail RIM; Fail PCT | [11 empty] | Commercial | Strip Curtains for Walk-ins | Y | College and University | New | 0.42929 | 0.56933 | 0.75402 | 0 | 0 | 0 | Fail TRC; Fail PCT
[12 empty] | Commercial | Infiltration Reduction - Air Sealing | Y | Miscellaneous | New | 0.037899 | 0.558 | 0.067919 | 0 | 0 | 0 | Fail RIM; Fail PCT | [11 empty] | Commercial | Strip Curtains for Walk-ins | Y | Grocery | New | 0.43196 | 0.57242 | 0.75463 | 0 | 0 | 0 | Fail TRC; Fail PCT
[12 empty] | Commercial | Infiltration Reduction - Air Sealing | Y | Offices | New | 0.27516 | 0.558 | 0.49312 | 0 | 0 | 0 | Fail RIM; Fail PCT | [11 empty] | Commercial | Strip Curtains for Walk-ins | Y | Healthcare | New | 0.42929 | 0.56933 | 0.75402 | 0 | 0 | 0 | Fail TRC; Fail PCT
[12 empty] | Commercial | Infiltration Reduction - Air Sealing | Y | Restaurants | New | 0.20458 | 0.558 | 0.36662 | 0 | 0 | 0 | Fail RIM; Fail PCT | [11 empty] | Commercial | Strip Curtains for Walk-ins | Y | Hospitals | New | 0.42929 | 0.56933 | 0.75402 | 0 | 0 | 0 | Fail TRC; Fail PCT
[12 empty] | Commercial | Infiltration Reduction - Air Sealing | Y | Retail | New | 0.089368 | 0.558 | 0.16016 | 0 | 0 | 0 | Fail RIM; Fail PCT | [11 empty] | Commercial | Strip Curtains for Walk-ins | Y | Institutional | New | 0.43196 | 0.57242 | 0.75463 | 0 | 0 | 0 | Fail TRC; Fail PCT
[12 empty] | Commercial | Infiltration Reduction - Air Sealing | Y | Schools K-12 | New | 0.02041 | 0.558 | 0.036576 | 0 | 0 | 0 | Fail RIM; Fail PCT | [11 empty] | Commercial | Strip Curtains for Walk-ins | Y | Lodging/Hospitality | New | 0.42929 | 0.56933 | 0.75402 | 0 | 0 | 0 | Fail TRC; Fail PCT
[12 empty] | Commercial | Infiltration Reduction - Air Sealing | Y | Warehouse | New | 0.056438 | 0.558 | 0.10114 | 0 | 0 | 0 | Fail RIM; Fail PCT | [11 empty] | Commercial | Strip Curtains for Walk-ins | Y | Miscellaneous | New | 0.43196 | 0.57242 | 0.75463 | 0 | 0 | 0 | Fail TRC; Fail PCT
[12 empty] | Commercial | Low U-Value Windows | Y | Assembly | Existing | 0.94021 | 0.73981 | 1.2709 | 0 | 0 | 0 | Fail RIM; Pass PCT | [11 empty] | Commercial | Strip Curtains for Walk-ins | Y | Offices | New | 0.43196 | 0.57242 | 0.75463 | 0 | 0 | 0 | Fail TRC; Fail PCT
[12 empty] | Commercial | Low U-Value Windows | Y | College and University | Existing | 0.94021 | 0.73981 | 1.2709 | 0 | 0 | 0 | Fail RIM; Pass PCT | [11 empty] | Commercial | Strip Curtains for Walk-ins | Y | Restaurants | New | 0.42929 | 0.56933 | 0.75402 | 0 | 0 | 0 | Fail TRC; Fail PCT
[12 empty] | Commercial | Low U-Value Windows | Y | Grocery | Existing | 0.94021 | 0.73981 | 1.2709 | 0 | 0 | 0 | Fail RIM; Pass PCT | [11 empty] | Commercial | Strip Curtains for Walk-ins | Y | Retail | New | 0.43196 | 0.57242 | 0.75463 | 0 | 0 | 0 | Fail TRC; Fail PCT
[12 empty] | Commercial | Low U-Value Windows | Y | Healthcare | Existing | 0.94021 | 0.73981 | 1.2709 | 0 | 0 | 0 | Fail RIM; Pass PCT | [11 empty] | Commercial | Strip Curtains for Walk-ins | Y | Schools K-12 | New | 0.42929 | 0.56933 | 0.75402 | 0 | 0 | 0 | Fail TRC; Fail PCT
[12 empty] | Commercial | Low U-Value Windows | Y | Hospitals | Existing | 0.94021 | 0.73981 | 1.2709 | 0 | 0 | 0 | Fail RIM; Pass PCT | [11 empty] | Commercial | Strip Curtains for Walk-ins | Y | Warehouse | New | 0.43196 | 0.57242 | 0.75463 | 0 | 0 | 0 | Fail TRC; Fail PCT
[12 empty] | Commercial | Low U-Value Windows | Y | Institutional | Existing | 0.94021 | 0.73981 | 1.2709 | 0 | 0 | 0 | Fail RIM; Pass PCT | [11 empty] | Commercial | CO Sensors for Parking Garage Exhaust | Y | Assembly | Existing | 5.8022 | 0.63444 | 9.1454 | 0 | 0 | 0 | Pass TRC; Pass PCT; Fail 2-year Threshold
[12 empty] | Commercial | Low U-Value Windows | Y | Lodging/Hospitality | Existing | 1.0216 | 0.80084 | 1.2756 | 0 | 0 | 0 | Fail RIM; Pass PCT | [11 empty] | Commercial | CO Sensors for Parking Garage Exhaust | Y | College and University | Existing | 5.8022 | 0.63444 | 9.1454 | 0 | 0 | 0 | Pass TRC; Pass PCT; Fail 2-year Threshold
[12 empty] | Commercial | Low U-Value Windows | Y | Miscellaneous | Existing | 1.0073 | 0.79377 | 1.269 | 0 | 0 | 0 | Fail RIM; Pass PCT | [11 empty] | Commercial | CO Sensors for Parking Garage Exhaust | Y | Grocery | Existing | 5.8022 | 0.63444 | 9.1454 | 0 | 0 | 0 | Pass TRC; Pass PCT; Fail 2-year Threshold
[12 empty] | Commercial | Low U-Value Windows | Y | Offices | Existing | 0.94021 | 0.73981 | 1.2709 | 0 | 0 | 0 | Fail RIM; Pass PCT | [11 empty] | Commercial | CO Sensors for Parking Garage Exhaust | Y | Healthcare | Existing | 5.8022 | 0.63444 | 9.1454 | 0 | 0 | 0 | Pass TRC; Pass PCT; Fail 2-year Threshold
[12 empty] | Commercial | Low U-Value Windows | Y | Restaurants | Existing | 0.94021 | 0.73981 | 1.2709 | 0 | 0 | 0 | Fail RIM; Pass PCT | [11 empty] | Commercial | CO Sensors for Parking Garage Exhaust | Y | Hospitals | Existing | 5.8022 | 0.63444 | 9.1454 | 0 | 0 | 0 | Pass TRC; Pass PCT; Fail 2-year Threshold
[12 empty] | Commercial | Low U-Value Windows | Y | Retail | Existing | 0.94021 | 0.73981 | 1.2709 | 0 | 0 | 0 | Fail RIM; Pass PCT | [11 empty] | Commercial | CO Sensors for Parking Garage Exhaust | Y | Institutional | Existing | 5.8022 | 0.63444 | 9.1454 | 0 | 0 | 0 | Pass TRC; Pass PCT; Fail 2-year Threshold
[12 empty] | Commercial | Low U-Value Windows | Y | Schools K-12 | Existing | 0.94021 | 0.73981 | 1.2709 | 0 | 0 | 0 | Fail RIM; Pass PCT | [11 empty] | Commercial | CO Sensors for Parking Garage Exhaust | Y | Lodging/Hospitality | Existing | 5.8022 | 0.63444 | 9.1454 | 0 | 0 | 0 | Pass TRC; Pass PCT; Fail 2-year Threshold
[12 empty] | Commercial | Low U-Value Windows | Y | Warehouse | Existing | 1.0073 | 0.79377 | 1.269 | 0 | 0 | 0 | Fail RIM; Pass PCT | [11 empty] | Commercial | CO Sensors for Parking Garage Exhaust | Y | Miscellaneous | Existing | 5.8022 | 0.63444 | 9.1454 | 0 | 0 | 0 | Pass TRC; Pass PCT; Fail 2-year Threshold
[12 empty] | Commercial | Low U-Value Windows | Y | Assembly | New | 0.12264 | 0.73981 | 0.16577 | 0 | 0 | 0 | Fail RIM; Fail PCT | [11 empty] | Commercial | CO Sensors for Parking Garage Exhaust | Y | Offices | Existing | 5.8022 | 0.63444 | 9.1454 | 0 | 0 | 0 | Pass TRC; Pass PCT; Fail 2-year Threshold
[12 empty] | Commercial | Low U-Value Windows | Y | College and University | New | 0.12264 | 0.73981 | 0.16577 | 0 | 0 | 0 | Fail RIM; Fail PCT | [11 empty] | Commercial | CO Sensors for Parking Garage Exhaust | Y | Restaurants | Existing | 5.8022 | 0.63444 | 9.1454 | 0 | 0 | 0 | Pass TRC; Pass PCT; Fail 2-year Threshold
[12 empty] | Commercial | Low U-Value Windows | Y | Grocery | New | 0.12264 | 0.73981 | 0.16577 | 0 | 0 | 0 | Fail RIM; Fail PCT | [11 empty] | Commercial | CO Sensors for Parking Garage Exhaust | Y | Retail | Existing | 5.8022 | 0.63444 | 9.1454 | 0 | 0 | 0 | Pass TRC; Pass PCT; Fail 2-year Threshold
[12 empty] | Commercial | Low U-Value Windows | Y | Healthcare | New | 0.12264 | 0.73981 | 0.16577 | 0 | 0 | 0 | Fail RIM; Fail PCT | [11 empty] | Commercial | CO Sensors for Parking Garage Exhaust | Y | Schools K-12 | Existing | 5.8022 | 0.63444 | 9.1454 | 0 | 0 | 0 | Pass TRC; Pass PCT; Fail 2-year Threshold
[12 empty] | Commercial | Low U-Value Windows | Y | Hospitals | New | 0.12264 | 0.73981 | 0.16577 | 0 | 0 | 0 | Fail RIM; Fail PCT | [11 empty] | Commercial | CO Sensors for Parking Garage Exhaust | Y | Warehouse | Existing | 5.8022 | 0.63444 | 9.1454 | 0 | 0 | 0 | Pass TRC; Pass PCT; Fail 2-year Threshold
[12 empty] | Commercial | Low U-Value Windows | Y | Institutional | New | 0.12264 | 0.73981 | 0.16577 | 0 | 0 | 0 | Fail RIM; Fail PCT | [11 empty] | Commercial | CO Sensors for Parking Garage Exhaust | Y | Assembly | New | 5.8022 | 0.63444 | 9.1454 | 0 | 0 | 0 | Pass TRC; Pass PCT; Fail 2-year Threshold
[12 empty] | Commercial | Low U-Value Windows | Y | Lodging/Hospitality | New | 0.13325 | 0.80084 | 0.16638 | 0 | 0 | 0 | Fail RIM; Fail PCT | [11 empty] | Commercial | CO Sensors for Parking Garage Exhaust | Y | College and University | New | 5.8022 | 0.63444 | 9.1454 | 0 | 0 | 0 | Pass TRC; Pass PCT; Fail 2-year Threshold
[12 empty] | Commercial | Low U-Value Windows | Y | Miscellaneous | New | 0.13139 | 0.79377 | 0.16552 | 0 | 0 | 0 | Fail RIM; Fail PCT | [11 empty] | Commercial | CO Sensors for Parking Garage Exhaust | Y | Grocery | New | 5.8022 | 0.63444 | 9.1454 | 0 | 0 | 0 | Pass TRC; Pass PCT; Fail 2-year Threshold
[12 empty] | Commercial | Low U-Value Windows | Y | Offices | New | 0.12264 | 0.73981 | 0.16577 | 0 | 0 | 0 | Fail RIM; Fail PCT | [11 empty] | Commercial | CO Sensors for Parking Garage Exhaust | Y | Healthcare | New | 5.8022 | 0.63444 | 9.1454 | 0 | 0 | 0 | Pass TRC; Pass PCT; Fail 2-year Threshold
[12 empty] | Commercial | Low U-Value Windows | Y | Restaurants | New | 0.12264 | 0.73981 | 0.16577 | 0 | 0 | 0 | Fail RIM; Fail PCT | [11 empty] | Commercial | CO Sensors for Parking Garage Exhaust | Y | Hospitals | New | 5.8022 | 0.63444 | 9.1454 | 0 | 0 | 0 | Pass TRC; Pass PCT; Fail 2-year Threshold
[12 empty] | Commercial | Low U-Value Windows | Y | Retail | New | 0.12264 | 0.73981 | 0.16577 | 0 | 0 | 0 | Fail RIM; Fail PCT | [11 empty] | Commercial | CO Sensors for Parking Garage Exhaust | Y | Institutional | New | 5.8022 | 0.63444 | 9.1454 | 0 | 0 | 0 | Pass TRC; Pass PCT; Fail 2-year Threshold
[12 empty] | Commercial | Low U-Value Windows | Y | Schools K-12 | New | 0.12264 | 0.73981 | 0.16577 | 0 | 0 | 0 | Fail RIM; Fail PCT | [11 empty] | Commercial | CO Sensors for Parking Garage Exhaust | Y | Lodging/Hospitality | New | 5.8022 | 0.63444 | 9.1454 | 0 | 0 | 0 | Pass TRC; Pass PCT; Fail 2-year Threshold
[12 empty] | Commercial | Low U-Value Windows | Y | Warehouse | New | 0.13139 | 0.79377 | 0.16552 | 0 | 0 | 0 | Fail RIM; Fail PCT | [11 empty] | Commercial | CO Sensors for Parking Garage Exhaust | Y | Miscellaneous | New | 5.8022 | 0.63444 | 9.1454 | 0 | 0 | 0 | Pass TRC; Pass PCT; Fail 2-year Threshold
[12 empty] | Commercial | Programmable Thermostat | Y | Assembly | Existing | 0.48654 | 0.88158 | 0.55189 | 0 | 0 | 0 | Fail RIM; Fail PCT | [11 empty] | Commercial | CO Sensors for Parking Garage Exhaust | Y | Offices | New | 5.8022 | 0.63444 | 9.1454 | 0 | 0 | 0 | Pass TRC; Pass PCT; Fail 2-year Threshold
[12 empty] | Commercial | Programmable Thermostat | Y | College and University | Existing | 0.65111 | 0.75017 | 0.86796 | 0 | 0 | 0 | Fail RIM; Fail PCT | [11 empty] | Commercial | CO Sensors for Parking Garage Exhaust | Y | Restaurants | New | 5.8022 | 0.63444 | 9.1454 | 0 | 0 | 0 | Pass TRC; Pass PCT; Fail 2-year Threshold
[12 empty] | Commercial | Programmable Thermostat | Y | Grocery | Existing | 4.5264 | 0.83533 | 5.4187 | 0 | 0 | 0 | Fail RIM; Pass PCT | [11 empty] | Commercial | CO Sensors for Parking Garage Exhaust | Y | Retail | New | 5.8022 | 0.63444 | 9.1454 | 0 | 0 | 0 | Pass TRC; Pass PCT; Fail 2-year Threshold
[12 empty] | Commercial | Programmable Thermostat | Y | Healthcare | Existing | 1.9244 | 0.88158 | 2.1829 | 0 | 0 | 0 | Fail RIM; Pass PCT | [11 empty] | Commercial | CO Sensors for Parking Garage Exhaust | Y | Schools K-12 | New | 5.8022 | 0.63444 | 9.1454 | 0 | 0 | 0 | Pass TRC; Pass PCT; Fail 2-year Threshold
[12 empty] | Commercial | Programmable Thermostat | Y | Hospitals | Existing | 1.7333 | 0.75017 | 2.3106 | 0 | 0 | 0 | Fail RIM; Pass PCT | [11 empty] | Commercial | CO Sensors for Parking Garage Exhaust | Y | Warehouse | New | 5.8022 | 0.63444 | 9.1454 | 0 | 0 | 0 | Pass TRC; Pass PCT; Fail 2-year Threshold
[12 empty] | Commercial | Programmable Thermostat | Y | Institutional | Existing | 2.2246 | 0.88158 | 2.5234 | 0 | 0 | 0 | Fail RIM; Pass PCT | [11 empty] | Commercial | Demand Controlled Ventilation | Y | College and University | Existing | 2.6976 | 0.52052 | 5.1825 | 0 | 0 | 0 | Pass TRC; Pass PCT; Fail 2-year Threshold
[12 empty] | Commercial | Programmable Thermostat | Y | Lodging/Hospitality | Existing | 0.80804 | 0.62146 | 1.3002 | 0 | 0 | 0 | Fail RIM; Pass PCT | [11 empty] | Commercial | Demand Controlled Ventilation | Y | Grocery | Existing | 0.61551 | 0.52052 | 1.1825 | 0 | 0 | 0 | Fail TRC; Pass PCT
[12 empty] | Commercial | Programmable Thermostat | Y | Miscellaneous | Existing | 1.5608 | 0.88158 | 1.7705 | 0 | 0 | 0 | Fail RIM; Pass PCT | [11 empty] | Commercial | Demand Controlled Ventilation | Y | Healthcare | Existing | 2.6285 | 0.52052 | 5.0497 | 0 | 0 | 0 | Pass TRC; Pass PCT; Fail 2-year Threshold
[12 empty] | Commercial | Programmable Thermostat | Y | Offices | Existing | 2.0732 | 0.88158 | 2.3516 | 0 | 0 | 0 | Fail RIM; Pass PCT | [11 empty] | Commercial | Demand Controlled Ventilation | Y | Hospitals | Existing | 3.9126 | 0.52052 | 7.5167 | 0 | 0 | 0 | Pass TRC; Pass PCT; Fail 2-year Threshold
[12 empty] | Commercial | Programmable Thermostat | Y | Restaurants | Existing | 3.7732 | 0.83533 | 4.517 | 0 | 0 | 0 | Fail RIM; Pass PCT | [11 empty] | Commercial | Demand Controlled Ventilation | Y | Institutional | Existing | 2.695 | 0.52052 | 5.1776 | 0 | 0 | 0 | Pass TRC; Pass PCT; Fail 2-year Threshold
[12 empty] | Commercial | Programmable Thermostat | Y | Retail | Existing | 0.82402 | 0.83533 | 0.98647 | 0 | 0 | 0 | Fail RIM; Fail PCT | [11 empty] | Commercial | Demand Controlled Ventilation | Y | Lodging/Hospitality | Existing | 2.2081 | 0.52052 | 4.2421 | 0 | 0 | 0 | Pass TRC; Pass PCT; Fail 2-year Threshold
[12 empty] | Commercial | Programmable Thermostat | Y | Schools K-12 | Existing | 0.75898 | 0.88158 | 0.86093 | 0 | 0 | 0 | Fail RIM; Fail PCT | [11 empty] | Commercial | Demand Controlled Ventilation | Y | Restaurants | Existing | 0.6636 | 0.52052 | 1.2749 | 0 | 0 | 0 | Fail TRC; Pass PCT
[12 empty] | Commercial | Programmable Thermostat | Y | Warehouse | Existing | 0.24359 | 0.88158 | 0.27631 | 0 | 0 | 0 | Fail RIM; Fail PCT | [11 empty] | Commercial | Demand Controlled Ventilation | Y | Schools K-12 | Existing | 2.7743 | 0.52052 | 5.3298 | 0 | 0 | 0 | Pass TRC; Pass PCT; Fail 2-year Threshold
[12 empty] | Commercial | Programmable Thermostat | Y | Assembly | New | 0.48654 | 0.88158 | 0.55189 | 0 | 0 | 0 | Fail RIM; Fail PCT | [11 empty] | Commercial | Demand Controlled Ventilation | Y | Warehouse | Existing | 0.55119 | 0.52052 | 1.0589 | 0 | 0 | 0 | Fail TRC; Pass PCT
[12 empty] | Commercial | Programmable Thermostat | Y | College and University | New | 0.65111 | 0.75017 | 0.86796 | 0 | 0 | 0 | Fail RIM; Fail PCT | [11 empty] | Commercial | Demand Controlled Ventilation | Y | College and University | New | 2.6976 | 0.52052 | 5.1825 | 0 | 0 | 0 | Pass TRC; Pass PCT; Fail 2-year Threshold
[12 empty] | Commercial | Programmable Thermostat | Y | Grocery | New | 4.5264 | 0.83533 | 5.4187 | 0 | 0 | 0 | Fail RIM; Pass PCT | [11 empty] | Commercial | Demand Controlled Ventilation | Y | Grocery | New | 0.61551 | 0.52052 | 1.1825 | 0 | 0 | 0 | Fail TRC; Pass PCT
[12 empty] | Commercial | Programmable Thermostat | Y | Healthcare | New | 1.9244 | 0.88158 | 2.1829 | 0 | 0 | 0 | Fail RIM; Pass PCT | [11 empty] | Commercial | Demand Controlled Ventilation | Y | Healthcare | New | 2.6285 | 0.52052 | 5.0497 | 0 | 0 | 0 | Pass TRC; Pass PCT; Fail 2-year Threshold
[12 empty] | Commercial | Programmable Thermostat | Y | Hospitals | New | 1.7333 | 0.75017 | 2.3106 | 0 | 0 | 0 | Fail RIM; Pass PCT | [11 empty] | Commercial | Demand Controlled Ventilation | Y | Hospitals | New | 3.9126 | 0.52052 | 7.5167 | 0 | 0 | 0 | Pass TRC; Pass PCT; Fail 2-year Threshold
[12 empty] | Commercial | Programmable Thermostat | Y | Institutional | New | 2.2246 | 0.88158 | 2.5234 | 0 | 0 | 0 | Fail RIM; Pass PCT | [11 empty] | Commercial | Demand Controlled Ventilation | Y | Institutional | New | 2.695 | 0.52052 | 5.1776 | 0 | 0 | 0 | Pass TRC; Pass PCT; Fail 2-year Threshold
[12 empty] | Commercial | Programmable Thermostat | Y | Lodging/Hospitality | New | 0.80804 | 0.62146 | 1.3002 | 0 | 0 | 0 | Fail RIM; Pass PCT | [11 empty] | Commercial | Demand Controlled Ventilation | Y | Lodging/Hospitality | New | 2.2081 | 0.52052 | 4.2421 | 0 | 0 | 0 | Pass TRC; Pass PCT; Fail 2-year Threshold
[12 empty] | Commercial | Programmable Thermostat | Y | Miscellaneous | New | 1.5608 | 0.88158 | 1.7705 | 0 | 0 | 0 | Fail RIM; Pass PCT | [11 empty] | Commercial | Demand Controlled Ventilation | Y | Restaurants | New | 0.6636 | 0.52052 | 1.2749 | 0 | 0 | 0 | Fail TRC; Pass PCT
[12 empty] | Commercial | Programmable Thermostat | Y | Offices | New | 2.0732 | 0.88158 | 2.3516 | 0 | 0 | 0 | Fail RIM; Pass PCT | [11 empty] | Commercial | Demand Controlled Ventilation | Y | Schools K-12 | New | 2.7743 | 0.52052 | 5.3298 | 0 | 0 | 0 | Pass TRC; Pass PCT; Fail 2-year Threshold
[12 empty] | Commercial | Programmable Thermostat | Y | Restaurants | New | 3.7732 | 0.83533 | 4.517 | 0 | 0 | 0 | Fail RIM; Pass PCT | [11 empty] | Commercial | Demand Controlled Ventilation | Y | Warehouse | New | 0.55119 | 0.52052 | 1.0589 | 0 | 0 | 0 | Fail TRC; Pass PCT
[12 empty] | Commercial | Programmable Thermostat | Y | Retail | New | 0.82402 | 0.83533 | 0.98647 | 0 | 0 | 0 | Fail RIM; Fail PCT | [11 empty] | Commercial | VAV System | Y | Assembly | Existing | 7.3688 | 0.63176 | 11.664 | 0 | 0 | 0 | Pass TRC; Pass PCT; Fail 2-year Threshold
[12 empty] | Commercial | Programmable Thermostat | Y | Schools K-12 | New | 0.75898 | 0.88158 | 0.86093 | 0 | 0 | 0 | Fail RIM; Fail PCT | [11 empty] | Commercial | VAV System | Y | College and University | Existing | 7.3688 | 0.63176 | 11.664 | 0 | 0 | 0 | Pass TRC; Pass PCT; Fail 2-year Threshold
[12 empty] | Commercial | Programmable Thermostat | Y | Warehouse | New | 0.24359 | 0.88158 | 0.27631 | 0 | 0 | 0 | Fail RIM; Fail PCT | [11 empty] | Commercial | VAV System | Y | Grocery | Existing | 7.3688 | 0.63176 | 11.664 | 0 | 0 | 0 | Pass TRC; Pass PCT; Fail 2-year Threshold
[12 empty] | Commercial | Roof Insulation | Y | Assembly | Existing | 0.2724 | 0.54065 | 0.50383 | 0 | 0 | 0 | Fail RIM; Fail PCT | [11 empty] | Commercial | VAV System | Y | Healthcare | Existing | 7.3688 | 0.63176 | 11.664 | 0 | 0 | 0 | Pass TRC; Pass PCT; Fail 2-year Threshold
[12 empty] | Commercial | Roof Insulation | Y | College and University | Existing | 0.33507 | 0.6511 | 0.51462 | 0 | 0 | 0 | Fail RIM; Fail PCT | [11 empty] | Commercial | VAV System | Y | Hospitals | Existing | 7.3688 | 0.63176 | 11.664 | 0 | 0 | 0 | Pass TRC; Pass PCT; Fail 2-year Threshold
[12 empty] | Commercial | Roof Insulation | Y | Grocery | Existing | 0.30761 | 0.60448 | 0.50888 | 0 | 0 | 0 | Fail RIM; Fail PCT | [11 empty] | Commercial | VAV System | Y | Institutional | Existing | 7.3688 | 0.63176 | 11.664 | 0 | 0 | 0 | Pass TRC; Pass PCT; Fail 2-year Threshold
[12 empty] | Commercial | Roof Insulation | Y | Healthcare | Existing | 0.2724 | 0.54065 | 0.50383 | 0 | 0 | 0 | Fail RIM; Fail PCT | [11 empty] | Commercial | VAV System | Y | Lodging/Hospitality | Existing | 7.3688 | 0.63176 | 11.664 | 0 | 0 | 0 | Pass TRC; Pass PCT; Fail 2-year Threshold
[12 empty] | Commercial | Roof Insulation | Y | Hospitals | Existing | 0.33507 | 0.6511 | 0.51462 | 0 | 0 | 0 | Fail RIM; Fail PCT | [11 empty] | Commercial | VAV System | Y | Miscellaneous | Existing | 7.3688 | 0.63176 | 11.664 | 0 | 0 | 0 | Pass TRC; Pass PCT; Fail 2-year Threshold
[12 empty] | Commercial | Roof Insulation | Y | Institutional | Existing | 0.2724 | 0.54065 | 0.50383 | 0 | 0 | 0 | Fail RIM; Fail PCT | [11 empty] | Commercial | VAV System | Y | Offices | Existing | 7.3688 | 0.63176 | 11.664 | 0 | 0 | 0 | Pass TRC; Pass PCT; Fail 2-year Threshold
[12 empty] | Commercial | Roof Insulation | Y | Lodging/Hospitality | Existing | 0.33507 | 0.6511 | 0.51462 | 0 | 0 | 0 | Fail RIM; Fail PCT | [11 empty] | Commercial | VAV System | Y | Restaurants | Existing | 7.3688 | 0.63176 | 11.664 | 0 | 0 | 0 | Pass TRC; Pass PCT; Fail 2-year Threshold
[12 empty] | Commercial | Roof Insulation | Y | Miscellaneous | Existing | 0.2724 | 0.54065 | 0.50383 | 0 | 0 | 0 | Fail RIM; Fail PCT | [11 empty] | Commercial | VAV System | Y | Retail | Existing | 7.3688 | 0.63176 | 11.664 | 0 | 0 | 0 | Pass TRC; Pass PCT; Fail 2-year Threshold
[12 empty] | Commercial | Roof Insulation | Y | Offices | Existing | 0.2724 | 0.54065 | 0.50383 | 0 | 0 | 0 | Fail RIM; Fail PCT | [11 empty] | Commercial | VAV System | Y | Schools K-12 | Existing | 7.3688 | 0.63176 | 11.664 | 0 | 0 | 0 | Pass TRC; Pass PCT; Fail 2-year Threshold
[12 empty] | Commercial | Roof Insulation | Y | Restaurants | Existing | 0.30761 | 0.60448 | 0.50888 | 0 | 0 | 0 | Fail RIM; Fail PCT | [11 empty] | Commercial | VAV System | Y | Warehouse | Existing | 7.3688 | 0.63176 | 11.664 | 0 | 0 | 0 | Pass TRC; Pass PCT; Fail 2-year Threshold
[12 empty] | Commercial | Roof Insulation | Y | Retail | Existing | 0.30761 | 0.60448 | 0.50888 | 0 | 0 | 0 | Fail RIM; Fail PCT | [11 empty] | Commercial | VAV System | Y | Assembly | New | 7.3688 | 0.63176 | 11.664 | 0 | 0 | 0 | Pass TRC; Pass PCT; Fail 2-year Threshold
[12 empty] | Commercial | Roof Insulation | Y | Schools K-12 | Existing | 0.2724 | 0.54065 | 0.50383 | 0 | 0 | 0 | Fail RIM; Fail PCT | [11 empty] | Commercial | VAV System | Y | College and University | New | 7.3688 | 0.63176 | 11.664 | 0 | 0 | 0 | Pass TRC; Pass PCT; Fail 2-year Threshold
[12 empty] | Commercial | Roof Insulation | Y | Warehouse | Existing | 0.30772 | 0.60768 | 0.50639 | 0 | 0 | 0 | Fail RIM; Fail PCT | [11 empty] | Commercial | VAV System | Y | Grocery | New | 7.3688 | 0.63176 | 11.664 | 0 | 0 | 0 | Pass TRC; Pass PCT; Fail 2-year Threshold
[12 empty] | Commercial | Roof Insulation | Y | Assembly | New | 0.1339 | 0.54065 | 0.24767 | 0 | 0 | 0 | Fail RIM; Fail PCT | [11 empty] | Commercial | VAV System | Y | Healthcare | New | 7.3688 | 0.63176 | 11.664 | 0 | 0 | 0 | Pass TRC; Pass PCT; Fail 2-year Threshold
[12 empty] | Commercial | Roof Insulation | Y | College and University | New | 0.16471 | 0.6511 | 0.25297 | 0 | 0 | 0 | Fail RIM; Fail PCT | [11 empty] | Commercial | VAV System | Y | Hospitals | New | 7.3688 | 0.63176 | 11.664 | 0 | 0 | 0 | Pass TRC; Pass PCT; Fail 2-year Threshold
[12 empty] | Commercial | Roof Insulation | Y | Grocery | New | 0.15121 | 0.60448 | 0.25015 | 0 | 0 | 0 | Fail RIM; Fail PCT | [11 empty] | Commercial | VAV System | Y | Institutional | New | 7.3688 | 0.63176 | 11.664 | 0 | 0 | 0 | Pass TRC; Pass PCT; Fail 2-year Threshold
[12 empty] | Commercial | Roof Insulation | Y | Healthcare | New | 0.1339 | 0.54065 | 0.24767 | 0 | 0 | 0 | Fail RIM; Fail PCT | [11 empty] | Commercial | VAV System | Y | Lodging/Hospitality | New | 7.3688 | 0.63176 | 11.664 | 0 | 0 | 0 | Pass TRC; Pass PCT; Fail 2-year Threshold
[12 empty] | Commercial | Roof Insulation | Y | Hospitals | New | 0.16471 | 0.6511 | 0.25297 | 0 | 0 | 0 | Fail RIM; Fail PCT | [11 empty] | Commercial | VAV System | Y | Miscellaneous | New | 7.3688 | 0.63176 | 11.664 | 0 | 0 | 0 | Pass TRC; Pass PCT; Fail 2-year Threshold
[12 empty] | Commercial | Roof Insulation | Y | Institutional | New | 0.1339 | 0.54065 | 0.24767 | 0 | 0 | 0 | Fail RIM; Fail PCT | [11 empty] | Commercial | VAV System | Y | Offices | New | 7.3688 | 0.63176 | 11.664 | 0 | 0 | 0 | Pass TRC; Pass PCT; Fail 2-year Threshold
[12 empty] | Commercial | Roof Insulation | Y | Lodging/Hospitality | New | 0.16471 | 0.6511 | 0.25297 | 0 | 0 | 0 | Fail RIM; Fail PCT | [11 empty] | Commercial | VAV System | Y | Restaurants | New | 7.3688 | 0.63176 | 11.664 | 0 | 0 | 0 | Pass TRC; Pass PCT; Fail 2-year Threshold
[12 empty] | Commercial | Roof Insulation | Y | Miscellaneous | New | 0.1339 | 0.54065 | 0.24767 | 0 | 0 | 0 | Fail RIM; Fail PCT | [11 empty] | Commercial | VAV System | Y | Retail | New | 7.3688 | 0.63176 | 11.664 | 0 | 0 | 0 | Pass TRC; Pass PCT; Fail 2-year Threshold
[12 empty] | Commercial | Roof Insulation | Y | Offices | New | 0.1339 | 0.54065 | 0.24767 | 0 | 0 | 0 | Fail RIM; Fail PCT | [11 empty] | Commercial | VAV System | Y | Schools K-12 | New | 7.3688 | 0.63176 | 11.664 | 0 | 0 | 0 | Pass TRC; Pass PCT; Fail 2-year Threshold
[12 empty] | Commercial | Roof Insulation | Y | Restaurants | New | 0.15121 | 0.60448 | 0.25015 | 0 | 0 | 0 | Fail RIM; Fail PCT | [11 empty] | Commercial | VAV System | Y | Warehouse | New | 7.3688 | 0.63176 | 11.664 | 0 | 0 | 0 | Pass TRC; Pass PCT; Fail 2-year Threshold
[12 empty] | Commercial | Roof Insulation | Y | Retail | New | 0.15121 | 0.60448 | 0.25015 | 0 | 0 | 0 | Fail RIM; Fail PCT | [11 empty] | Commercial | Retro-Commissioning | Y | Assembly | Existing | 0.88311 | 0.55837 | 1.5816 | 0 | 0 | 0 | Fail TRC; Pass PCT
[12 empty] | Commercial | Roof Insulation | Y | Schools K-12 | New | 0.1339 | 0.54065 | 0.24767 | 0 | 0 | 0 | Fail RIM; Fail PCT | [11 empty] | Commercial | Retro-Commissioning | Y | College and University | Existing | 1.4029 | 0.57737 | 2.4298 | 0 | 0 | 0 | Pass TRC; Pass PCT; Fail 2-year Threshold
[12 empty] | Commercial | Roof Insulation | Y | Warehouse | New | 0.15127 | 0.60768 | 0.24892 | 0 | 0 | 0 | Fail RIM; Fail PCT | [11 empty] | Commercial | Retro-Commissioning | Y | Grocery | Existing | 8.6886 | 0.55377 | 15.6901 | 0 | 0 | 0 | Pass TRC; Pass PCT; Fail 2-year Threshold
[12 empty] | Commercial | Smart Thermostat | Y | Assembly | Existing | 0.86313 | 0.88158 | 0.97906 | 0 | 0 | 0 | Fail RIM; Fail PCT | [11 empty] | Commercial | Retro-Commissioning | Y | Healthcare | Existing | 3.5538 | 0.55837 | 6.3646 | 0 | 0 | 0 | Pass TRC; Pass PCT; Fail 2-year Threshold
[12 empty] | Commercial | Smart Thermostat | Y | College and University | Existing | 1.1551 | 0.75017 | 1.5398 | 0 | 0 | 0 | Fail RIM; Pass PCT | [11 empty] | Commercial | Retro-Commissioning | Y | Hospitals | Existing | 3.7252 | 0.57737 | 6.4521 | 0 | 0 | 0 | Pass TRC; Pass PCT; Fail 2-year Threshold
[12 empty] | Commercial | Smart Thermostat | Y | Grocery | Existing | 8.0299 | 0.83533 | 9.6129 | 0 | 0 | 0 | Fail RIM; Pass PCT | [11 empty] | Commercial | Retro-Commissioning | Y | Institutional | Existing | 4.0068 | 0.55837 | 7.1759 | 0 | 0 | 0 | Pass TRC; Pass PCT; Fail 2-year Threshold
[12 empty] | Commercial | Smart Thermostat | Y | Healthcare | Existing | 3.4139 | 0.88158 | 3.8725 | 0 | 0 | 0 | Fail RIM; Pass PCT | [11 empty] | Commercial | Retro-Commissioning | Y | Lodging/Hospitality | Existing | 2.0045 | 0.55377 | 3.6198 | 0 | 0 | 0 | Pass TRC; Pass PCT; Fail 2-year Threshold
[12 empty] | Commercial | Smart Thermostat | Y | Hospitals | Existing | 3.0749 | 0.75017 | 4.099 | 0 | 0 | 0 | Fail RIM; Pass PCT | [11 empty] | Commercial | Retro-Commissioning | Y | Miscellaneous | Existing | 2.7366 | 0.55837 | 4.9009 | 0 | 0 | 0 | Pass TRC; Pass PCT; Fail 2-year Threshold
[12 empty] | Commercial | Smart Thermostat | Y | Institutional | Existing | 3.9465 | 0.88158 | 4.4766 | 0 | 0 | 0 | Fail RIM; Pass PCT | [11 empty] | Commercial | Retro-Commissioning | Y | Offices | Existing | 3.6669 | 0.55837 | 6.5671 | 0 | 0 | 0 | Pass TRC; Pass PCT; Fail 2-year Threshold
[12 empty] | Commercial | Smart Thermostat | Y | Lodging/Hospitality | Existing | 1.4335 | 0.62146 | 2.3066 | 0 | 0 | 0 | Fail RIM; Pass PCT | [11 empty] | Commercial | Retro-Commissioning | Y | Restaurants | Existing | 8.3976 | 0.55377 | 15.1645 | 0 | 0 | 0 | Pass TRC; Pass PCT; Fail 2-year Threshold
[12 empty] | Commercial | Smart Thermostat | Y | Miscellaneous | Existing | 2.7689 | 0.88158 | 3.1408 | 0 | 0 | 0 | Fail RIM; Pass PCT | [11 empty] | Commercial | Retro-Commissioning | Y | Retail | Existing | 1.6281 | 0.55377 | 2.9401 | 0 | 0 | 0 | Pass TRC; Pass PCT; Fail 2-year Threshold
[12 empty] | Commercial | Smart Thermostat | Y | Offices | Existing | 3.6778 | 0.88158 | 4.1719 | 0 | 0 | 0 | Fail RIM; Pass PCT | [11 empty] | Commercial | Retro-Commissioning | Y | Schools K-12 | Existing | 1.3383 | 0.55837 | 2.3969 | 0 | 0 | 0 | Pass TRC; Pass PCT; Fail 2-year Threshold
[12 empty] | Commercial | Smart Thermostat | Y | Restaurants | Existing | 6.6938 | 0.83533 | 8.0134 | 0 | 0 | 0 | Fail RIM; Pass PCT | [11 empty] | Commercial | Retro-Commissioning | Y | Warehouse | Existing | 0.43088 | 0.55837 | 0.77167 | 0 | 0 | 0 | Fail TRC; Fail PCT
[12 empty] | Commercial | Smart Thermostat | Y | Retail | Existing | 1.4618 | 0.83533 | 1.75 | 0 | 0 | 0 | Fail RIM; Pass PCT | [11 empty] | Commercial | Retro-Commissioning | Y | Assembly | New | 0.88311 | 0.55837 | 1.5816 | 0 | 0 | 0 | Fail TRC; Pass PCT
[12 empty] | Commercial | Smart Thermostat | Y | Schools K-12 | Existing | 1.3465 | 0.88158 | 1.5273 | 0 | 0 | 0 | Fail RIM; Pass PCT | [11 empty] | Commercial | Retro-Commissioning | Y | College and University | New | 1.4029 | 0.57737 | 2.4298 | 0 | 0 | 0 | Pass TRC; Pass PCT; Fail 2-year Threshold
[12 empty] | Commercial | Smart Thermostat | Y | Warehouse | Existing | 0.43214 | 0.88158 | 0.49019 | 0 | 0 | 0 | Fail RIM; Fail PCT | [11 empty] | Commercial | Retro-Commissioning | Y | Grocery | New | 8.6886 | 0.55377 | 15.6901 | 0 | 0 | 0 | Pass TRC; Pass PCT; Fail 2-year Threshold
[12 empty] | Commercial | Smart Thermostat | Y | Assembly | New | 0.86313 | 0.88158 | 0.97906 | 0 | 0 | 0 | Fail RIM; Fail PCT | [11 empty] | Commercial | Retro-Commissioning | Y | Healthcare | New | 3.5538 | 0.55837 | 6.3646 | 0 | 0 | 0 | Pass TRC; Pass PCT; Fail 2-year Threshold
[12 empty] | Commercial | Smart Thermostat | Y | College and University | New | 1.1551 | 0.75017 | 1.5398 | 0 | 0 | 0 | Fail RIM; Pass PCT | [11 empty] | Commercial | Retro-Commissioning | Y | Hospitals | New | 3.7252 | 0.57737 | 6.4521 | 0 | 0 | 0 | Pass TRC; Pass PCT; Fail 2-year Threshold
[12 empty] | Commercial | Smart Thermostat | Y | Grocery | New | 8.0299 | 0.83533 | 9.6129 | 0 | 0 | 0 | Fail RIM; Pass PCT | [11 empty] | Commercial | Retro-Commissioning | Y | Institutional | New | 4.0068 | 0.55837 | 7.1759 | 0 | 0 | 0 | Pass TRC; Pass PCT; Fail 2-year Threshold
[12 empty] | Commercial | Smart Thermostat | Y | Healthcare | New | 3.4139 | 0.88158 | 3.8725 | 0 | 0 | 0 | Fail RIM; Pass PCT | [11 empty] | Commercial | Retro-Commissioning | Y | Lodging/Hospitality | New | 2.0045 | 0.55377 | 3.6198 | 0 | 0 | 0 | Pass TRC; Pass PCT; Fail 2-year Threshold
[12 empty] | Commercial | Smart Thermostat | Y | Hospitals | New | 3.0749 | 0.75017 | 4.099 | 0 | 0 | 0 | Fail RIM; Pass PCT | [11 empty] | Commercial | Retro-Commissioning | Y | Miscellaneous | New | 2.7366 | 0.55837 | 4.9009 | 0 | 0 | 0 | Pass TRC; Pass PCT; Fail 2-year Threshold
[12 empty] | Commercial | Smart Thermostat | Y | Institutional | New | 3.9465 | 0.88158 | 4.4766 | 0 | 0 | 0 | Fail RIM; Pass PCT | [11 empty] | Commercial | Retro-Commissioning | Y | Offices | New | 3.6669 | 0.55837 | 6.5671 | 0 | 0 | 0 | Pass TRC; Pass PCT; Fail 2-year Threshold
[12 empty] | Commercial | Smart Thermostat | Y | Lodging/Hospitality | New | 1.4335 | 0.62146 | 2.3066 | 0 | 0 | 0 | Fail RIM; Pass PCT | [11 empty] | Commercial | Retro-Commissioning | Y | Restaurants | New | 8.3976 | 0.55377 | 15.1645 | 0 | 0 | 0 | Pass TRC; Pass PCT; Fail 2-year Threshold
[12 empty] | Commercial | Smart Thermostat | Y | Miscellaneous | New | 2.7689 | 0.88158 | 3.1408 | 0 | 0 | 0 | Fail RIM; Pass PCT | [11 empty] | Commercial | Retro-Commissioning | Y | Retail | New | 1.6281 | 0.55377 | 2.9401 | 0 | 0 | 0 | Pass TRC; Pass PCT; Fail 2-year Threshold
[12 empty] | Commercial | Smart Thermostat | Y | Offices | New | 3.6778 | 0.88158 | 4.1719 | 0 | 0 | 0 | Fail RIM; Pass PCT | [11 empty] | Commercial | Retro-Commissioning | Y | Schools K-12 | New | 1.3383 | 0.55837 | 2.3969 | 0 | 0 | 0 | Pass TRC; Pass PCT; Fail 2-year Threshold
[12 empty] | Commercial | Smart Thermostat | Y | Restaurants | New | 6.6938 | 0.83533 | 8.0134 | 0 | 0 | 0 | Fail RIM; Pass PCT | [11 empty] | Commercial | Retro-Commissioning | Y | Warehouse | New | 0.43088 | 0.55837 | 0.77167 | 0 | 0 | 0 | Fail TRC; Fail PCT
[12 empty] | Commercial | Smart Thermostat | Y | Retail | New | 1.4618 | 0.83533 | 1.75 | 0 | 0 | 0 | Fail RIM; Pass PCT | [11 empty] | Industrial | Compressed Air System Optimization | Y | Agriculture and Assembly | Existing | 10.9915 | 0.86794 | 12.6639 | 0 | 0 | 0 | Pass TRC; Pass PCT; Fail 2-year Threshold
[12 empty] | Commercial | Smart Thermostat | Y | Schools K-12 | New | 1.3465 | 0.88158 | 1.5273 | 0 | 0 | 0 | Fail RIM; Pass PCT | [11 empty] | Industrial | Compressed Air System Optimization | Y | Agriculture and Assembly | New | 10.9915 | 0.86794 | 12.6639 | 0 | 0 | 0 | Pass TRC; Pass PCT; Fail 2-year Threshold
[12 empty] | Commercial | Smart Thermostat | Y | Warehouse | New | 0.43214 | 0.88158 | 0.49019 | 0 | 0 | 0 | Fail RIM; Fail PCT | [11 empty] | Industrial | Plant Energy Management | Y | Agriculture and Assembly | Existing | 4.6742 | 0.86242 | 5.4198 | 0 | 0 | 0 | Pass TRC; Pass PCT; Fail 2-year Threshold
[12 empty] | Commercial | Thermal Energy Storage | Y | Assembly | Existing | 0.18215 | -1.5715 | -0.11591 | 0 | 0 | 0 | Fail RIM; Fail PCT | [11 empty] | Industrial | Plant Energy Management | Y | Agriculture and Assembly | New | 4.6742 | 0.86242 | 5.4198 | 0 | 0 | 0 | Pass TRC; Pass PCT; Fail 2-year Threshold
[12 empty] | Commercial | Thermal Energy Storage | Y | College and University | Existing | 0.18704 | -1.6137 | -0.11591 | 0 | 0 | 0 | Fail RIM; Fail PCT | [11 empty] | Industrial | Efficient Lighting - Exterior | Y | Agriculture and Assembly | New | 5.8425 | 1.0491 | 5.5691 | 0 | 0 | 0 | Pass TRC; Pass PCT; Fail 2-year Threshold
[12 empty] | Commercial | Thermal Energy Storage | Y | Grocery | Existing | 0.18215 | -1.5715 | -0.11591 | 0 | 0 | 0 | Fail RIM; Fail PCT | [11 empty] | Industrial | Efficient Lighting - Exterior | Y | Agriculture and Assembly | Turnover | 5.8425 | 1.0491 | 5.5691 | 0 | 0 | 0 | Pass TRC; Pass PCT; Fail 2-year Threshold
[12 empty] | Commercial | Thermal Energy Storage | Y | Healthcare | Existing | 0.18215 | -1.5715 | -0.11591 | 0 | 0 | 0 | Fail RIM; Fail PCT | [11 empty] | Industrial | HVAC Equipment Upgrades | Y | Agriculture and Assembly | New | 6.658 | 0.8666 | 7.6829 | 0 | 0 | 0 | Pass TRC; Pass PCT; Fail 2-year Threshold
[12 empty] | Commercial | Thermal Energy Storage | Y | Hospitals | Existing | 0.18704 | -1.6137 | -0.11591 | 0 | 0 | 0 | Fail RIM; Fail PCT | [11 empty] | Industrial | HVAC Equipment Upgrades | Y | Agriculture and Assembly | Turnover | 6.658 | 0.8666 | 7.6829 | 0 | 0 | 0 | Pass TRC; Pass PCT; Fail 2-year Threshold
[12 empty] | Commercial | Thermal Energy Storage | Y | Institutional | Existing | 0.18215 | -1.5715 | -0.11591 | 0 | 0 | 0 | Fail RIM; Fail PCT | [11 empty] | Industrial | HVAC Improved Controls | Y | Agriculture and Assembly | Existing | 83.0605 | 0.86249 | 96.303 | 0 | 0 | 0 | Pass TRC; Pass PCT; Fail 2-year Threshold
[12 empty] | Commercial | Thermal Energy Storage | Y | Lodging/Hospitality | Existing | 0.18215 | -1.5715 | -0.11591 | 0 | 0 | 0 | Fail RIM; Fail PCT | [11 empty] | Industrial | HVAC Improved Controls | Y | Agriculture and Assembly | New | 83.0605 | 0.86249 | 96.303 | 0 | 0 | 0 | Pass TRC; Pass PCT; Fail 2-year Threshold
[12 empty] | Commercial | Thermal Energy Storage | Y | Miscellaneous | Existing | 0.18215 | -1.5715 | -0.11591 | 0 | 0 | 0 | Fail RIM; Fail PCT | [11 empty] | Industrial | HVAC Recommissioning | Y | Agriculture and Assembly | Existing | 6.768 | 0.85949 | 7.8744 | 0 | 0 | 0 | Pass TRC; Pass PCT; Fail 2-year Threshold
[12 empty] | Commercial | Thermal Energy Storage | Y | Offices | Existing | 0.18215 | -1.5715 | -0.11591 | 0 | 0 | 0 | Fail RIM; Fail PCT | [11 empty] | Industrial | HVAC Recommissioning | Y | Agriculture and Assembly | New | 6.768 | 0.85949 | 7.8744 | 0 | 0 | 0 | Pass TRC; Pass PCT; Fail 2-year Threshold
[12 empty] | Commercial | Thermal Energy Storage | Y | Restaurants | Existing | 0.18215 | -1.5715 | -0.11591 | 0 | 0 | 0 | Fail RIM; Fail PCT | [11 empty] | Industrial | Fan Improved Controls | Y | Agriculture and Assembly | Existing | 29.7427 | 0.86934 | 34.213 | 0 | 0 | 0 | Pass TRC; Pass PCT; Fail 2-year Threshold
[12 empty] | Commercial | Thermal Energy Storage | Y | Retail | Existing | 0.18215 | -1.5715 | -0.11591 | 0 | 0 | 0 | Fail RIM; Fail PCT | [11 empty] | Industrial | Fan Improved Controls | Y | Agriculture and Assembly | New | 29.7427 | 0.86934 | 34.213 | 0 | 0 | 0 | Pass TRC; Pass PCT; Fail 2-year Threshold
[12 empty] | Commercial | Thermal Energy Storage | Y | Schools K-12 | Existing | 0.18215 | -1.5715 | -0.11591 | 0 | 0 | 0 | Fail RIM; Fail PCT | [11 empty] | Industrial | Motor Improved Controls | Y | Agriculture and Assembly | Existing | 11.4686 | 0.86934 | 13.1923 | 0 | 0 | 0 | Pass TRC; Pass PCT; Fail 2-year Threshold
[12 empty] | Commercial | Thermal Energy Storage | Y | Warehouse | Existing | 0.18215 | -1.5715 | -0.11591 | 0 | 0 | 0 | Fail RIM; Fail PCT | [11 empty] | Industrial | Motor Improved Controls | Y | Agriculture and Assembly | New | 11.4686 | 0.86934 | 13.1923 | 0 | 0 | 0 | Pass TRC; Pass PCT; Fail 2-year Threshold
[12 empty] | Commercial | Thermal Energy Storage | Y | Assembly | New | 0.18215 | -1.5715 | -0.11591 | 0 | 0 | 0 | Fail RIM; Fail PCT | [11 empty] | Industrial | Pump Improved Controls | Y | Agriculture and Assembly | Existing | 11.4686 | 0.86934 | 13.1923 | 0 | 0 | 0 | Pass TRC; Pass PCT; Fail 2-year Threshold
[12 empty] | Commercial | Thermal Energy Storage | Y | College and University | New | 0.18704 | -1.6137 | -0.11591 | 0 | 0 | 0 | Fail RIM; Fail PCT | [11 empty] | Industrial | Pump Improved Controls | Y | Agriculture and Assembly | New | 11.4686 | 0.86934 | 13.1923 | 0 | 0 | 0 | Pass TRC; Pass PCT; Fail 2-year Threshold
[12 empty] | Commercial | Thermal Energy Storage | Y | Grocery | New | 0.18215 | -1.5715 | -0.11591 | 0 | 0 | 0 | Fail RIM; Fail PCT | [11 empty] | Industrial | Pump System Optimization | Y | Agriculture and Assembly | Existing | 9.8425 | 0.86794 | 11.3401 | 0 | 0 | 0 | Pass TRC; Pass PCT; Fail 2-year Threshold
[12 empty] | Commercial | Thermal Energy Storage | Y | Healthcare | New | 0.18215 | -1.5715 | -0.11591 | 0 | 0 | 0 | Fail RIM; Fail PCT | [11 empty] | Industrial | Pump System Optimization | Y | Agriculture and Assembly | New | 9.8425 | 0.86794 | 11.3401 | 0 | 0 | 0 | Pass TRC; Pass PCT; Fail 2-year Threshold
[12 empty] | Commercial | Thermal Energy Storage | Y | Hospitals | New | 0.18704 | -1.6137 | -0.11591 | 0 | 0 | 0 | Fail RIM; Fail PCT | [11 empty] | Industrial | Process Heat Improved Controls | Y | Agriculture and Assembly | Existing | 0.81598 | 0.8663 | 0.94192 | 0 | 0 | 0 | Fail TRC; Fail PCT
[12 empty] | Commercial | Thermal Energy Storage | Y | Institutional | New | 0.18215 | -1.5715 | -0.11591 | 0 | 0 | 0 | Fail RIM; Fail PCT | [11 empty] | Industrial | Process Heat Improved Controls | Y | Agriculture and Assembly | New | 0.81598 | 0.8663 | 0.94192 | 0 | 0 | 0 | Fail TRC; Fail PCT
[12 empty] | Commercial | Thermal Energy Storage | Y | Lodging/Hospitality | New | 0.18215 | -1.5715 | -0.11591 | 0 | 0 | 0 | Fail RIM; Fail PCT | [11 empty] | Industrial | Process Heat System Optimization | Y | Agriculture and Assembly | Existing | 0.063939 | 0.72358 | 0.088365 | 0 | 0 | 0 | Fail TRC; Fail PCT
[12 empty] | Commercial | Thermal Energy Storage | Y | Miscellaneous | New | 0.18215 | -1.5715 | -0.11591 | 0 | 0 | 0 | Fail RIM; Fail PCT | [11 empty] | Industrial | Process Heat System Optimization | Y | Agriculture and Assembly | New | 0.063939 | 0.72358 | 0.088365 | 0 | 0 | 0 | Fail TRC; Fail PCT
[12 empty] | Commercial | Thermal Energy Storage | Y | Offices | New | 0.18215 | -1.5715 | -0.11591 | 0 | 0 | 0 | Fail RIM; Fail PCT | [11 empty] | Industrial | Process Other Systems Optimization | Y | Agriculture and Assembly | Existing | 12.2552 | 0.757 | 16.1892 | 0 | 0 | 0 | Pass TRC; Pass PCT; Fail 2-year Threshold
[12 empty] | Commercial | Thermal Energy Storage | Y | Restaurants | New | 0.18215 | -1.5715 | -0.11591 | 0 | 0 | 0 | Fail RIM; Fail PCT | [11 empty] | Industrial | Process Other Systems Optimization | Y | Agriculture and Assembly | New | 12.2552 | 0.757 | 16.1892 | 0 | 0 | 0 | Pass TRC; Pass PCT; Fail 2-year Threshold
[12 empty] | Commercial | Thermal Energy Storage | Y | Retail | New | 0.18215 | -1.5715 | -0.11591 | 0 | 0 | 0 | Fail RIM; Fail PCT | [11 empty] | Industrial | Compressed Air System Optimization | Y | Chemicals and Plastics | Existing | 10.2881 | 0.86794 | 11.8535 | 0 | 0 | 0 | Pass TRC; Pass PCT; Fail 2-year Threshold
[12 empty] | Commercial | Thermal Energy Storage | Y | Schools K-12 | New | 0.18215 | -1.5715 | -0.11591 | 0 | 0 | 0 | Fail RIM; Fail PCT | [11 empty] | Industrial | Compressed Air System Optimization | Y | Chemicals and Plastics | New | 10.2881 | 0.86794 | 11.8535 | 0 | 0 | 0 | Pass TRC; Pass PCT; Fail 2-year Threshold
[12 empty] | Commercial | Thermal Energy Storage | Y | Warehouse | New | 0.18215 | -1.5715 | -0.11591 | 0 | 0 | 0 | Fail RIM; Fail PCT | [11 empty] | Industrial | Plant Energy Management | Y | Chemicals and Plastics | Existing | 24.3492 | 0.86242 | 28.2337 | 0 | 0 | 0 | Pass TRC; Pass PCT; Fail 2-year Threshold
[12 empty] | Commercial | Wall Insulation | Y | Assembly | Existing | 1.4452 | 0.54065 | 2.6731 | 0 | 0 | 0 | Fail RIM; Pass PCT | [11 empty] | Industrial | Plant Energy Management | Y | Chemicals and Plastics | New | 24.3492 | 0.86242 | 28.2337 | 0 | 0 | 0 | Pass TRC; Pass PCT; Fail 2-year Threshold
[12 empty] | Commercial | Wall Insulation | Y | College and University | Existing | 1.7266 | 0.6511 | 2.6518 | 0 | 0 | 0 | Fail RIM; Pass PCT | [11 empty] | Industrial | Efficient Lighting - Exterior | Y | Chemicals and Plastics | New | 5.8425 | 1.0491 | 5.5691 | 0 | 0 | 0 | Pass TRC; Pass PCT; Fail 2-year Threshold
[12 empty] | Commercial | Wall Insulation | Y | Grocery | Existing | 1.6083 | 0.60448 | 2.6606 | 0 | 0 | 0 | Fail RIM; Pass PCT | [11 empty] | Industrial | Efficient Lighting - Exterior | Y | Chemicals and Plastics | Turnover | 5.8425 | 1.0491 | 5.5691 | 0 | 0 | 0 | Pass TRC; Pass PCT; Fail 2-year Threshold
[12 empty] | Commercial | Wall Insulation | Y | Healthcare | Existing | 1.3837 | 0.54065 | 2.5592 | 0 | 0 | 0 | Fail RIM; Pass PCT | [11 empty] | Industrial | Building Envelope Improvements | Y | Chemicals and Plastics | Existing | 6.5661 | 0.86249 | 7.613 | 0 | 0 | 0 | Pass TRC; Pass PCT; Fail 2-year Threshold
[12 empty] | Commercial | Wall Insulation | Y | Hospitals | Existing | 1.7519 | 0.6511 | 2.6906 | 0 | 0 | 0 | Fail RIM; Pass PCT | [11 empty] | Industrial | Building Envelope Improvements | Y | Chemicals and Plastics | New | 6.5661 | 0.86249 | 7.613 | 0 | 0 | 0 | Pass TRC; Pass PCT; Fail 2-year Threshold
[12 empty] | Commercial | Wall Insulation | Y | Institutional | Existing | 1.4037 | 0.54065 | 2.5962 | 0 | 0 | 0 | Fail RIM; Pass PCT | [11 empty] | Industrial | HVAC Equipment Upgrades | Y | Chemicals and Plastics | New | 8.7127 | 0.8666 | 10.0539 | 0 | 0 | 0 | Pass TRC; Pass PCT; Fail 2-year Threshold
[12 empty] | Commercial | Wall Insulation | Y | Lodging/Hospitality | Existing | 1.7266 | 0.6511 | 2.6518 | 0 | 0 | 0 | Fail RIM; Pass PCT | [11 empty] | Industrial | HVAC Equipment Upgrades | Y | Chemicals and Plastics | Turnover | 8.7127 | 0.8666 | 10.0539 | 0 | 0 | 0 | Pass TRC; Pass PCT; Fail 2-year Threshold
[12 empty] | Commercial | Wall Insulation | Y | Miscellaneous | Existing | 1.4242 | 0.54065 | 2.6342 | 0 | 0 | 0 | Fail RIM; Pass PCT | [11 empty] | Industrial | HVAC Improved Controls | Y | Chemicals and Plastics | Existing | 42.3939 | 0.86249 | 49.1528 | 0 | 0 | 0 | Pass TRC; Pass PCT; Fail 2-year Threshold
[12 empty] | Commercial | Wall Insulation | Y | Offices | Existing | 1.4242 | 0.54065 | 2.6342 | 0 | 0 | 0 | Fail RIM; Pass PCT | [11 empty] | Industrial | HVAC Improved Controls | Y | Chemicals and Plastics | New | 42.3939 | 0.86249 | 49.1528 | 0 | 0 | 0 | Pass TRC; Pass PCT; Fail 2-year Threshold
[12 empty] | Commercial | Wall Insulation | Y | Restaurants | Existing | 1.632 | 0.60448 | 2.6999 | 0 | 0 | 0 | Fail RIM; Pass PCT | [11 empty] | Industrial | Fan Improved Controls | Y | Chemicals and Plastics | Existing | 29.7427 | 0.86934 | 34.213 | 0 | 0 | 0 | Pass TRC; Pass PCT; Fail 2-year Threshold
[12 empty] | Commercial | Wall Insulation | Y | Retail | Existing | 1.6083 | 0.60448 | 2.6606 | 0 | 0 | 0 | Fail RIM; Pass PCT | [11 empty] | Industrial | Fan Improved Controls | Y | Chemicals and Plastics | New | 29.7427 | 0.86934 | 34.213 | 0 | 0 | 0 | Pass TRC; Pass PCT; Fail 2-year Threshold
[12 empty] | Commercial | Wall Insulation | Y | Schools K-12 | Existing | 1.4668 | 0.54065 | 2.7131 | 0 | 0 | 0 | Fail RIM; Pass PCT | [11 empty] | Industrial | Fan System Optimization | Y | Chemicals and Plastics | Existing | 6.6475 | 0.86794 | 7.6589 | 0 | 0 | 0 | Pass TRC; Pass PCT; Fail 2-year Threshold
[12 empty] | Commercial | Wall Insulation | Y | Warehouse | Existing | 1.6327 | 0.60768 | 2.6867 | 0 | 0 | 0 | Fail RIM; Pass PCT | [11 empty] | Industrial | Fan System Optimization | Y | Chemicals and Plastics | New | 6.6475 | 0.86794 | 7.6589 | 0 | 0 | 0 | Pass TRC; Pass PCT; Fail 2-year Threshold
[12 empty] | Commercial | Wall Insulation | Y | Assembly | New | 0 | 0 | 0 | 0 | 0 | 0 | Fail RIM; Fail PCT | [11 empty] | Industrial | Motor Improved Controls | Y | Chemicals and Plastics | Existing | 6.9043 | 0.86934 | 7.942 | 0 | 0 | 0 | Pass TRC; Pass PCT; Fail 2-year Threshold
[12 empty] | Commercial | Wall Insulation | Y | College and University | New | 0 | 0 | 0 | 0 | 0 | 0 | Fail RIM; Fail PCT | [11 empty] | Industrial | Motor Improved Controls | Y | Chemicals and Plastics | New | 6.9043 | 0.86934 | 7.942 | 0 | 0 | 0 | Pass TRC; Pass PCT; Fail 2-year Threshold
[12 empty] | Commercial | Wall Insulation | Y | Grocery | New | 0 | 0 | 0 | 0 | 0 | 0 | Fail RIM; Fail PCT | [11 empty] | Industrial | Motor Optimization | Y | Chemicals and Plastics | Existing | 5.8462 | 0.86794 | 6.7358 | 0 | 0 | 0 | Pass TRC; Pass PCT; Fail 2-year Threshold
[12 empty] | Commercial | Wall Insulation | Y | Healthcare | New | 0 | 0 | 0 | 0 | 0 | 0 | Fail RIM; Fail PCT | [11 empty] | Industrial | Motor Optimization | Y | Chemicals and Plastics | New | 5.8462 | 0.86794 | 6.7358 | 0 | 0 | 0 | Pass TRC; Pass PCT; Fail 2-year Threshold
[12 empty] | Commercial | Wall Insulation | Y | Hospitals | New | 0 | 0 | 0 | 0 | 0 | 0 | Fail RIM; Fail PCT | [11 empty] | Industrial | Pump Improved Controls | Y | Chemicals and Plastics | Existing | 11.4686 | 0.86934 | 13.1923 | 0 | 0 | 0 | Pass TRC; Pass PCT; Fail 2-year Threshold
[12 empty] | Commercial | Wall Insulation | Y | Institutional | New | 0 | 0 | 0 | 0 | 0 | 0 | Fail RIM; Fail PCT | [11 empty] | Industrial | Pump Improved Controls | Y | Chemicals and Plastics | New | 11.4686 | 0.86934 | 13.1923 | 0 | 0 | 0 | Pass TRC; Pass PCT; Fail 2-year Threshold
[12 empty] | Commercial | Wall Insulation | Y | Lodging/Hospitality | New | 0 | 0 | 0 | 0 | 0 | 0 | Fail RIM; Fail PCT | [11 empty] | Industrial | Pump System Optimization | Y | Chemicals and Plastics | Existing | 5.6417 | 0.86794 | 6.5001 | 0 | 0 | 0 | Pass TRC; Pass PCT; Fail 2-year Threshold
[12 empty] | Commercial | Wall Insulation | Y | Miscellaneous | New | 0 | 0 | 0 | 0 | 0 | 0 | Fail RIM; Fail PCT | [11 empty] | Industrial | Pump System Optimization | Y | Chemicals and Plastics | New | 5.6417 | 0.86794 | 6.5001 | 0 | 0 | 0 | Pass TRC; Pass PCT; Fail 2-year Threshold
[12 empty] | Commercial | Wall Insulation | Y | Offices | New | 0 | 0 | 0 | 0 | 0 | 0 | Fail RIM; Fail PCT | [11 empty] | Industrial | Process Refrig System Optimization | Y | Chemicals and Plastics | Existing | 12.0399 | 0.75423 | 15.9631 | 0 | 0 | 0 | Pass TRC; Pass PCT; Fail 2-year Threshold
[12 empty] | Commercial | Wall Insulation | Y | Restaurants | New | 0 | 0 | 0 | 0 | 0 | 0 | Fail RIM; Fail PCT | [11 empty] | Industrial | Process Refrig System Optimization | Y | Chemicals and Plastics | New | 12.0399 | 0.75423 | 15.9631 | 0 | 0 | 0 | Pass TRC; Pass PCT; Fail 2-year Threshold
[12 empty] | Commercial | Wall Insulation | Y | Retail | New | 0 | 0 | 0 | 0 | 0 | 0 | Fail RIM; Fail PCT | [11 empty] | Industrial | Process Heat System Optimization | Y | Chemicals and Plastics | Existing | 0.30123 | 0.72358 | 0.41631 | 0 | 0 | 0 | Fail TRC; Fail PCT
[12 empty] | Commercial | Wall Insulation | Y | Schools K-12 | New | 0 | 0 | 0 | 0 | 0 | 0 | Fail RIM; Fail PCT | [11 empty] | Industrial | Process Heat System Optimization | Y | Chemicals and Plastics | New | 0.30123 | 0.72358 | 0.41631 | 0 | 0 | 0 | Fail TRC; Fail PCT
[12 empty] | Commercial | Wall Insulation | Y | Warehouse | New | 0 | 0 | 0 | 0 | 0 | 0 | Fail RIM; Fail PCT | [11 empty] | Industrial | Process Other Systems Optimization | Y | Chemicals and Plastics | Existing | 12.2552 | 0.757 | 16.1892 | 0 | 0 | 0 | Pass TRC; Pass PCT; Fail 2-year Threshold
[12 empty] | Commercial | Warehouse Loading Dock Seals | Y | Assembly | Existing | 0.17905 | 0.61984 | 0.28887 | 0 | 0 | 0 | Fail RIM; Fail PCT | [11 empty] | Industrial | Process Other Systems Optimization | Y | Chemicals and Plastics | New | 12.2552 | 0.757 | 16.1892 | 0 | 0 | 0 | Pass TRC; Pass PCT; Fail 2-year Threshold
[12 empty] | Commercial | Warehouse Loading Dock Seals | Y | College and University | Existing | 0.087465 | 0.61984 | 0.14111 | 0 | 0 | 0 | Fail RIM; Fail PCT | [11 empty] | Industrial | Compressed Air Controls | Y | Construction | Existing | 11.5498 | 0.86174 | 13.4029 | 0 | 0 | 0 | Pass TRC; Pass PCT; Fail 2-year Threshold
[12 empty] | Commercial | Warehouse Loading Dock Seals | Y | Grocery | Existing | 0.60889 | 0.61984 | 0.98233 | 0 | 0 | 0 | Fail RIM; Fail PCT | [11 empty] | Industrial | Compressed Air Controls | Y | Construction | New | 11.5498 | 0.86174 | 13.4029 | 0 | 0 | 0 | Pass TRC; Pass PCT; Fail 2-year Threshold
[12 empty] | Commercial | Warehouse Loading Dock Seals | Y | Healthcare | Existing | 0.16967 | 0.61984 | 0.27372 | 0 | 0 | 0 | Fail RIM; Fail PCT | [11 empty] | Industrial | Compressed Air Equipment | Y | Construction | New | 7.067 | 0.86934 | 8.1292 | 0 | 0 | 0 | Pass TRC; Pass PCT; Fail 2-year Threshold
[12 empty] | Commercial | Warehouse Loading Dock Seals | Y | Hospitals | Existing | 0.087765 | 0.61984 | 0.14159 | 0 | 0 | 0 | Fail RIM; Fail PCT | [11 empty] | Industrial | Compressed Air Equipment | Y | Construction | Turnover | 7.067 | 0.86934 | 8.1292 | 0 | 0 | 0 | Pass TRC; Pass PCT; Fail 2-year Threshold
[12 empty] | Commercial | Warehouse Loading Dock Seals | Y | Institutional | Existing | 0.54757 | 0.61984 | 0.8834 | 0 | 0 | 0 | Fail RIM; Fail PCT | [11 empty] | Industrial | Compressed Air System Optimization | Y | Construction | Existing | 10.1056 | 0.86794 | 11.6432 | 0 | 0 | 0 | Pass TRC; Pass PCT; Fail 2-year Threshold
[12 empty] | Commercial | Warehouse Loading Dock Seals | Y | Lodging/Hospitality | Existing | 0.41192 | 0.61984 | 0.66456 | 0 | 0 | 0 | Fail RIM; Fail PCT | [11 empty] | Industrial | Compressed Air System Optimization | Y | Construction | New | 10.1056 | 0.86794 | 11.6432 | 0 | 0 | 0 | Pass TRC; Pass PCT; Fail 2-year Threshold
[12 empty] | Commercial | Warehouse Loading Dock Seals | Y | Miscellaneous | Existing | 0.10945 | 0.61984 | 0.17658 | 0 | 0 | 0 | Fail RIM; Fail PCT | [11 empty] | Industrial | Plant Energy Management | Y | Construction | Existing | 24.3492 | 0.86242 | 28.2337 | 0 | 0 | 0 | Pass TRC; Pass PCT; Fail 2-year Threshold
[12 empty] | Commercial | Warehouse Loading Dock Seals | Y | Offices | Existing | 0.79465 | 0.61984 | 1.282 | 0 | 0 | 0 | Fail RIM; Pass PCT | [11 empty] | Industrial | Plant Energy Management | Y | Construction | New | 24.3492 | 0.86242 | 28.2337 | 0 | 0 | 0 | Pass TRC; Pass PCT; Fail 2-year Threshold
[12 empty] | Commercial | Warehouse Loading Dock Seals | Y | Restaurants | Existing | 0.59081 | 0.61984 | 0.95317 | 0 | 0 | 0 | Fail RIM; Fail PCT | [11 empty] | Industrial | Efficient Lighting - Exterior | Y | Construction | New | 5.8425 | 1.0491 | 5.5691 | 0 | 0 | 0 | Pass TRC; Pass PCT; Fail 2-year Threshold
[12 empty] | Commercial | Warehouse Loading Dock Seals | Y | Retail | Existing | 0.25809 | 0.61984 | 0.41638 | 0 | 0 | 0 | Fail RIM; Fail PCT | [11 empty] | Industrial | Efficient Lighting - Exterior | Y | Construction | Turnover | 5.8425 | 1.0491 | 5.5691 | 0 | 0 | 0 | Pass TRC; Pass PCT; Fail 2-year Threshold
[12 empty] | Commercial | Warehouse Loading Dock Seals | Y | Schools K-12 | Existing | 0.058942 | 0.61984 | 0.095092 | 0 | 0 | 0 | Fail RIM; Fail PCT | [11 empty] | Industrial | HVAC Improved Controls | Y | Construction | Existing | 14.5374 | 0.86249 | 16.8551 | 0 | 0 | 0 | Pass TRC; Pass PCT; Fail 2-year Threshold
[12 empty] | Commercial | Warehouse Loading Dock Seals | Y | Warehouse | Existing | 0.16299 | 0.61984 | 0.26295 | 0 | 0 | 0 | Fail RIM; Fail PCT | [11 empty] | Industrial | HVAC Improved Controls | Y | Construction | New | 14.5374 | 0.86249 | 16.8551 | 0 | 0 | 0 | Pass TRC; Pass PCT; Fail 2-year Threshold
[12 empty] | Commercial | Warehouse Loading Dock Seals | Y | Assembly | New | 0.17603 | 0.61984 | 0.284 | 0 | 0 | 0 | Fail RIM; Fail PCT | [11 empty] | Industrial | Fan Improved Controls | Y | Construction | Existing | 21.9549 | 0.86934 | 25.2547 | 0 | 0 | 0 | Pass TRC; Pass PCT; Fail 2-year Threshold
[12 empty] | Commercial | Warehouse Loading Dock Seals | Y | College and University | New | 0.085989 | 0.61984 | 0.13873 | 0 | 0 | 0 | Fail RIM; Fail PCT | [11 empty] | Industrial | Fan Improved Controls | Y | Construction | New | 21.9549 | 0.86934 | 25.2547 | 0 | 0 | 0 | Pass TRC; Pass PCT; Fail 2-year Threshold
[12 empty] | Commercial | Warehouse Loading Dock Seals | Y | Grocery | New | 0.59861 | 0.61984 | 0.96575 | 0 | 0 | 0 | Fail RIM; Fail PCT | [11 empty] | Industrial | Fan System Optimization | Y | Construction | Existing | 15.443 | 0.86794 | 17.7928 | 0 | 0 | 0 | Pass TRC; Pass PCT; Fail 2-year Threshold
[12 empty] | Commercial | Warehouse Loading Dock Seals | Y | Healthcare | New | 0.1668 | 0.61984 | 0.26911 | 0 | 0 | 0 | Fail RIM; Fail PCT | [11 empty] | Industrial | Fan System Optimization | Y | Construction | New | 15.443 | 0.86794 | 17.7928 | 0 | 0 | 0 | Pass TRC; Pass PCT; Fail 2-year Threshold
[12 empty] | Commercial | Warehouse Loading Dock Seals | Y | Hospitals | New | 0.086284 | 0.61984 | 0.1392 | 0 | 0 | 0 | Fail RIM; Fail PCT | [11 empty] | Industrial | Motor Improved Controls | Y | Construction | Existing | 7.0559 | 0.86934 | 8.1164 | 0 | 0 | 0 | Pass TRC; Pass PCT; Fail 2-year Threshold
[12 empty] | Commercial | Warehouse Loading Dock Seals | Y | Institutional | New | 0.53833 | 0.61984 | 0.8685 | 0 | 0 | 0 | Fail RIM; Fail PCT | [11 empty] | Industrial | Motor Improved Controls | Y | Construction | New | 7.0559 | 0.86934 | 8.1164 | 0 | 0 | 0 | Pass TRC; Pass PCT; Fail 2-year Threshold
[12 empty] | Commercial | Warehouse Loading Dock Seals | Y | Lodging/Hospitality | New | 0.40497 | 0.61984 | 0.65334 | 0 | 0 | 0 | Fail RIM; Fail PCT | [11 empty] | Industrial | Pump Improved Controls | Y | Construction | Existing | 11.4686 | 0.86934 | 13.1923 | 0 | 0 | 0 | Pass TRC; Pass PCT; Fail 2-year Threshold
[12 empty] | Commercial | Warehouse Loading Dock Seals | Y | Miscellaneous | New | 0.1076 | 0.61984 | 0.1736 | 0 | 0 | 0 | Fail RIM; Fail PCT | [11 empty] | Industrial | Pump Improved Controls | Y | Construction | New | 11.4686 | 0.86934 | 13.1923 | 0 | 0 | 0 | Pass TRC; Pass PCT; Fail 2-year Threshold
[12 empty] | Commercial | Warehouse Loading Dock Seals | Y | Offices | New | 0.78124 | 0.61984 | 1.2604 | 0 | 0 | 0 | Fail RIM; Pass PCT | [11 empty] | Industrial | Pump System Optimization | Y | Construction | Existing | 8.2189 | 0.86794 | 9.4695 | 0 | 0 | 0 | Pass TRC; Pass PCT; Fail 2-year Threshold
[12 empty] | Commercial | Warehouse Loading Dock Seals | Y | Restaurants | New | 0.58084 | 0.61984 | 0.93709 | 0 | 0 | 0 | Fail RIM; Fail PCT | [11 empty] | Industrial | Pump System Optimization | Y | Construction | New | 8.2189 | 0.86794 | 9.4695 | 0 | 0 | 0 | Pass TRC; Pass PCT; Fail 2-year Threshold
[12 empty] | Commercial | Warehouse Loading Dock Seals | Y | Retail | New | 0.25374 | 0.61984 | 0.40936 | 0 | 0 | 0 | Fail RIM; Fail PCT | [11 empty] | Industrial | Process Refrig Controls | Y | Construction | Existing | 11.0402 | 0.8663 | 12.744 | 0 | 0 | 0 | Pass TRC; Pass PCT; Fail 2-year Threshold
[12 empty] | Commercial | Warehouse Loading Dock Seals | Y | Schools K-12 | New | 0.057948 | 0.61984 | 0.093488 | 0 | 0 | 0 | Fail RIM; Fail PCT | [11 empty] | Industrial | Process Refrig Controls | Y | Construction | New | 11.0402 | 0.8663 | 12.744 | 0 | 0 | 0 | Pass TRC; Pass PCT; Fail 2-year Threshold
[12 empty] | Commercial | Warehouse Loading Dock Seals | Y | Warehouse | New | 0.16024 | 0.61984 | 0.25852 | 0 | 0 | 0 | Fail RIM; Fail PCT | [11 empty] | Industrial | Process Refrig System Optimization | Y | Construction | Existing | 2.225 | 0.75423 | 2.95 | 0 | 0 | 0 | Pass TRC; Pass PCT; Fail 2-year Threshold
[12 empty] | Commercial | Water Cooled Refrigeration Heat Recovery | Y | Assembly | Existing | 0.050896 | 0.62171 | 0.081864 | 0 | 0 | 0 | Fail RIM; Fail PCT | [11 empty] | Industrial | Process Refrig System Optimization | Y | Construction | New | 2.225 | 0.75423 | 2.95 | 0 | 0 | 0 | Pass TRC; Pass PCT; Fail 2-year Threshold
[12 empty] | Commercial | Water Cooled Refrigeration Heat Recovery | Y | College and University | Existing | 0.076769 | 0.61878 | 0.12406 | 0 | 0 | 0 | Fail RIM; Fail PCT | [11 empty] | Industrial | Process Heat Improved Controls | Y | Construction | Existing | 0.7604 | 0.8663 | 0.87775 | 0 | 0 | 0 | Fail TRC; Fail PCT
[12 empty] | Commercial | Water Cooled Refrigeration Heat Recovery | Y | Grocery | Existing | 0.50108 | 0.62171 | 0.80597 | 0 | 0 | 0 | Fail RIM; Fail PCT | [11 empty] | Industrial | Process Heat Improved Controls | Y | Construction | New | 0.7604 | 0.8663 | 0.87775 | 0 | 0 | 0 | Fail TRC; Fail PCT
[12 empty] | Commercial | Water Cooled Refrigeration Heat Recovery | Y | Healthcare | Existing | 0.20385 | 0.61878 | 0.32944 | 0 | 0 | 0 | Fail RIM; Fail PCT | [11 empty] | Industrial | Process Heat System Optimization | Y | Construction | Existing | 0.35724 | 0.72358 | 0.49371 | 0 | 0 | 0 | Fail TRC; Fail PCT
[12 empty] | Commercial | Water Cooled Refrigeration Heat Recovery | Y | Hospitals | Existing | 0.20385 | 0.61878 | 0.32944 | 0 | 0 | 0 | Fail RIM; Fail PCT | [11 empty] | Industrial | Process Heat System Optimization | Y | Construction | New | 0.35724 | 0.72358 | 0.49371 | 0 | 0 | 0 | Fail TRC; Fail PCT
[12 empty] | Commercial | Water Cooled Refrigeration Heat Recovery | Y | Institutional | Existing | 0.23092 | 0.62171 | 0.37143 | 0 | 0 | 0 | Fail RIM; Fail PCT | [11 empty] | Industrial | Process Other Systems Optimization | Y | Construction | Existing | 8.6823 | 0.757 | 11.4694 | 0 | 0 | 0 | Pass TRC; Pass PCT; Fail 2-year Threshold
[12 empty] | Commercial | Water Cooled Refrigeration Heat Recovery | Y | Lodging/Hospitality | Existing | 0.11506 | 0.61878 | 0.18594 | 0 | 0 | 0 | Fail RIM; Fail PCT | [11 empty] | Industrial | Process Other Systems Optimization | Y | Construction | New | 8.6823 | 0.757 | 11.4694 | 0 | 0 | 0 | Pass TRC; Pass PCT; Fail 2-year Threshold
[12 empty] | Commercial | Water Cooled Refrigeration Heat Recovery | Y | Miscellaneous | Existing | 1.481 | 0.62171 | 2.3822 | 0 | 0 | 0 | Fail RIM; Pass PCT | [11 empty] | Industrial | Compressed Air Controls | Y | Electrical and Electronic Equip. | Existing | 20.8243 | 0.86174 | 24.1653 | 0 | 0 | 0 | Pass TRC; Pass PCT; Fail 2-year Threshold
[12 empty] | Commercial | Water Cooled Refrigeration Heat Recovery | Y | Offices | Existing | 0.21133 | 0.62171 | 0.33992 | 0 | 0 | 0 | Fail RIM; Fail PCT | [11 empty] | Industrial | Compressed Air Controls | Y | Electrical and Electronic Equip. | New | 20.8243 | 0.86174 | 24.1653 | 0 | 0 | 0 | Pass TRC; Pass PCT; Fail 2-year Threshold
[12 empty] | Commercial | Water Cooled Refrigeration Heat Recovery | Y | Restaurants | Existing | 0.48202 | 0.61878 | 0.77897 | 0 | 0 | 0 | Fail RIM; Fail PCT | [11 empty] | Industrial | Compressed Air Equipment | Y | Electrical and Electronic Equip. | New | 19.1384 | 0.86934 | 22.0148 | 0 | 0 | 0 | Pass TRC; Pass PCT; Fail 2-year Threshold
[12 empty] | Commercial | Water Cooled Refrigeration Heat Recovery | Y | Retail | Existing | 0.093896 | 0.62171 | 0.15103 | 0 | 0 | 0 | Fail RIM; Fail PCT | [11 empty] | Industrial | Compressed Air Equipment | Y | Electrical and Electronic Equip. | Turnover | 19.1384 | 0.86934 | 22.0148 | 0 | 0 | 0 | Pass TRC; Pass PCT; Fail 2-year Threshold
[12 empty] | Commercial | Water Cooled Refrigeration Heat Recovery | Y | Schools K-12 | Existing | 0.076769 | 0.61878 | 0.12406 | 0 | 0 | 0 | Fail RIM; Fail PCT | [11 empty] | Industrial | Compressed Air System Optimization | Y | Electrical and Electronic Equip. | Existing | 11.3073 | 0.86794 | 13.0278 | 0 | 0 | 0 | Pass TRC; Pass PCT; Fail 2-year Threshold
[12 empty] | Commercial | Water Cooled Refrigeration Heat Recovery | Y | Warehouse | Existing | 0.024833 | 0.62171 | 0.039942 | 0 | 0 | 0 | Fail RIM; Fail PCT | [11 empty] | Industrial | Compressed Air System Optimization | Y | Electrical and Electronic Equip. | New | 11.3073 | 0.86794 | 13.0278 | 0 | 0 | 0 | Pass TRC; Pass PCT; Fail 2-year Threshold
[12 empty] | Commercial | Water Cooled Refrigeration Heat Recovery | Y | Assembly | New | 0.050896 | 0.62171 | 0.081864 | 0 | 0 | 0 | Fail RIM; Fail PCT | [11 empty] | Industrial | Plant Energy Management | Y | Electrical and Electronic Equip. | Existing | 24.3492 | 0.86242 | 28.2337 | 0 | 0 | 0 | Pass TRC; Pass PCT; Fail 2-year Threshold
[12 empty] | Commercial | Water Cooled Refrigeration Heat Recovery | Y | College and University | New | 0.076769 | 0.61878 | 0.12406 | 0 | 0 | 0 | Fail RIM; Fail PCT | [11 empty] | Industrial | Plant Energy Management | Y | Electrical and Electronic Equip. | New | 24.3492 | 0.86242 | 28.2337 | 0 | 0 | 0 | Pass TRC; Pass PCT; Fail 2-year Threshold
[12 empty] | Commercial | Water Cooled Refrigeration Heat Recovery | Y | Grocery | New | 0.50108 | 0.62171 | 0.80597 | 0 | 0 | 0 | Fail RIM; Fail PCT | [11 empty] | Industrial | Efficient Lighting - Exterior | Y | Electrical and Electronic Equip. | New | 5.8425 | 1.0491 | 5.5691 | 0 | 0 | 0 | Pass TRC; Pass PCT; Fail 2-year Threshold
[12 empty] | Commercial | Water Cooled Refrigeration Heat Recovery | Y | Healthcare | New | 0.20385 | 0.61878 | 0.32944 | 0 | 0 | 0 | Fail RIM; Fail PCT | [11 empty] | Industrial | Efficient Lighting - Exterior | Y | Electrical and Electronic Equip. | Turnover | 5.8425 | 1.0491 | 5.5691 | 0 | 0 | 0 | Pass TRC; Pass PCT; Fail 2-year Threshold
[12 empty] | Commercial | Water Cooled Refrigeration Heat Recovery | Y | Hospitals | New | 0.20385 | 0.61878 | 0.32944 | 0 | 0 | 0 | Fail RIM; Fail PCT | [11 empty] | Industrial | HVAC Equipment Upgrades | Y | Electrical and Electronic Equip. | New | 6.658 | 0.8666 | 7.6829 | 0 | 0 | 0 | Pass TRC; Pass PCT; Fail 2-year Threshold
[12 empty] | Commercial | Water Cooled Refrigeration Heat Recovery | Y | Institutional | New | 0.23092 | 0.62171 | 0.37143 | 0 | 0 | 0 | Fail RIM; Fail PCT | [11 empty] | Industrial | HVAC Equipment Upgrades | Y | Electrical and Electronic Equip. | Turnover | 6.658 | 0.8666 | 7.6829 | 0 | 0 | 0 | Pass TRC; Pass PCT; Fail 2-year Threshold
[12 empty] | Commercial | Water Cooled Refrigeration Heat Recovery | Y | Lodging/Hospitality | New | 0.11506 | 0.61878 | 0.18594 | 0 | 0 | 0 | Fail RIM; Fail PCT | [11 empty] | Industrial | HVAC Recommissioning | Y | Electrical and Electronic Equip. | Existing | 15.2017 | 0.85949 | 17.6868 | 0 | 0 | 0 | Pass TRC; Pass PCT; Fail 2-year Threshold
[12 empty] | Commercial | Water Cooled Refrigeration Heat Recovery | Y | Miscellaneous | New | 1.481 | 0.62171 | 2.3822 | 0 | 0 | 0 | Fail RIM; Pass PCT | [11 empty] | Industrial | HVAC Recommissioning | Y | Electrical and Electronic Equip. | New | 15.2017 | 0.85949 | 17.6868 | 0 | 0 | 0 | Pass TRC; Pass PCT; Fail 2-year Threshold
[12 empty] | Commercial | Water Cooled Refrigeration Heat Recovery | Y | Offices | New | 0.21133 | 0.62171 | 0.33992 | 0 | 0 | 0 | Fail RIM; Fail PCT | [11 empty] | Industrial | Fan Improved Controls | Y | Electrical and Electronic Equip. | Existing | 29.7427 | 0.86934 | 34.213 | 0 | 0 | 0 | Pass TRC; Pass PCT; Fail 2-year Threshold
[12 empty] | Commercial | Water Cooled Refrigeration Heat Recovery | Y | Restaurants | New | 0.48202 | 0.61878 | 0.77897 | 0 | 0 | 0 | Fail RIM; Fail PCT | [11 empty] | Industrial | Fan Improved Controls | Y | Electrical and Electronic Equip. | New | 29.7427 | 0.86934 | 34.213 | 0 | 0 | 0 | Pass TRC; Pass PCT; Fail 2-year Threshold
[12 empty] | Commercial | Water Cooled Refrigeration Heat Recovery | Y | Retail | New | 0.093896 | 0.62171 | 0.15103 | 0 | 0 | 0 | Fail RIM; Fail PCT | [11 empty] | Industrial | Motor Improved Controls | Y | Electrical and Electronic Equip. | Existing | 11.4686 | 0.86934 | 13.1923 | 0 | 0 | 0 | Pass TRC; Pass PCT; Fail 2-year Threshold
[12 empty] | Commercial | Water Cooled Refrigeration Heat Recovery | Y | Schools K-12 | New | 0.076769 | 0.61878 | 0.12406 | 0 | 0 | 0 | Fail RIM; Fail PCT | [11 empty] | Industrial | Motor Improved Controls | Y | Electrical and Electronic Equip. | New | 11.4686 | 0.86934 | 13.1923 | 0 | 0 | 0 | Pass TRC; Pass PCT; Fail 2-year Threshold
[12 empty] | Commercial | Water Cooled Refrigeration Heat Recovery | Y | Warehouse | New | 0.024833 | 0.62171 | 0.039942 | 0 | 0 | 0 | Fail RIM; Fail PCT | [11 empty] | Industrial | Motor Optimization | Y | Electrical and Electronic Equip. | Existing | 7.6867 | 0.86794 | 8.8563 | 0 | 0 | 0 | Pass TRC; Pass PCT; Fail 2-year Threshold
[12 empty] | Commercial | Waterside Economizer | Y | Assembly | Existing | 0.034068 | 0.73944 | 0.046073 | 0 | 0 | 0 | Fail RIM; Fail PCT | [11 empty] | Industrial | Motor Optimization | Y | Electrical and Electronic Equip. | New | 7.6867 | 0.86794 | 8.8563 | 0 | 0 | 0 | Pass TRC; Pass PCT; Fail 2-year Threshold
[12 empty] | Commercial | Waterside Economizer | Y | College and University | Existing | 0.037796 | 0.73944 | 0.051113 | 0 | 0 | 0 | Fail RIM; Fail PCT | [11 empty] | Industrial | Pump Improved Controls | Y | Electrical and Electronic Equip. | Existing | 11.4686 | 0.86934 | 13.1923 | 0 | 0 | 0 | Pass TRC; Pass PCT; Fail 2-year Threshold
[12 empty] | Commercial | Waterside Economizer | Y | Grocery | Existing | 0.01882 | 0.73944 | 0.025451 | 0 | 0 | 0 | Fail RIM; Fail PCT | [11 empty] | Industrial | Pump Improved Controls | Y | Electrical and Electronic Equip. | New | 11.4686 | 0.86934 | 13.1923 | 0 | 0 | 0 | Pass TRC; Pass PCT; Fail 2-year Threshold
[12 empty] | Commercial | Waterside Economizer | Y | Healthcare | Existing | 0.074131 | 0.73944 | 0.10025 | 0 | 0 | 0 | Fail RIM; Fail PCT | [11 empty] | Industrial | Process Refrig Controls | Y | Electrical and Electronic Equip. | Existing | 0.83215 | 0.8663 | 0.96057 | 0 | 0 | 0 | Fail TRC; Fail PCT
[12 empty] | Commercial | Waterside Economizer | Y | Hospitals | Existing | 0.070222 | 0.73944 | 0.094965 | 0 | 0 | 0 | Fail RIM; Fail PCT | [11 empty] | Industrial | Process Refrig Controls | Y | Electrical and Electronic Equip. | New | 0.83215 | 0.8663 | 0.96057 | 0 | 0 | 0 | Fail TRC; Fail PCT
[12 empty] | Commercial | Waterside Economizer | Y | Institutional | Existing | 0.018403 | 0.73944 | 0.024887 | 0 | 0 | 0 | Fail RIM; Fail PCT | [11 empty] | Industrial | Process Refrig Equipment Upgrade | Y | Electrical and Electronic Equip. | New | 6.0477 | 0.86426 | 6.9976 | 0 | 0 | 0 | Pass TRC; Pass PCT; Fail 2-year Threshold
[12 empty] | Commercial | Waterside Economizer | Y | Lodging/Hospitality | Existing | 0.056276 | 0.73944 | 0.076106 | 0 | 0 | 0 | Fail RIM; Fail PCT | [11 empty] | Industrial | Process Refrig Equipment Upgrade | Y | Electrical and Electronic Equip. | Turnover | 6.0477 | 0.86426 | 6.9976 | 0 | 0 | 0 | Pass TRC; Pass PCT; Fail 2-year Threshold
[12 empty] | Commercial | Waterside Economizer | Y | Miscellaneous | Existing | 0.019028 | 0.73944 | 0.025733 | 0 | 0 | 0 | Fail RIM; Fail PCT | [11 empty] | Industrial | Process Refrig System Optimization | Y | Electrical and Electronic Equip. | Existing | 34.9955 | 0.75423 | 46.3988 | 0 | 0 | 0 | Pass TRC; Pass PCT; Fail 2-year Threshold
[12 empty] | Commercial | Waterside Economizer | Y | Offices | Existing | 0.038343 | 0.73944 | 0.051854 | 0 | 0 | 0 | Fail RIM; Fail PCT | [11 empty] | Industrial | Process Refrig System Optimization | Y | Electrical and Electronic Equip. | New | 34.9955 | 0.75423 | 46.3988 | 0 | 0 | 0 | Pass TRC; Pass PCT; Fail 2-year Threshold
[12 empty] | Commercial | Waterside Economizer | Y | Restaurants | Existing | 0.055208 | 0.73944 | 0.074661 | 0 | 0 | 0 | Fail RIM; Fail PCT | [11 empty] | Industrial | Process Heat Improved Controls | Y | Electrical and Electronic Equip. | Existing | 0.81598 | 0.8663 | 0.94192 | 0 | 0 | 0 | Fail TRC; Fail PCT
[12 empty] | Commercial | Waterside Economizer | Y | Retail | Existing | 0.043269 | 0.73944 | 0.058516 | 0 | 0 | 0 | Fail RIM; Fail PCT | [11 empty] | Industrial | Process Heat Improved Controls | Y | Electrical and Electronic Equip. | New | 0.81598 | 0.8663 | 0.94192 | 0 | 0 | 0 | Fail TRC; Fail PCT
[12 empty] | Commercial | Waterside Economizer | Y | Schools K-12 | Existing | 0.037613 | 0.73944 | 0.050867 | 0 | 0 | 0 | Fail RIM; Fail PCT | [11 empty] | Industrial | Process Heat System Optimization | Y | Electrical and Electronic Equip. | Existing | 2.6126 | 0.72358 | 3.6107 | 0 | 0 | 0 | Pass TRC; Pass PCT; Fail 2-year Threshold
[12 empty] | Commercial | Waterside Economizer | Y | Warehouse | Existing | 0.0082629 | 0.73944 | 0.011174 | 0 | 0 | 0 | Fail RIM; Fail PCT | [11 empty] | Industrial | Process Heat System Optimization | Y | Electrical and Electronic Equip. | New | 2.6126 | 0.72358 | 3.6107 | 0 | 0 | 0 | Pass TRC; Pass PCT; Fail 2-year Threshold
[12 empty] | Commercial | Waterside Economizer | Y | Assembly | New | 0.034068 | 0.73944 | 0.046073 | 0 | 0 | 0 | Fail RIM; Fail PCT | [11 empty] | Industrial | Process Other Systems Optimization | Y | Electrical and Electronic Equip. | Existing | 2.3705 | 0.757 | 3.1314 | 0 | 0 | 0 | Pass TRC; Pass PCT; Fail 2-year Threshold
[12 empty] | Commercial | Waterside Economizer | Y | College and University | New | 0.037796 | 0.73944 | 0.051113 | 0 | 0 | 0 | Fail RIM; Fail PCT | [11 empty] | Industrial | Process Other Systems Optimization | Y | Electrical and Electronic Equip. | New | 2.3705 | 0.757 | 3.1314 | 0 | 0 | 0 | Pass TRC; Pass PCT; Fail 2-year Threshold
[12 empty] | Commercial | Waterside Economizer | Y | Grocery | New | 0.01882 | 0.73944 | 0.025451 | 0 | 0 | 0 | Fail RIM; Fail PCT | [11 empty] | Industrial | Compressed Air Controls | Y | Lumber/Furniture/Pulp/Paper | Existing | 18.7377 | 0.86174 | 21.7439 | 0 | 0 | 0 | Pass TRC; Pass PCT; Fail 2-year Threshold
[12 empty] | Commercial | Waterside Economizer | Y | Healthcare | New | 0.074131 | 0.73944 | 0.10025 | 0 | 0 | 0 | Fail RIM; Fail PCT | [11 empty] | Industrial | Compressed Air Controls | Y | Lumber/Furniture/Pulp/Paper | New | 18.7377 | 0.86174 | 21.7439 | 0 | 0 | 0 | Pass TRC; Pass PCT; Fail 2-year Threshold
[12 empty] | Commercial | Waterside Economizer | Y | Hospitals | New | 0.070222 | 0.73944 | 0.094965 | 0 | 0 | 0 | Fail RIM; Fail PCT | [11 empty] | Industrial | Compressed Air System Optimization | Y | Lumber/Furniture/Pulp/Paper | Existing | 11.1128 | 0.86794 | 12.8037 | 0 | 0 | 0 | Pass TRC; Pass PCT; Fail 2-year Threshold
[12 empty] | Commercial | Waterside Economizer | Y | Institutional | New | 0.018403 | 0.73944 | 0.024887 | 0 | 0 | 0 | Fail RIM; Fail PCT | [11 empty] | Industrial | Compressed Air System Optimization | Y | Lumber/Furniture/Pulp/Paper | New | 11.1128 | 0.86794 | 12.8037 | 0 | 0 | 0 | Pass TRC; Pass PCT; Fail 2-year Threshold
[12 empty] | Commercial | Waterside Economizer | Y | Lodging/Hospitality | New | 0.056276 | 0.73944 | 0.076106 | 0 | 0 | 0 | Fail RIM; Fail PCT | [11 empty] | Industrial | Plant Energy Management | Y | Lumber/Furniture/Pulp/Paper | Existing | 4.6742 | 0.86242 | 5.4198 | 0 | 0 | 0 | Pass TRC; Pass PCT; Fail 2-year Threshold
[12 empty] | Commercial | Waterside Economizer | Y | Miscellaneous | New | 0.019028 | 0.73944 | 0.025733 | 0 | 0 | 0 | Fail RIM; Fail PCT | [11 empty] | Industrial | Plant Energy Management | Y | Lumber/Furniture/Pulp/Paper | New | 4.6742 | 0.86242 | 5.4198 | 0 | 0 | 0 | Pass TRC; Pass PCT; Fail 2-year Threshold
[12 empty] | Commercial | Waterside Economizer | Y | Offices | New | 0.038343 | 0.73944 | 0.051854 | 0 | 0 | 0 | Fail RIM; Fail PCT | [11 empty] | Industrial | Efficient Lighting - Exterior | Y | Lumber/Furniture/Pulp/Paper | New | 5.8425 | 1.0491 | 5.5691 | 0 | 0 | 0 | Pass TRC; Pass PCT; Fail 2-year Threshold
[12 empty] | Commercial | Waterside Economizer | Y | Restaurants | New | 0.055208 | 0.73944 | 0.074661 | 0 | 0 | 0 | Fail RIM; Fail PCT | [11 empty] | Industrial | Efficient Lighting - Exterior | Y | Lumber/Furniture/Pulp/Paper | Turnover | 5.8425 | 1.0491 | 5.5691 | 0 | 0 | 0 | Pass TRC; Pass PCT; Fail 2-year Threshold
[12 empty] | Commercial | Waterside Economizer | Y | Retail | New | 0.043269 | 0.73944 | 0.058516 | 0 | 0 | 0 | Fail RIM; Fail PCT | [11 empty] | Industrial | HVAC Equipment Upgrades | Y | Lumber/Furniture/Pulp/Paper | New | 6.658 | 0.8666 | 7.6829 | 0 | 0 | 0 | Pass TRC; Pass PCT; Fail 2-year Threshold
[12 empty] | Commercial | Waterside Economizer | Y | Schools K-12 | New | 0.037613 | 0.73944 | 0.050867 | 0 | 0 | 0 | Fail RIM; Fail PCT | [11 empty] | Industrial | HVAC Equipment Upgrades | Y | Lumber/Furniture/Pulp/Paper | Turnover | 6.658 | 0.8666 | 7.6829 | 0 | 0 | 0 | Pass TRC; Pass PCT; Fail 2-year Threshold
[12 empty] | Commercial | Waterside Economizer | Y | Warehouse | New | 0.0082629 | 0.73944 | 0.011174 | 0 | 0 | 0 | Fail RIM; Fail PCT | [11 empty] | Industrial | HVAC Improved Controls | Y | Lumber/Furniture/Pulp/Paper | Existing | 42.7 | 0.86249 | 49.5077 | 0 | 0 | 0 | Pass TRC; Pass PCT; Fail 2-year Threshold
[12 empty] | Commercial | Window Sun Protection | Y | Assembly | Existing | 0.17761 | 0.73123 | 0.24289 | 0 | 0 | 0 | Fail RIM; Fail PCT | [11 empty] | Industrial | HVAC Improved Controls | Y | Lumber/Furniture/Pulp/Paper | New | 42.7 | 0.86249 | 49.5077 | 0 | 0 | 0 | Pass TRC; Pass PCT; Fail 2-year Threshold
[12 empty] | Commercial | Window Sun Protection | Y | College and University | Existing | 0.17761 | 0.73123 | 0.24289 | 0 | 0 | 0 | Fail RIM; Fail PCT | [11 empty] | Industrial | Fan Improved Controls | Y | Lumber/Furniture/Pulp/Paper | Existing | 29.7427 | 0.86934 | 34.213 | 0 | 0 | 0 | Pass TRC; Pass PCT; Fail 2-year Threshold
[12 empty] | Commercial | Window Sun Protection | Y | Grocery | Existing | 0.17761 | 0.73123 | 0.24289 | 0 | 0 | 0 | Fail RIM; Fail PCT | [11 empty] | Industrial | Fan Improved Controls | Y | Lumber/Furniture/Pulp/Paper | New | 29.7427 | 0.86934 | 34.213 | 0 | 0 | 0 | Pass TRC; Pass PCT; Fail 2-year Threshold
[12 empty] | Commercial | Window Sun Protection | Y | Healthcare | Existing | 0.17761 | 0.73123 | 0.24289 | 0 | 0 | 0 | Fail RIM; Fail PCT | [11 empty] | Industrial | Fan System Optimization | Y | Lumber/Furniture/Pulp/Paper | Existing | 15.5563 | 0.86794 | 17.9233 | 0 | 0 | 0 | Pass TRC; Pass PCT; Fail 2-year Threshold
[12 empty] | Commercial | Window Sun Protection | Y | Hospitals | Existing | 0.17761 | 0.73123 | 0.24289 | 0 | 0 | 0 | Fail RIM; Fail PCT | [11 empty] | Industrial | Fan System Optimization | Y | Lumber/Furniture/Pulp/Paper | New | 15.5563 | 0.86794 | 17.9233 | 0 | 0 | 0 | Pass TRC; Pass PCT; Fail 2-year Threshold
[12 empty] | Commercial | Window Sun Protection | Y | Institutional | Existing | 0.17761 | 0.73123 | 0.24289 | 0 | 0 | 0 | Fail RIM; Fail PCT | [11 empty] | Industrial | Motor Equipment Upgrades | Y | Lumber/Furniture/Pulp/Paper | New | 8.3115 | 0.86794 | 9.5761 | 0 | 0 | 0 | Pass TRC; Pass PCT; Fail 2-year Threshold
[12 empty] | Commercial | Window Sun Protection | Y | Lodging/Hospitality | Existing | 0.1955 | 0.80217 | 0.24372 | 0 | 0 | 0 | Fail RIM; Fail PCT | [11 empty] | Industrial | Motor Equipment Upgrades | Y | Lumber/Furniture/Pulp/Paper | Turnover | 8.3115 | 0.86794 | 9.5761 | 0 | 0 | 0 | Pass TRC; Pass PCT; Fail 2-year Threshold
[12 empty] | Commercial | Window Sun Protection | Y | Miscellaneous | Existing | 0.23725 | 0.96938 | 0.24475 | 0 | 0 | 0 | Fail RIM; Fail PCT | [11 empty] | Industrial | Motor Improved Controls | Y | Lumber/Furniture/Pulp/Paper | Existing | 14.868 | 0.86934 | 17.1026 | 0 | 0 | 0 | Pass TRC; Pass PCT; Fail 2-year Threshold
[12 empty] | Commercial | Window Sun Protection | Y | Offices | Existing | 0.17761 | 0.73123 | 0.24289 | 0 | 0 | 0 | Fail RIM; Fail PCT | [11 empty] | Industrial | Motor Improved Controls | Y | Lumber/Furniture/Pulp/Paper | New | 14.868 | 0.86934 | 17.1026 | 0 | 0 | 0 | Pass TRC; Pass PCT; Fail 2-year Threshold
[12 empty] | Commercial | Window Sun Protection | Y | Restaurants | Existing | 0.17761 | 0.73123 | 0.24289 | 0 | 0 | 0 | Fail RIM; Fail PCT | [11 empty] | Industrial | Motor Optimization | Y | Lumber/Furniture/Pulp/Paper | Existing | 6.9263 | 0.86794 | 7.9802 | 0 | 0 | 0 | Pass TRC; Pass PCT; Fail 2-year Threshold
[12 empty] | Commercial | Window Sun Protection | Y | Retail | Existing | 0.17761 | 0.73123 | 0.24289 | 0 | 0 | 0 | Fail RIM; Fail PCT | [11 empty] | Industrial | Motor Optimization | Y | Lumber/Furniture/Pulp/Paper | New | 6.9263 | 0.86794 | 7.9802 | 0 | 0 | 0 | Pass TRC; Pass PCT; Fail 2-year Threshold
[12 empty] | Commercial | Window Sun Protection | Y | Schools K-12 | Existing | 0.17761 | 0.73123 | 0.24289 | 0 | 0 | 0 | Fail RIM; Fail PCT | [11 empty] | Industrial | Pump Improved Controls | Y | Lumber/Furniture/Pulp/Paper | Existing | 11.4686 | 0.86934 | 13.1923 | 0 | 0 | 0 | Pass TRC; Pass PCT; Fail 2-year Threshold
[12 empty] | Commercial | Window Sun Protection | Y | Warehouse | Existing | 0.23725 | 0.96938 | 0.24475 | 0 | 0 | 0 | Fail RIM; Fail PCT | [11 empty] | Industrial | Pump Improved Controls | Y | Lumber/Furniture/Pulp/Paper | New | 11.4686 | 0.86934 | 13.1923 | 0 | 0 | 0 | Pass TRC; Pass PCT; Fail 2-year Threshold
[12 empty] | Commercial | Window Sun Protection | Y | Assembly | New | 0.10656 | 0.73123 | 0.14573 | 0 | 0 | 0 | Fail RIM; Fail PCT | [11 empty] | Industrial | Process Refrig Controls | Y | Lumber/Furniture/Pulp/Paper | Existing | 0.83215 | 0.8663 | 0.96057 | 0 | 0 | 0 | Fail TRC; Fail PCT
[12 empty] | Commercial | Window Sun Protection | Y | College and University | New | 0.10656 | 0.73123 | 0.14573 | 0 | 0 | 0 | Fail RIM; Fail PCT | [11 empty] | Industrial | Process Refrig Controls | Y | Lumber/Furniture/Pulp/Paper | New | 0.83215 | 0.8663 | 0.96057 | 0 | 0 | 0 | Fail TRC; Fail PCT
[12 empty] | Commercial | Window Sun Protection | Y | Grocery | New | 0.10656 | 0.73123 | 0.14573 | 0 | 0 | 0 | Fail RIM; Fail PCT | [11 empty] | Industrial | Process Heat Improved Controls | Y | Lumber/Furniture/Pulp/Paper | Existing | 0.81598 | 0.8663 | 0.94192 | 0 | 0 | 0 | Fail TRC; Fail PCT
[12 empty] | Commercial | Window Sun Protection | Y | Healthcare | New | 0.10656 | 0.73123 | 0.14573 | 0 | 0 | 0 | Fail RIM; Fail PCT | [11 empty] | Industrial | Process Heat Improved Controls | Y | Lumber/Furniture/Pulp/Paper | New | 0.81598 | 0.8663 | 0.94192 | 0 | 0 | 0 | Fail TRC; Fail PCT
[12 empty] | Commercial | Window Sun Protection | Y | Hospitals | New | 0.10656 | 0.73123 | 0.14573 | 0 | 0 | 0 | Fail RIM; Fail PCT | [11 empty] | Industrial | Process Heat System Optimization | Y | Lumber/Furniture/Pulp/Paper | Existing | 0.38832 | 0.72358 | 0.53667 | 0 | 0 | 0 | Fail TRC; Fail PCT
[12 empty] | Commercial | Window Sun Protection | Y | Institutional | New | 0.10656 | 0.73123 | 0.14573 | 0 | 0 | 0 | Fail RIM; Fail PCT | [11 empty] | Industrial | Process Heat System Optimization | Y | Lumber/Furniture/Pulp/Paper | New | 0.38832 | 0.72358 | 0.53667 | 0 | 0 | 0 | Fail TRC; Fail PCT
[12 empty] | Commercial | Window Sun Protection | Y | Lodging/Hospitality | New | 0.1173 | 0.80217 | 0.14623 | 0 | 0 | 0 | Fail RIM; Fail PCT | [11 empty] | Industrial | Process Other Equipment Upgrades | Y | Lumber/Furniture/Pulp/Paper | New | 6.2347 | 0.86426 | 7.2139 | 0 | 0 | 0 | Pass TRC; Pass PCT; Fail 2-year Threshold
[12 empty] | Commercial | Window Sun Protection | Y | Miscellaneous | New | 0.14235 | 0.96938 | 0.14685 | 0 | 0 | 0 | Fail RIM; Fail PCT | [11 empty] | Industrial | Process Other Equipment Upgrades | Y | Lumber/Furniture/Pulp/Paper | Turnover | 6.2347 | 0.86426 | 7.2139 | 0 | 0 | 0 | Pass TRC; Pass PCT; Fail 2-year Threshold
[12 empty] | Commercial | Window Sun Protection | Y | Offices | New | 0.10656 | 0.73123 | 0.14573 | 0 | 0 | 0 | Fail RIM; Fail PCT | [11 empty] | Industrial | Process Other Systems Optimization | Y | Lumber/Furniture/Pulp/Paper | Existing | 2.4094 | 0.757 | 3.1829 | 0 | 0 | 0 | Pass TRC; Pass PCT; Fail 2-year Threshold
[12 empty] | Commercial | Window Sun Protection | Y | Restaurants | New | 0.10656 | 0.73123 | 0.14573 | 0 | 0 | 0 | Fail RIM; Fail PCT | [11 empty] | Industrial | Process Other Systems Optimization | Y | Lumber/Furniture/Pulp/Paper | New | 2.4094 | 0.757 | 3.1829 | 0 | 0 | 0 | Pass TRC; Pass PCT; Fail 2-year Threshold
[12 empty] | Commercial | Window Sun Protection | Y | Retail | New | 0.10656 | 0.73123 | 0.14573 | 0 | 0 | 0 | Fail RIM; Fail PCT | [11 empty] | Industrial | Compressed Air Controls | Y | Metal Products and Machinery | Existing | 12.6905 | 0.86174 | 14.7266 | 0 | 0 | 0 | Pass TRC; Pass PCT; Fail 2-year Threshold
[12 empty] | Commercial | Window Sun Protection | Y | Schools K-12 | New | 0.10656 | 0.73123 | 0.14573 | 0 | 0 | 0 | Fail RIM; Fail PCT | [11 empty] | Industrial | Compressed Air Controls | Y | Metal Products and Machinery | New | 12.6905 | 0.86174 | 14.7266 | 0 | 0 | 0 | Pass TRC; Pass PCT; Fail 2-year Threshold
[12 empty] | Commercial | Window Sun Protection | Y | Warehouse | New | 0.14235 | 0.96938 | 0.14685 | 0 | 0 | 0 | Fail RIM; Fail PCT | [11 empty] | Industrial | Compressed Air Equipment | Y | Metal Products and Machinery | New | 7.4153 | 0.86934 | 8.5298 | 0 | 0 | 0 | Pass TRC; Pass PCT; Fail 2-year Threshold
[12 empty] | Commercial | Bi-Level Lighting Control (Interior) | Y | Assembly | Existing | 0.59287 | 0.71315 | 0.83134 | 0 | 0 | 0 | Fail RIM; Fail PCT | [11 empty] | Industrial | Compressed Air Equipment | Y | Metal Products and Machinery | Turnover | 7.4153 | 0.86934 | 8.5298 | 0 | 0 | 0 | Pass TRC; Pass PCT; Fail 2-year Threshold
[12 empty] | Commercial | Bi-Level Lighting Control (Interior) | Y | College and University | Existing | 0.90868 | 0.71315 | 1.2742 | 0 | 0 | 0 | Fail RIM; Pass PCT | [11 empty] | Industrial | Compressed Air System Optimization | Y | Metal Products and Machinery | Existing | 11.4518 | 0.86794 | 13.1943 | 0 | 0 | 0 | Pass TRC; Pass PCT; Fail 2-year Threshold
[12 empty] | Commercial | Bi-Level Lighting Control (Interior) | Y | Grocery | Existing | 1.1087 | 0.69149 | 1.6034 | 0 | 0 | 0 | Fail RIM; Pass PCT | [11 empty] | Industrial | Compressed Air System Optimization | Y | Metal Products and Machinery | New | 11.4518 | 0.86794 | 13.1943 | 0 | 0 | 0 | Pass TRC; Pass PCT; Fail 2-year Threshold
[12 empty] | Commercial | Bi-Level Lighting Control (Interior) | Y | Healthcare | Existing | 1.0365 | 0.71315 | 1.4534 | 0 | 0 | 0 | Fail RIM; Pass PCT | [11 empty] | Industrial | Plant Energy Management | Y | Metal Products and Machinery | Existing | 5.0914 | 0.86242 | 5.9037 | 0 | 0 | 0 | Pass TRC; Pass PCT; Fail 2-year Threshold
[12 empty] | Commercial | Bi-Level Lighting Control (Interior) | Y | Hospitals | Existing | 1.4022 | 0.71315 | 1.9662 | 0 | 0 | 0 | Fail RIM; Pass PCT | [11 empty] | Industrial | Plant Energy Management | Y | Metal Products and Machinery | New | 5.0914 | 0.86242 | 5.9037 | 0 | 0 | 0 | Pass TRC; Pass PCT; Fail 2-year Threshold
[12 empty] | Commercial | Bi-Level Lighting Control (Interior) | Y | Institutional | Existing | 0.68007 | 0.71315 | 0.95361 | 0 | 0 | 0 | Fail RIM; Fail PCT | [11 empty] | Industrial | Efficient Lighting - Exterior | Y | Metal Products and Machinery | New | 5.8425 | 1.0491 | 5.5691 | 0 | 0 | 0 | Pass TRC; Pass PCT; Fail 2-year Threshold
[12 empty] | Commercial | Bi-Level Lighting Control (Interior) | Y | Lodging/Hospitality | Existing | 0.75075 | 0.69149 | 1.0857 | 0 | 0 | 0 | Fail RIM; Pass PCT | [11 empty] | Industrial | Efficient Lighting - Exterior | Y | Metal Products and Machinery | Turnover | 5.8425 | 1.0491 | 5.5691 | 0 | 0 | 0 | Pass TRC; Pass PCT; Fail 2-year Threshold
[12 empty] | Commercial | Bi-Level Lighting Control (Interior) | Y | Miscellaneous | Existing | 0.90868 | 0.71315 | 1.2742 | 0 | 0 | 0 | Fail RIM; Pass PCT | [11 empty] | Industrial | HVAC Improved Controls | Y | Metal Products and Machinery | Existing | 12.5249 | 0.86249 | 14.5218 | 0 | 0 | 0 | Pass TRC; Pass PCT; Fail 2-year Threshold
[12 empty] | Commercial | Bi-Level Lighting Control (Interior) | Y | Offices | Existing | 0.67059 | 0.71315 | 0.94032 | 0 | 0 | 0 | Fail RIM; Fail PCT | [11 empty] | Industrial | HVAC Improved Controls | Y | Metal Products and Machinery | New | 12.5249 | 0.86249 | 14.5218 | 0 | 0 | 0 | Pass TRC; Pass PCT; Fail 2-year Threshold
[12 empty] | Commercial | Bi-Level Lighting Control (Interior) | Y | Restaurants | Existing | 0.67136 | 0.69149 | 0.97089 | 0 | 0 | 0 | Fail RIM; Fail PCT | [11 empty] | Industrial | HVAC Recommissioning | Y | Metal Products and Machinery | Existing | 0.46884 | 0.85949 | 0.54548 | 0 | 0 | 0 | Fail TRC; Fail PCT
[12 empty] | Commercial | Bi-Level Lighting Control (Interior) | Y | Retail | Existing | 0.99674 | 0.69149 | 1.4414 | 0 | 0 | 0 | Fail RIM; Pass PCT | [11 empty] | Industrial | HVAC Recommissioning | Y | Metal Products and Machinery | New | 0.46884 | 0.85949 | 0.54548 | 0 | 0 | 0 | Fail TRC; Fail PCT
[12 empty] | Commercial | Bi-Level Lighting Control (Interior) | Y | Schools K-12 | Existing | 0.49042 | 0.71315 | 0.68768 | 0 | 0 | 0 | Fail RIM; Fail PCT | [11 empty] | Industrial | Fan Improved Controls | Y | Metal Products and Machinery | Existing | 29.7427 | 0.86934 | 34.213 | 0 | 0 | 0 | Pass TRC; Pass PCT; Fail 2-year Threshold
[12 empty] | Commercial | Bi-Level Lighting Control (Interior) | Y | Warehouse | Existing | 0.7883 | 0.71315 | 1.1054 | 0 | 0 | 0 | Fail RIM; Pass PCT | [11 empty] | Industrial | Fan Improved Controls | Y | Metal Products and Machinery | New | 29.7427 | 0.86934 | 34.213 | 0 | 0 | 0 | Pass TRC; Pass PCT; Fail 2-year Threshold
[12 empty] | Commercial | Bi-Level Lighting Control (Interior) | Y | Assembly | New | 0.59287 | 0.71315 | 0.83134 | 0 | 0 | 0 | Fail RIM; Fail PCT | [11 empty] | Industrial | Fan System Optimization | Y | Metal Products and Machinery | Existing | 26.4593 | 0.86794 | 30.4853 | 0 | 0 | 0 | Pass TRC; Pass PCT; Fail 2-year Threshold
[12 empty] | Commercial | Bi-Level Lighting Control (Interior) | Y | College and University | New | 0.90868 | 0.71315 | 1.2742 | 0 | 0 | 0 | Fail RIM; Pass PCT | [11 empty] | Industrial | Fan System Optimization | Y | Metal Products and Machinery | New | 26.4593 | 0.86794 | 30.4853 | 0 | 0 | 0 | Pass TRC; Pass PCT; Fail 2-year Threshold
[12 empty] | Commercial | Bi-Level Lighting Control (Interior) | Y | Grocery | New | 1.1087 | 0.69149 | 1.6034 | 0 | 0 | 0 | Fail RIM; Pass PCT | [11 empty] | Industrial | Motor Improved Controls | Y | Metal Products and Machinery | Existing | 16.1402 | 0.86934 | 18.5661 | 0 | 0 | 0 | Pass TRC; Pass PCT; Fail 2-year Threshold
[12 empty] | Commercial | Bi-Level Lighting Control (Interior) | Y | Healthcare | New | 1.0365 | 0.71315 | 1.4534 | 0 | 0 | 0 | Fail RIM; Pass PCT | [11 empty] | Industrial | Motor Improved Controls | Y | Metal Products and Machinery | New | 16.1402 | 0.86934 | 18.5661 | 0 | 0 | 0 | Pass TRC; Pass PCT; Fail 2-year Threshold
[12 empty] | Commercial | Bi-Level Lighting Control (Interior) | Y | Hospitals | New | 1.4022 | 0.71315 | 1.9662 | 0 | 0 | 0 | Fail RIM; Pass PCT | [11 empty] | Industrial | Motor Optimization | Y | Metal Products and Machinery | Existing | 6.7267 | 0.86794 | 7.7502 | 0 | 0 | 0 | Pass TRC; Pass PCT; Fail 2-year Threshold
[12 empty] | Commercial | Bi-Level Lighting Control (Interior) | Y | Institutional | New | 0.68007 | 0.71315 | 0.95361 | 0 | 0 | 0 | Fail RIM; Fail PCT | [11 empty] | Industrial | Motor Optimization | Y | Metal Products and Machinery | New | 6.7267 | 0.86794 | 7.7502 | 0 | 0 | 0 | Pass TRC; Pass PCT; Fail 2-year Threshold
[12 empty] | Commercial | Bi-Level Lighting Control (Interior) | Y | Lodging/Hospitality | New | 0.75075 | 0.69149 | 1.0857 | 0 | 0 | 0 | Fail RIM; Pass PCT | [11 empty] | Industrial | Pump Improved Controls | Y | Metal Products and Machinery | Existing | 11.4686 | 0.86934 | 13.1923 | 0 | 0 | 0 | Pass TRC; Pass PCT; Fail 2-year Threshold
[12 empty] | Commercial | Bi-Level Lighting Control (Interior) | Y | Miscellaneous | New | 0.90868 | 0.71315 | 1.2742 | 0 | 0 | 0 | Fail RIM; Pass PCT | [11 empty] | Industrial | Pump Improved Controls | Y | Metal Products and Machinery | New | 11.4686 | 0.86934 | 13.1923 | 0 | 0 | 0 | Pass TRC; Pass PCT; Fail 2-year Threshold
[12 empty] | Commercial | Bi-Level Lighting Control (Interior) | Y | Offices | New | 0.67059 | 0.71315 | 0.94032 | 0 | 0 | 0 | Fail RIM; Fail PCT | [11 empty] | Industrial | Pump System Optimization | Y | Metal Products and Machinery | Existing | 18.6748 | 0.86794 | 21.5163 | 0 | 0 | 0 | Pass TRC; Pass PCT; Fail 2-year Threshold
[12 empty] | Commercial | Bi-Level Lighting Control (Interior) | Y | Restaurants | New | 0.67136 | 0.69149 | 0.97089 | 0 | 0 | 0 | Fail RIM; Fail PCT | [11 empty] | Industrial | Pump System Optimization | Y | Metal Products and Machinery | New | 18.6748 | 0.86794 | 21.5163 | 0 | 0 | 0 | Pass TRC; Pass PCT; Fail 2-year Threshold
[12 empty] | Commercial | Bi-Level Lighting Control (Interior) | Y | Retail | New | 0.99674 | 0.69149 | 1.4414 | 0 | 0 | 0 | Fail RIM; Pass PCT | [11 empty] | Industrial | Process Refrig System Optimization | Y | Metal Products and Machinery | Existing | 45.1816 | 0.75423 | 59.9041 | 0 | 0 | 0 | Pass TRC; Pass PCT; Fail 2-year Threshold
[12 empty] | Commercial | Bi-Level Lighting Control (Interior) | Y | Schools K-12 | New | 0.49042 | 0.71315 | 0.68768 | 0 | 0 | 0 | Fail RIM; Fail PCT | [11 empty] | Industrial | Process Refrig System Optimization | Y | Metal Products and Machinery | New | 45.1816 | 0.75423 | 59.9041 | 0 | 0 | 0 | Pass TRC; Pass PCT; Fail 2-year Threshold
[12 empty] | Commercial | Bi-Level Lighting Control (Interior) | Y | Warehouse | New | 0.7883 | 0.71315 | 1.1054 | 0 | 0 | 0 | Fail RIM; Pass PCT | [11 empty] | Industrial | Process Heat Equipment Upgrade | Y | Metal Products and Machinery | New | 5.3342 | 0.86426 | 6.172 | 0 | 0 | 0 | Pass TRC; Pass PCT; Fail 2-year Threshold
[12 empty] | Commercial | Interior Lighting Controls | Y | Assembly | Existing | 1.1847 | 0.66156 | 1.7908 | 0 | 0 | 0 | Fail RIM; Pass PCT | [11 empty] | Industrial | Process Heat Equipment Upgrade | Y | Metal Products and Machinery | Turnover | 5.3342 | 0.86426 | 6.172 | 0 | 0 | 0 | Pass TRC; Pass PCT; Fail 2-year Threshold
[12 empty] | Commercial | Interior Lighting Controls | Y | College and University | Existing | 1.8158 | 0.66156 | 2.7447 | 0 | 0 | 0 | Fail RIM; Pass PCT | [11 empty] | Industrial | Process Heat Improved Controls | Y | Metal Products and Machinery | Existing | 0.81399 | 0.8663 | 0.93962 | 0 | 0 | 0 | Fail TRC; Fail PCT
[12 empty] | Commercial | Interior Lighting Controls | Y | Grocery | Existing | 2.2837 | 0.66156 | 3.452 | 0 | 0 | 0 | Fail RIM; Pass PCT | [11 empty] | Industrial | Process Heat Improved Controls | Y | Metal Products and Machinery | New | 0.81399 | 0.8663 | 0.93962 | 0 | 0 | 0 | Fail TRC; Fail PCT
[12 empty] | Commercial | Interior Lighting Controls | Y | Healthcare | Existing | 2.0712 | 0.66156 | 3.1307 | 0 | 0 | 0 | Fail RIM; Pass PCT | [11 empty] | Industrial | Process Heat System Optimization | Y | Metal Products and Machinery | Existing | 0.57424 | 0.72358 | 0.79361 | 0 | 0 | 0 | Fail TRC; Fail PCT
[12 empty] | Commercial | Interior Lighting Controls | Y | Hospitals | Existing | 2.8019 | 0.66156 | 4.2353 | 0 | 0 | 0 | Fail RIM; Pass PCT | [11 empty] | Industrial | Process Heat System Optimization | Y | Metal Products and Machinery | New | 0.57424 | 0.72358 | 0.79361 | 0 | 0 | 0 | Fail TRC; Fail PCT
[12 empty] | Commercial | Interior Lighting Controls | Y | Institutional | Existing | 1.3589 | 0.66156 | 2.0542 | 0 | 0 | 0 | Fail RIM; Pass PCT | [11 empty] | Industrial | Compressed Air Controls | Y | Miscellaneous Manufacturing | Existing | 98.29 | 0.86174 | 114.0597 | 0 | 0 | 0 | Pass TRC; Pass PCT; Fail 2-year Threshold
[12 empty] | Commercial | Interior Lighting Controls | Y | Lodging/Hospitality | Existing | 1.5464 | 0.66156 | 2.3375 | 0 | 0 | 0 | Fail RIM; Pass PCT | [11 empty] | Industrial | Compressed Air Controls | Y | Miscellaneous Manufacturing | New | 98.29 | 0.86174 | 114.0597 | 0 | 0 | 0 | Pass TRC; Pass PCT; Fail 2-year Threshold
[12 empty] | Commercial | Interior Lighting Controls | Y | Miscellaneous | Existing | 1.8158 | 0.66156 | 2.7447 | 0 | 0 | 0 | Fail RIM; Pass PCT | [11 empty] | Industrial | Compressed Air Equipment | Y | Miscellaneous Manufacturing | New | 50.7622 | 0.86934 | 58.3917 | 0 | 0 | 0 | Pass TRC; Pass PCT; Fail 2-year Threshold
[12 empty] | Commercial | Interior Lighting Controls | Y | Offices | Existing | 1.34 | 0.66156 | 2.0255 | 0 | 0 | 0 | Fail RIM; Pass PCT | [11 empty] | Industrial | Compressed Air Equipment | Y | Miscellaneous Manufacturing | Turnover | 50.7622 | 0.86934 | 58.3917 | 0 | 0 | 0 | Pass TRC; Pass PCT; Fail 2-year Threshold
[12 empty] | Commercial | Interior Lighting Controls | Y | Restaurants | Existing | 1.3828 | 0.66156 | 2.0903 | 0 | 0 | 0 | Fail RIM; Pass PCT | [11 empty] | Industrial | Compressed Air System Optimization | Y | Miscellaneous Manufacturing | Existing | 7.3777 | 0.86794 | 8.5003 | 0 | 0 | 0 | Pass TRC; Pass PCT; Fail 2-year Threshold
[12 empty] | Commercial | Interior Lighting Controls | Y | Retail | Existing | 2.053 | 0.66156 | 3.1033 | 0 | 0 | 0 | Fail RIM; Pass PCT | [11 empty] | Industrial | Compressed Air System Optimization | Y | Miscellaneous Manufacturing | New | 7.3777 | 0.86794 | 8.5003 | 0 | 0 | 0 | Pass TRC; Pass PCT; Fail 2-year Threshold
[12 empty] | Commercial | Interior Lighting Controls | Y | Schools K-12 | Existing | 0.97997 | 0.66156 | 1.4813 | 0 | 0 | 0 | Fail RIM; Pass PCT | [11 empty] | Industrial | Plant Energy Management | Y | Miscellaneous Manufacturing | Existing | 24.3492 | 0.86242 | 28.2337 | 0 | 0 | 0 | Pass TRC; Pass PCT; Fail 2-year Threshold
[12 empty] | Commercial | Interior Lighting Controls | Y | Warehouse | Existing | 1.5752 | 0.66156 | 2.381 | 0 | 0 | 0 | Fail RIM; Pass PCT | [11 empty] | Industrial | Plant Energy Management | Y | Miscellaneous Manufacturing | New | 24.3492 | 0.86242 | 28.2337 | 0 | 0 | 0 | Pass TRC; Pass PCT; Fail 2-year Threshold
[12 empty] | Commercial | Interior Lighting Controls | Y | Assembly | New | 1.1847 | 0.66156 | 1.7908 | 0 | 0 | 0 | Fail RIM; Pass PCT | [11 empty] | Industrial | Efficient Lighting - Exterior | Y | Miscellaneous Manufacturing | New | 5.8425 | 1.0491 | 5.5691 | 0 | 0 | 0 | Pass TRC; Pass PCT; Fail 2-year Threshold
[12 empty] | Commercial | Interior Lighting Controls | Y | College and University | New | 1.8158 | 0.66156 | 2.7447 | 0 | 0 | 0 | Fail RIM; Pass PCT | [11 empty] | Industrial | Efficient Lighting - Exterior | Y | Miscellaneous Manufacturing | Turnover | 5.8425 | 1.0491 | 5.5691 | 0 | 0 | 0 | Pass TRC; Pass PCT; Fail 2-year Threshold
[12 empty] | Commercial | Interior Lighting Controls | Y | Grocery | New | 2.2837 | 0.66156 | 3.452 | 0 | 0 | 0 | Fail RIM; Pass PCT | [11 empty] | Industrial | Lighting Controls - Exterior | Y | Miscellaneous Manufacturing | Existing | 4.857 | 1.0775 | 4.5075 | 0 | 0 | 0 | Pass TRC; Pass PCT; Fail 2-year Threshold
[12 empty] | Commercial | Interior Lighting Controls | Y | Healthcare | New | 2.0712 | 0.66156 | 3.1307 | 0 | 0 | 0 | Fail RIM; Pass PCT | [11 empty] | Industrial | Lighting Controls - Exterior | Y | Miscellaneous Manufacturing | New | 4.857 | 1.0775 | 4.5075 | 0 | 0 | 0 | Pass TRC; Pass PCT; Fail 2-year Threshold
[12 empty] | Commercial | Interior Lighting Controls | Y | Hospitals | New | 2.8019 | 0.66156 | 4.2353 | 0 | 0 | 0 | Fail RIM; Pass PCT | [11 empty] | Industrial | Building Envelope Improvements | Y | Miscellaneous Manufacturing | Existing | 7.3521 | 0.86249 | 8.5243 | 0 | 0 | 0 | Pass TRC; Pass PCT; Fail 2-year Threshold
[12 empty] | Commercial | Interior Lighting Controls | Y | Institutional | New | 1.3589 | 0.66156 | 2.0542 | 0 | 0 | 0 | Fail RIM; Pass PCT | [11 empty] | Industrial | Building Envelope Improvements | Y | Miscellaneous Manufacturing | New | 7.3521 | 0.86249 | 8.5243 | 0 | 0 | 0 | Pass TRC; Pass PCT; Fail 2-year Threshold
[12 empty] | Commercial | Interior Lighting Controls | Y | Lodging/Hospitality | New | 1.5464 | 0.66156 | 2.3375 | 0 | 0 | 0 | Fail RIM; Pass PCT | [11 empty] | Industrial | HVAC Improved Controls | Y | Miscellaneous Manufacturing | Existing | 117.6466 | 0.86249 | 136.4031 | 0 | 0 | 0 | Pass TRC; Pass PCT; Fail 2-year Threshold
[12 empty] | Commercial | Interior Lighting Controls | Y | Miscellaneous | New | 1.8158 | 0.66156 | 2.7447 | 0 | 0 | 0 | Fail RIM; Pass PCT | [11 empty] | Industrial | HVAC Improved Controls | Y | Miscellaneous Manufacturing | New | 117.6466 | 0.86249 | 136.4031 | 0 | 0 | 0 | Pass TRC; Pass PCT; Fail 2-year Threshold
[12 empty] | Commercial | Interior Lighting Controls | Y | Offices | New | 1.34 | 0.66156 | 2.0255 | 0 | 0 | 0 | Fail RIM; Pass PCT | [11 empty] | Industrial | Lighting Controls | Y | Miscellaneous Manufacturing | Existing | 4.838 | 0.85931 | 5.6301 | 0 | 0 | 0 | Pass TRC; Pass PCT; Fail 2-year Threshold
[12 empty] | Commercial | Interior Lighting Controls | Y | Restaurants | New | 1.3828 | 0.66156 | 2.0903 | 0 | 0 | 0 | Fail RIM; Pass PCT | [11 empty] | Industrial | Lighting Controls | Y | Miscellaneous Manufacturing | New | 4.838 | 0.85931 | 5.6301 | 0 | 0 | 0 | Pass TRC; Pass PCT; Fail 2-year Threshold
[12 empty] | Commercial | Interior Lighting Controls | Y | Retail | New | 2.053 | 0.66156 | 3.1033 | 0 | 0 | 0 | Fail RIM; Pass PCT | [11 empty] | Industrial | Fan Improved Controls | Y | Miscellaneous Manufacturing | Existing | 29.7427 | 0.86934 | 34.213 | 0 | 0 | 0 | Pass TRC; Pass PCT; Fail 2-year Threshold
[12 empty] | Commercial | Interior Lighting Controls | Y | Schools K-12 | New | 0.97997 | 0.66156 | 1.4813 | 0 | 0 | 0 | Fail RIM; Pass PCT | [11 empty] | Industrial | Fan Improved Controls | Y | Miscellaneous Manufacturing | New | 29.7427 | 0.86934 | 34.213 | 0 | 0 | 0 | Pass TRC; Pass PCT; Fail 2-year Threshold
[12 empty] | Commercial | Interior Lighting Controls | Y | Warehouse | New | 1.5752 | 0.66156 | 2.381 | 0 | 0 | 0 | Fail RIM; Pass PCT | [11 empty] | Industrial | Motor Improved Controls | Y | Miscellaneous Manufacturing | Existing | 11.4686 | 0.86934 | 13.1923 | 0 | 0 | 0 | Pass TRC; Pass PCT; Fail 2-year Threshold
[12 empty] | Commercial | Efficient Motor Belts | Y | Assembly | Existing | 0.13753 | 0.68795 | 0.19991 | 0 | 0 | 0 | Fail RIM; Fail PCT | [11 empty] | Industrial | Motor Improved Controls | Y | Miscellaneous Manufacturing | New | 11.4686 | 0.86934 | 13.1923 | 0 | 0 | 0 | Pass TRC; Pass PCT; Fail 2-year Threshold
[12 empty] | Commercial | Efficient Motor Belts | Y | College and University | Existing | 0.13317 | 0.66643 | 0.19983 | 0 | 0 | 0 | Fail RIM; Fail PCT | [11 empty] | Industrial | Motor Optimization | Y | Miscellaneous Manufacturing | Existing | 0.88042 | 0.86794 | 1.0144 | 0 | 0 | 0 | Fail TRC; Pass PCT
[12 empty] | Commercial | Efficient Motor Belts | Y | Grocery | Existing | 0.13753 | 0.68795 | 0.19991 | 0 | 0 | 0 | Fail RIM; Fail PCT | [11 empty] | Industrial | Motor Optimization | Y | Miscellaneous Manufacturing | New | 0.88042 | 0.86794 | 1.0144 | 0 | 0 | 0 | Fail TRC; Pass PCT
[12 empty] | Commercial | Efficient Motor Belts | Y | Healthcare | Existing | 0.13317 | 0.66643 | 0.19983 | 0 | 0 | 0 | Fail RIM; Fail PCT | [11 empty] | Industrial | Pump Improved Controls | Y | Miscellaneous Manufacturing | Existing | 11.4686 | 0.86934 | 13.1923 | 0 | 0 | 0 | Pass TRC; Pass PCT; Fail 2-year Threshold
[12 empty] | Commercial | Efficient Motor Belts | Y | Hospitals | Existing | 0.13317 | 0.66643 | 0.19983 | 0 | 0 | 0 | Fail RIM; Fail PCT | [11 empty] | Industrial | Pump Improved Controls | Y | Miscellaneous Manufacturing | New | 11.4686 | 0.86934 | 13.1923 | 0 | 0 | 0 | Pass TRC; Pass PCT; Fail 2-year Threshold
[12 empty] | Commercial | Efficient Motor Belts | Y | Institutional | Existing | 0.13753 | 0.68795 | 0.19991 | 0 | 0 | 0 | Fail RIM; Fail PCT | [11 empty] | Industrial | Process Refrig Controls | Y | Miscellaneous Manufacturing | Existing | 0.83215 | 0.8663 | 0.96057 | 0 | 0 | 0 | Fail TRC; Fail PCT
[12 empty] | Commercial | Efficient Motor Belts | Y | Lodging/Hospitality | Existing | 0.13317 | 0.66643 | 0.19983 | 0 | 0 | 0 | Fail RIM; Fail PCT | [11 empty] | Industrial | Process Refrig Controls | Y | Miscellaneous Manufacturing | New | 0.83215 | 0.8663 | 0.96057 | 0 | 0 | 0 | Fail TRC; Fail PCT
[12 empty] | Commercial | Efficient Motor Belts | Y | Miscellaneous | Existing | 0.13753 | 0.68795 | 0.19991 | 0 | 0 | 0 | Fail RIM; Fail PCT | [11 empty] | Industrial | Process Refrig System Optimization | Y | Miscellaneous Manufacturing | Existing | 0.78939 | 0.75423 | 1.0466 | 0 | 0 | 0 | Fail TRC; Pass PCT
[12 empty] | Commercial | Efficient Motor Belts | Y | Offices | Existing | 0.13753 | 0.68795 | 0.19991 | 0 | 0 | 0 | Fail RIM; Fail PCT | [11 empty] | Industrial | Process Refrig System Optimization | Y | Miscellaneous Manufacturing | New | 0.78939 | 0.75423 | 1.0466 | 0 | 0 | 0 | Fail TRC; Pass PCT
[12 empty] | Commercial | Efficient Motor Belts | Y | Restaurants | Existing | 0.13317 | 0.66643 | 0.19983 | 0 | 0 | 0 | Fail RIM; Fail PCT | [11 empty] | Industrial | Process Heat Improved Controls | Y | Miscellaneous Manufacturing | Existing | 0.81598 | 0.8663 | 0.94192 | 0 | 0 | 0 | Fail TRC; Fail PCT
[12 empty] | Commercial | Efficient Motor Belts | Y | Retail | Existing | 0.13753 | 0.68795 | 0.19991 | 0 | 0 | 0 | Fail RIM; Fail PCT | [11 empty] | Industrial | Process Heat Improved Controls | Y | Miscellaneous Manufacturing | New | 0.81598 | 0.8663 | 0.94192 | 0 | 0 | 0 | Fail TRC; Fail PCT
[12 empty] | Commercial | Efficient Motor Belts | Y | Schools K-12 | Existing | 0.13317 | 0.66643 | 0.19983 | 0 | 0 | 0 | Fail RIM; Fail PCT | [11 empty] | Industrial | Process Heat System Optimization | Y | Miscellaneous Manufacturing | Existing | 0.71489 | 0.72358 | 0.98799 | 0 | 0 | 0 | Fail TRC; Fail PCT
[12 empty] | Commercial | Efficient Motor Belts | Y | Warehouse | Existing | 0.13753 | 0.68795 | 0.19991 | 0 | 0 | 0 | Fail RIM; Fail PCT | [11 empty] | Industrial | Process Heat System Optimization | Y | Miscellaneous Manufacturing | New | 0.71489 | 0.72358 | 0.98799 | 0 | 0 | 0 | Fail TRC; Fail PCT
[12 empty] | Commercial | Efficient Motor Belts | Y | Assembly | New | 0.13753 | 0.68795 | 0.19991 | 0 | 0 | 0 | Fail RIM; Fail PCT | [11 empty] | Industrial | Process Other Systems Optimization | Y | Miscellaneous Manufacturing | Existing | 12.2552 | 0.757 | 16.1892 | 0 | 0 | 0 | Pass TRC; Pass PCT; Fail 2-year Threshold
[12 empty] | Commercial | Efficient Motor Belts | Y | College and University | New | 0.13317 | 0.66643 | 0.19983 | 0 | 0 | 0 | Fail RIM; Fail PCT | [11 empty] | Industrial | Process Other Systems Optimization | Y | Miscellaneous Manufacturing | New | 12.2552 | 0.757 | 16.1892 | 0 | 0 | 0 | Pass TRC; Pass PCT; Fail 2-year Threshold
[12 empty] | Commercial | Efficient Motor Belts | Y | Grocery | New | 0.13753 | 0.68795 | 0.19991 | 0 | 0 | 0 | Fail RIM; Fail PCT | [11 empty] | Industrial | Compressed Air Controls | Y | Primary Resources Industries | Existing | 14.0275 | 0.86174 | 16.2781 | 0 | 0 | 0 | Pass TRC; Pass PCT; Fail 2-year Threshold
[12 empty] | Commercial | Efficient Motor Belts | Y | Healthcare | New | 0.13317 | 0.66643 | 0.19983 | 0 | 0 | 0 | Fail RIM; Fail PCT | [11 empty] | Industrial | Compressed Air Controls | Y | Primary Resources Industries | New | 14.0275 | 0.86174 | 16.2781 | 0 | 0 | 0 | Pass TRC; Pass PCT; Fail 2-year Threshold
[12 empty] | Commercial | Efficient Motor Belts | Y | Hospitals | New | 0.13317 | 0.66643 | 0.19983 | 0 | 0 | 0 | Fail RIM; Fail PCT | [11 empty] | Industrial | Compressed Air Equipment | Y | Primary Resources Industries | New | 6.054 | 0.86934 | 6.9639 | 0 | 0 | 0 | Pass TRC; Pass PCT; Fail 2-year Threshold
[12 empty] | Commercial | Efficient Motor Belts | Y | Institutional | New | 0.13753 | 0.68795 | 0.19991 | 0 | 0 | 0 | Fail RIM; Fail PCT | [11 empty] | Industrial | Compressed Air Equipment | Y | Primary Resources Industries | Turnover | 6.054 | 0.86934 | 6.9639 | 0 | 0 | 0 | Pass TRC; Pass PCT; Fail 2-year Threshold
[12 empty] | Commercial | Efficient Motor Belts | Y | Lodging/Hospitality | New | 0.13317 | 0.66643 | 0.19983 | 0 | 0 | 0 | Fail RIM; Fail PCT | [11 empty] | Industrial | Compressed Air System Optimization | Y | Primary Resources Industries | Existing | 11.9224 | 0.86794 | 13.7365 | 0 | 0 | 0 | Pass TRC; Pass PCT; Fail 2-year Threshold
[12 empty] | Commercial | Efficient Motor Belts | Y | Miscellaneous | New | 0.13753 | 0.68795 | 0.19991 | 0 | 0 | 0 | Fail RIM; Fail PCT | [11 empty] | Industrial | Compressed Air System Optimization | Y | Primary Resources Industries | New | 11.9224 | 0.86794 | 13.7365 | 0 | 0 | 0 | Pass TRC; Pass PCT; Fail 2-year Threshold
[12 empty] | Commercial | Efficient Motor Belts | Y | Offices | New | 0.13753 | 0.68795 | 0.19991 | 0 | 0 | 0 | Fail RIM; Fail PCT | [11 empty] | Industrial | Plant Energy Management | Y | Primary Resources Industries | Existing | 24.3492 | 0.86242 | 28.2337 | 0 | 0 | 0 | Pass TRC; Pass PCT; Fail 2-year Threshold
[12 empty] | Commercial | Efficient Motor Belts | Y | Restaurants | New | 0.13317 | 0.66643 | 0.19983 | 0 | 0 | 0 | Fail RIM; Fail PCT | [11 empty] | Industrial | Plant Energy Management | Y | Primary Resources Industries | New | 24.3492 | 0.86242 | 28.2337 | 0 | 0 | 0 | Pass TRC; Pass PCT; Fail 2-year Threshold
[12 empty] | Commercial | Efficient Motor Belts | Y | Retail | New | 0.13753 | 0.68795 | 0.19991 | 0 | 0 | 0 | Fail RIM; Fail PCT | [11 empty] | Industrial | Efficient Lighting - Exterior | Y | Primary Resources Industries | New | 5.8425 | 1.0491 | 5.5691 | 0 | 0 | 0 | Pass TRC; Pass PCT; Fail 2-year Threshold
[12 empty] | Commercial | Efficient Motor Belts | Y | Schools K-12 | New | 0.13317 | 0.66643 | 0.19983 | 0 | 0 | 0 | Fail RIM; Fail PCT | [11 empty] | Industrial | Efficient Lighting - Exterior | Y | Primary Resources Industries | Turnover | 5.8425 | 1.0491 | 5.5691 | 0 | 0 | 0 | Pass TRC; Pass PCT; Fail 2-year Threshold
[12 empty] | Commercial | Efficient Motor Belts | Y | Warehouse | New | 0.13753 | 0.68795 | 0.19991 | 0 | 0 | 0 | Fail RIM; Fail PCT | [11 empty] | Industrial | HVAC Improved Controls | Y | Primary Resources Industries | Existing | 23.5558 | 0.86249 | 27.3113 | 0 | 0 | 0 | Pass TRC; Pass PCT; Fail 2-year Threshold
[12 empty] | Commercial | Engine Block Timer | Y | Assembly | Existing | 0.87052 | 0.56468 | 1.5416 | 0 | 0 | 0 | Fail RIM; Pass PCT | [11 empty] | Industrial | HVAC Improved Controls | Y | Primary Resources Industries | New | 23.5558 | 0.86249 | 27.3113 | 0 | 0 | 0 | Pass TRC; Pass PCT; Fail 2-year Threshold
[12 empty] | Commercial | Engine Block Timer | Y | College and University | Existing | 0.88558 | 0.57058 | 1.5521 | 0 | 0 | 0 | Fail RIM; Pass PCT | [11 empty] | Industrial | Fan Equipment Upgrades | Y | Primary Resources Industries | New | 6.578 | 0.86934 | 7.5667 | 0 | 0 | 0 | Pass TRC; Pass PCT; Fail 2-year Threshold
[12 empty] | Commercial | Engine Block Timer | Y | Grocery | Existing | 0.87052 | 0.56468 | 1.5416 | 0 | 0 | 0 | Fail RIM; Pass PCT | [11 empty] | Industrial | Fan Equipment Upgrades | Y | Primary Resources Industries | Turnover | 6.578 | 0.86934 | 7.5667 | 0 | 0 | 0 | Pass TRC; Pass PCT; Fail 2-year Threshold
[12 empty] | Commercial | Engine Block Timer | Y | Healthcare | Existing | 0.87052 | 0.56468 | 1.5416 | 0 | 0 | 0 | Fail RIM; Pass PCT | [11 empty] | Industrial | Fan Improved Controls | Y | Primary Resources Industries | Existing | 29.7427 | 0.86934 | 34.213 | 0 | 0 | 0 | Pass TRC; Pass PCT; Fail 2-year Threshold
[12 empty] | Commercial | Engine Block Timer | Y | Hospitals | Existing | 0.88558 | 0.57058 | 1.5521 | 0 | 0 | 0 | Fail RIM; Pass PCT | [11 empty] | Industrial | Fan Improved Controls | Y | Primary Resources Industries | New | 29.7427 | 0.86934 | 34.213 | 0 | 0 | 0 | Pass TRC; Pass PCT; Fail 2-year Threshold
[12 empty] | Commercial | Engine Block Timer | Y | Institutional | Existing | 0.85865 | 0.55555 | 1.5456 | 0 | 0 | 0 | Fail RIM; Pass PCT | [11 empty] | Industrial | Fan System Optimization | Y | Primary Resources Industries | Existing | 167.5469 | 0.86794 | 193.0406 | 0 | 0 | 0 | Pass TRC; Pass PCT; Fail 2-year Threshold
[12 empty] | Commercial | Engine Block Timer | Y | Lodging/Hospitality | Existing | 0.87052 | 0.56468 | 1.5416 | 0 | 0 | 0 | Fail RIM; Pass PCT | [11 empty] | Industrial | Fan System Optimization | Y | Primary Resources Industries | New | 167.5469 | 0.86794 | 193.0406 | 0 | 0 | 0 | Pass TRC; Pass PCT; Fail 2-year Threshold
[12 empty] | Commercial | Engine Block Timer | Y | Miscellaneous | Existing | 0.85865 | 0.55555 | 1.5456 | 0 | 0 | 0 | Fail RIM; Pass PCT | [11 empty] | Industrial | Motor Improved Controls | Y | Primary Resources Industries | Existing | 11.4686 | 0.86934 | 13.1923 | 0 | 0 | 0 | Pass TRC; Pass PCT; Fail 2-year Threshold
[12 empty] | Commercial | Engine Block Timer | Y | Offices | Existing | 0.85865 | 0.55555 | 1.5456 | 0 | 0 | 0 | Fail RIM; Pass PCT | [11 empty] | Industrial | Motor Improved Controls | Y | Primary Resources Industries | New | 11.4686 | 0.86934 | 13.1923 | 0 | 0 | 0 | Pass TRC; Pass PCT; Fail 2-year Threshold
[12 empty] | Commercial | Engine Block Timer | Y | Restaurants | Existing | 0.85865 | 0.55555 | 1.5456 | 0 | 0 | 0 | Fail RIM; Pass PCT | [11 empty] | Industrial | Motor Optimization | Y | Primary Resources Industries | Existing | 8.8674 | 0.86794 | 10.2166 | 0 | 0 | 0 | Pass TRC; Pass PCT; Fail 2-year Threshold
[12 empty] | Commercial | Engine Block Timer | Y | Retail | Existing | 0.85865 | 0.55555 | 1.5456 | 0 | 0 | 0 | Fail RIM; Pass PCT | [11 empty] | Industrial | Motor Optimization | Y | Primary Resources Industries | New | 8.8674 | 0.86794 | 10.2166 | 0 | 0 | 0 | Pass TRC; Pass PCT; Fail 2-year Threshold
[12 empty] | Commercial | Engine Block Timer | Y | Schools K-12 | Existing | 0.85865 | 0.55555 | 1.5456 | 0 | 0 | 0 | Fail RIM; Pass PCT | [11 empty] | Industrial | Pump Equipment Upgrade | Y | Primary Resources Industries | New | 6.578 | 0.86934 | 7.5667 | 0 | 0 | 0 | Pass TRC; Pass PCT; Fail 2-year Threshold
[12 empty] | Commercial | Engine Block Timer | Y | Warehouse | Existing | 0.85865 | 0.55555 | 1.5456 | 0 | 0 | 0 | Fail RIM; Pass PCT | [11 empty] | Industrial | Pump Equipment Upgrade | Y | Primary Resources Industries | Turnover | 6.578 | 0.86934 | 7.5667 | 0 | 0 | 0 | Pass TRC; Pass PCT; Fail 2-year Threshold
[12 empty] | Commercial | Engine Block Timer | Y | Assembly | New | 0.87052 | 0.56468 | 1.5416 | 0 | 0 | 0 | Fail RIM; Pass PCT | [11 empty] | Industrial | Pump Improved Controls | Y | Primary Resources Industries | Existing | 11.4686 | 0.86934 | 13.1923 | 0 | 0 | 0 | Pass TRC; Pass PCT; Fail 2-year Threshold
[12 empty] | Commercial | Engine Block Timer | Y | College and University | New | 0.88558 | 0.57058 | 1.5521 | 0 | 0 | 0 | Fail RIM; Pass PCT | [11 empty] | Industrial | Pump Improved Controls | Y | Primary Resources Industries | New | 11.4686 | 0.86934 | 13.1923 | 0 | 0 | 0 | Pass TRC; Pass PCT; Fail 2-year Threshold
[12 empty] | Commercial | Engine Block Timer | Y | Grocery | New | 0.87052 | 0.56468 | 1.5416 | 0 | 0 | 0 | Fail RIM; Pass PCT | [11 empty] | Industrial | Pump System Optimization | Y | Primary Resources Industries | Existing | 65.1072 | 0.86794 | 75.0139 | 0 | 0 | 0 | Pass TRC; Pass PCT; Fail 2-year Threshold
[12 empty] | Commercial | Engine Block Timer | Y | Healthcare | New | 0.87052 | 0.56468 | 1.5416 | 0 | 0 | 0 | Fail RIM; Pass PCT | [11 empty] | Industrial | Pump System Optimization | Y | Primary Resources Industries | New | 65.1072 | 0.86794 | 75.0139 | 0 | 0 | 0 | Pass TRC; Pass PCT; Fail 2-year Threshold
[12 empty] | Commercial | Engine Block Timer | Y | Hospitals | New | 0.88558 | 0.57058 | 1.5521 | 0 | 0 | 0 | Fail RIM; Pass PCT | [11 empty] | Industrial | Process Refrig Controls | Y | Primary Resources Industries | Existing | 0.83215 | 0.8663 | 0.96057 | 0 | 0 | 0 | Fail TRC; Fail PCT
[12 empty] | Commercial | Engine Block Timer | Y | Institutional | New | 0.85865 | 0.55555 | 1.5456 | 0 | 0 | 0 | Fail RIM; Pass PCT | [11 empty] | Industrial | Process Refrig Controls | Y | Primary Resources Industries | New | 0.83215 | 0.8663 | 0.96057 | 0 | 0 | 0 | Fail TRC; Fail PCT
[12 empty] | Commercial | Engine Block Timer | Y | Lodging/Hospitality | New | 0.87052 | 0.56468 | 1.5416 | 0 | 0 | 0 | Fail RIM; Pass PCT | [11 empty] | Industrial | Process Refrig System Optimization | Y | Primary Resources Industries | Existing | 45.1816 | 0.75423 | 59.9041 | 0 | 0 | 0 | Pass TRC; Pass PCT; Fail 2-year Threshold
[12 empty] | Commercial | Engine Block Timer | Y | Miscellaneous | New | 0.85865 | 0.55555 | 1.5456 | 0 | 0 | 0 | Fail RIM; Pass PCT | [11 empty] | Industrial | Process Refrig System Optimization | Y | Primary Resources Industries | New | 45.1816 | 0.75423 | 59.9041 | 0 | 0 | 0 | Pass TRC; Pass PCT; Fail 2-year Threshold
[12 empty] | Commercial | Engine Block Timer | Y | Offices | New | 0.85865 | 0.55555 | 1.5456 | 0 | 0 | 0 | Fail RIM; Pass PCT | [11 empty] | Industrial | Process Heat Improved Controls | Y | Primary Resources Industries | Existing | 0.81598 | 0.8663 | 0.94192 | 0 | 0 | 0 | Fail TRC; Fail PCT
[12 empty] | Commercial | Engine Block Timer | Y | Restaurants | New | 0.85865 | 0.55555 | 1.5456 | 0 | 0 | 0 | Fail RIM; Pass PCT | [11 empty] | Industrial | Process Heat Improved Controls | Y | Primary Resources Industries | New | 0.81598 | 0.8663 | 0.94192 | 0 | 0 | 0 | Fail TRC; Fail PCT
[12 empty] | Commercial | Engine Block Timer | Y | Retail | New | 0.85865 | 0.55555 | 1.5456 | 0 | 0 | 0 | Fail RIM; Pass PCT | [11 empty] | Industrial | Process Heat System Optimization | Y | Primary Resources Industries | Existing | 0.63813 | 0.72358 | 0.88191 | 0 | 0 | 0 | Fail TRC; Fail PCT
[12 empty] | Commercial | Engine Block Timer | Y | Schools K-12 | New | 0.85865 | 0.55555 | 1.5456 | 0 | 0 | 0 | Fail RIM; Pass PCT | [11 empty] | Industrial | Process Heat System Optimization | Y | Primary Resources Industries | New | 0.63813 | 0.72358 | 0.88191 | 0 | 0 | 0 | Fail TRC; Fail PCT
[12 empty] | Commercial | Engine Block Timer | Y | Warehouse | New | 0.85865 | 0.55555 | 1.5456 | 0 | 0 | 0 | Fail RIM; Pass PCT | [11 empty] | Industrial | Compressed Air Controls | Y | Stone/Clay/Glass/Concrete | Existing | 11.9576 | 0.86174 | 13.8761 | 0 | 0 | 0 | Pass TRC; Pass PCT; Fail 2-year Threshold
[12 empty] | Commercial | Regenerative Drive Elevator Motor | Y | Assembly | Existing | 0.14108 | 0.68512 | 0.20591 | 0 | 0 | 0 | Fail RIM; Fail PCT | [11 empty] | Industrial | Compressed Air Controls | Y | Stone/Clay/Glass/Concrete | New | 11.9576 | 0.86174 | 13.8761 | 0 | 0 | 0 | Pass TRC; Pass PCT; Fail 2-year Threshold
[12 empty] | Commercial | Regenerative Drive Elevator Motor | Y | College and University | Existing | 0.13601 | 0.66083 | 0.20581 | 0 | 0 | 0 | Fail RIM; Fail PCT | [11 empty] | Industrial | Compressed Air System Optimization | Y | Stone/Clay/Glass/Concrete | Existing | 8.8574 | 0.86794 | 10.2052 | 0 | 0 | 0 | Pass TRC; Pass PCT; Fail 2-year Threshold
[12 empty] | Commercial | Regenerative Drive Elevator Motor | Y | Grocery | Existing | 0.14108 | 0.68512 | 0.20591 | 0 | 0 | 0 | Fail RIM; Fail PCT | [11 empty] | Industrial | Compressed Air System Optimization | Y | Stone/Clay/Glass/Concrete | New | 8.8574 | 0.86794 | 10.2052 | 0 | 0 | 0 | Pass TRC; Pass PCT; Fail 2-year Threshold
[12 empty] | Commercial | Regenerative Drive Elevator Motor | Y | Healthcare | Existing | 0.13601 | 0.66083 | 0.20581 | 0 | 0 | 0 | Fail RIM; Fail PCT | [11 empty] | Industrial | Plant Energy Management | Y | Stone/Clay/Glass/Concrete | Existing | 24.3492 | 0.86242 | 28.2337 | 0 | 0 | 0 | Pass TRC; Pass PCT; Fail 2-year Threshold
[12 empty] | Commercial | Regenerative Drive Elevator Motor | Y | Hospitals | Existing | 0.13601 | 0.66083 | 0.20581 | 0 | 0 | 0 | Fail RIM; Fail PCT | [11 empty] | Industrial | Plant Energy Management | Y | Stone/Clay/Glass/Concrete | New | 24.3492 | 0.86242 | 28.2337 | 0 | 0 | 0 | Pass TRC; Pass PCT; Fail 2-year Threshold
[12 empty] | Commercial | Regenerative Drive Elevator Motor | Y | Institutional | Existing | 0.14108 | 0.68512 | 0.20591 | 0 | 0 | 0 | Fail RIM; Fail PCT | [11 empty] | Industrial | Efficient Lighting - Exterior | Y | Stone/Clay/Glass/Concrete | New | 5.8425 | 1.0491 | 5.5691 | 0 | 0 | 0 | Pass TRC; Pass PCT; Fail 2-year Threshold
[12 empty] | Commercial | Regenerative Drive Elevator Motor | Y | Lodging/Hospitality | Existing | 0.13601 | 0.66083 | 0.20581 | 0 | 0 | 0 | Fail RIM; Fail PCT | [11 empty] | Industrial | Efficient Lighting - Exterior | Y | Stone/Clay/Glass/Concrete | Turnover | 5.8425 | 1.0491 | 5.5691 | 0 | 0 | 0 | Pass TRC; Pass PCT; Fail 2-year Threshold
[12 empty] | Commercial | Regenerative Drive Elevator Motor | Y | Miscellaneous | Existing | 0.14108 | 0.68512 | 0.20591 | 0 | 0 | 0 | Fail RIM; Fail PCT | [11 empty] | Industrial | HVAC Equipment Upgrades | Y | Stone/Clay/Glass/Concrete | New | 6.658 | 0.8666 | 7.6829 | 0 | 0 | 0 | Pass TRC; Pass PCT; Fail 2-year Threshold
[12 empty] | Commercial | Regenerative Drive Elevator Motor | Y | Offices | Existing | 0.14108 | 0.68512 | 0.20591 | 0 | 0 | 0 | Fail RIM; Fail PCT | [11 empty] | Industrial | HVAC Equipment Upgrades | Y | Stone/Clay/Glass/Concrete | Turnover | 6.658 | 0.8666 | 7.6829 | 0 | 0 | 0 | Pass TRC; Pass PCT; Fail 2-year Threshold
[12 empty] | Commercial | Regenerative Drive Elevator Motor | Y | Restaurants | Existing | 0.13601 | 0.66083 | 0.20581 | 0 | 0 | 0 | Fail RIM; Fail PCT | [11 empty] | Industrial | HVAC Improved Controls | Y | Stone/Clay/Glass/Concrete | Existing | 18.024 | 0.86249 | 20.8975 | 0 | 0 | 0 | Pass TRC; Pass PCT; Fail 2-year Threshold
[12 empty] | Commercial | Regenerative Drive Elevator Motor | Y | Retail | Existing | 0.14108 | 0.68512 | 0.20591 | 0 | 0 | 0 | Fail RIM; Fail PCT | [11 empty] | Industrial | HVAC Improved Controls | Y | Stone/Clay/Glass/Concrete | New | 18.024 | 0.86249 | 20.8975 | 0 | 0 | 0 | Pass TRC; Pass PCT; Fail 2-year Threshold
[12 empty] | Commercial | Regenerative Drive Elevator Motor | Y | Schools K-12 | Existing | 0.13601 | 0.66083 | 0.20581 | 0 | 0 | 0 | Fail RIM; Fail PCT | [11 empty] | Industrial | Fan Improved Controls | Y | Stone/Clay/Glass/Concrete | Existing | 29.7427 | 0.86934 | 34.213 | 0 | 0 | 0 | Pass TRC; Pass PCT; Fail 2-year Threshold
[12 empty] | Commercial | Regenerative Drive Elevator Motor | Y | Warehouse | Existing | 0.14108 | 0.68512 | 0.20591 | 0 | 0 | 0 | Fail RIM; Fail PCT | [11 empty] | Industrial | Fan Improved Controls | Y | Stone/Clay/Glass/Concrete | New | 29.7427 | 0.86934 | 34.213 | 0 | 0 | 0 | Pass TRC; Pass PCT; Fail 2-year Threshold
[12 empty] | Commercial | Regenerative Drive Elevator Motor | Y | Assembly | New | 0.14108 | 0.68512 | 0.20591 | 0 | 0 | 0 | Fail RIM; Fail PCT | [11 empty] | Industrial | Motor Equipment Upgrades | Y | Stone/Clay/Glass/Concrete | New | 8.9094 | 0.86794 | 10.265 | 0 | 0 | 0 | Pass TRC; Pass PCT; Fail 2-year Threshold
[12 empty] | Commercial | Regenerative Drive Elevator Motor | Y | College and University | New | 0.13601 | 0.66083 | 0.20581 | 0 | 0 | 0 | Fail RIM; Fail PCT | [11 empty] | Industrial | Motor Equipment Upgrades | Y | Stone/Clay/Glass/Concrete | Turnover | 8.9094 | 0.86794 | 10.265 | 0 | 0 | 0 | Pass TRC; Pass PCT; Fail 2-year Threshold
[12 empty] | Commercial | Regenerative Drive Elevator Motor | Y | Grocery | New | 0.14108 | 0.68512 | 0.20591 | 0 | 0 | 0 | Fail RIM; Fail PCT | [11 empty] | Industrial | Motor Improved Controls | Y | Stone/Clay/Glass/Concrete | Existing | 11.4686 | 0.86934 | 13.1923 | 0 | 0 | 0 | Pass TRC; Pass PCT; Fail 2-year Threshold
[12 empty] | Commercial | Regenerative Drive Elevator Motor | Y | Healthcare | New | 0.13601 | 0.66083 | 0.20581 | 0 | 0 | 0 | Fail RIM; Fail PCT | [11 empty] | Industrial | Motor Improved Controls | Y | Stone/Clay/Glass/Concrete | New | 11.4686 | 0.86934 | 13.1923 | 0 | 0 | 0 | Pass TRC; Pass PCT; Fail 2-year Threshold
[12 empty] | Commercial | Regenerative Drive Elevator Motor | Y | Hospitals | New | 0.13601 | 0.66083 | 0.20581 | 0 | 0 | 0 | Fail RIM; Fail PCT | [11 empty] | Industrial | Motor Optimization | Y | Stone/Clay/Glass/Concrete | Existing | 8.3504 | 0.86794 | 9.621 | 0 | 0 | 0 | Pass TRC; Pass PCT; Fail 2-year Threshold
[12 empty] | Commercial | Regenerative Drive Elevator Motor | Y | Institutional | New | 0.14108 | 0.68512 | 0.20591 | 0 | 0 | 0 | Fail RIM; Fail PCT | [11 empty] | Industrial | Motor Optimization | Y | Stone/Clay/Glass/Concrete | New | 8.3504 | 0.86794 | 9.621 | 0 | 0 | 0 | Pass TRC; Pass PCT; Fail 2-year Threshold
[12 empty] | Commercial | Regenerative Drive Elevator Motor | Y | Lodging/Hospitality | New | 0.13601 | 0.66083 | 0.20581 | 0 | 0 | 0 | Fail RIM; Fail PCT | [11 empty] | Industrial | Pump Improved Controls | Y | Stone/Clay/Glass/Concrete | Existing | 11.4686 | 0.86934 | 13.1923 | 0 | 0 | 0 | Pass TRC; Pass PCT; Fail 2-year Threshold
[12 empty] | Commercial | Regenerative Drive Elevator Motor | Y | Miscellaneous | New | 0.14108 | 0.68512 | 0.20591 | 0 | 0 | 0 | Fail RIM; Fail PCT | [11 empty] | Industrial | Pump Improved Controls | Y | Stone/Clay/Glass/Concrete | New | 11.4686 | 0.86934 | 13.1923 | 0 | 0 | 0 | Pass TRC; Pass PCT; Fail 2-year Threshold
[12 empty] | Commercial | Regenerative Drive Elevator Motor | Y | Offices | New | 0.14108 | 0.68512 | 0.20591 | 0 | 0 | 0 | Fail RIM; Fail PCT | [11 empty] | Industrial | Pump System Optimization | Y | Stone/Clay/Glass/Concrete | Existing | 60.0848 | 0.86794 | 69.2272 | 0 | 0 | 0 | Pass TRC; Pass PCT; Fail 2-year Threshold
[12 empty] | Commercial | Regenerative Drive Elevator Motor | Y | Restaurants | New | 0.13601 | 0.66083 | 0.20581 | 0 | 0 | 0 | Fail RIM; Fail PCT | [11 empty] | Industrial | Pump System Optimization | Y | Stone/Clay/Glass/Concrete | New | 60.0848 | 0.86794 | 69.2272 | 0 | 0 | 0 | Pass TRC; Pass PCT; Fail 2-year Threshold
[12 empty] | Commercial | Regenerative Drive Elevator Motor | Y | Retail | New | 0.14108 | 0.68512 | 0.20591 | 0 | 0 | 0 | Fail RIM; Fail PCT | [11 empty] | Industrial | Process Refrig Controls | Y | Stone/Clay/Glass/Concrete | Existing | 0.83215 | 0.8663 | 0.96057 | 0 | 0 | 0 | Fail TRC; Fail PCT
[12 empty] | Commercial | Regenerative Drive Elevator Motor | Y | Schools K-12 | New | 0.13601 | 0.66083 | 0.20581 | 0 | 0 | 0 | Fail RIM; Fail PCT | [11 empty] | Industrial | Process Refrig Controls | Y | Stone/Clay/Glass/Concrete | New | 0.83215 | 0.8663 | 0.96057 | 0 | 0 | 0 | Fail TRC; Fail PCT
[12 empty] | Commercial | Regenerative Drive Elevator Motor | Y | Warehouse | New | 0.14108 | 0.68512 | 0.20591 | 0 | 0 | 0 | Fail RIM; Fail PCT | [11 empty] | Industrial | Process Heat Improved Controls | Y | Stone/Clay/Glass/Concrete | Existing | 0.81598 | 0.8663 | 0.94192 | 0 | 0 | 0 | Fail TRC; Fail PCT
[12 empty] | Commercial | VSD Controlled Compressor | Y | Assembly | Existing | 2.4734 | 0.66804 | 3.7024 | 0 | 0 | 0 | Fail RIM; Pass PCT | [11 empty] | Industrial | Process Heat Improved Controls | Y | Stone/Clay/Glass/Concrete | New | 0.81598 | 0.8663 | 0.94192 | 0 | 0 | 0 | Fail TRC; Fail PCT
[12 empty] | Commercial | VSD Controlled Compressor | Y | College and University | Existing | 2.4552 | 0.66388 | 3.6982 | 0 | 0 | 0 | Fail RIM; Pass PCT | [11 empty] | Industrial | Process Heat System Optimization | Y | Stone/Clay/Glass/Concrete | Existing | 0.33976 | 0.72358 | 0.46956 | 0 | 0 | 0 | Fail TRC; Fail PCT
[12 empty] | Commercial | VSD Controlled Compressor | Y | Grocery | Existing | 2.4734 | 0.66804 | 3.7024 | 0 | 0 | 0 | Fail RIM; Pass PCT | [11 empty] | Industrial | Process Heat System Optimization | Y | Stone/Clay/Glass/Concrete | New | 0.33976 | 0.72358 | 0.46956 | 0 | 0 | 0 | Fail TRC; Fail PCT
[12 empty] | Commercial | VSD Controlled Compressor | Y | Healthcare | Existing | 2.4552 | 0.66388 | 3.6982 | 0 | 0 | 0 | Fail RIM; Pass PCT | [11 empty] | Industrial | Process Other Systems Optimization | Y | Stone/Clay/Glass/Concrete | Existing | 12.2552 | 0.757 | 16.1892 | 0 | 0 | 0 | Pass TRC; Pass PCT; Fail 2-year Threshold
[12 empty] | Commercial | VSD Controlled Compressor | Y | Hospitals | Existing | 2.4552 | 0.66388 | 3.6982 | 0 | 0 | 0 | Fail RIM; Pass PCT | [11 empty] | Industrial | Process Other Systems Optimization | Y | Stone/Clay/Glass/Concrete | New | 12.2552 | 0.757 | 16.1892 | 0 | 0 | 0 | Pass TRC; Pass PCT; Fail 2-year Threshold
[12 empty] | Commercial | VSD Controlled Compressor | Y | Institutional | Existing | 2.4734 | 0.66804 | 3.7024 | 0 | 0 | 0 | Fail RIM; Pass PCT | [11 empty] | Industrial | Compressed Air Controls | Y | Textiles and Leather | Existing | 11.6367 | 0.86174 | 13.5037 | 0 | 0 | 0 | Pass TRC; Pass PCT; Fail 2-year Threshold
[12 empty] | Commercial | VSD Controlled Compressor | Y | Lodging/Hospitality | Existing | 2.4552 | 0.66388 | 3.6982 | 0 | 0 | 0 | Fail RIM; Pass PCT | [11 empty] | Industrial | Compressed Air Controls | Y | Textiles and Leather | New | 11.6367 | 0.86174 | 13.5037 | 0 | 0 | 0 | Pass TRC; Pass PCT; Fail 2-year Threshold
[12 empty] | Commercial | VSD Controlled Compressor | Y | Miscellaneous | Existing | 2.4734 | 0.66804 | 3.7024 | 0 | 0 | 0 | Fail RIM; Pass PCT | [11 empty] | Industrial | Compressed Air System Optimization | Y | Textiles and Leather | Existing | 10.913 | 0.86794 | 12.5735 | 0 | 0 | 0 | Pass TRC; Pass PCT; Fail 2-year Threshold
[12 empty] | Commercial | VSD Controlled Compressor | Y | Offices | Existing | 2.4734 | 0.66804 | 3.7024 | 0 | 0 | 0 | Fail RIM; Pass PCT | [11 empty] | Industrial | Compressed Air System Optimization | Y | Textiles and Leather | New | 10.913 | 0.86794 | 12.5735 | 0 | 0 | 0 | Pass TRC; Pass PCT; Fail 2-year Threshold
[12 empty] | Commercial | VSD Controlled Compressor | Y | Restaurants | Existing | 2.4552 | 0.66388 | 3.6982 | 0 | 0 | 0 | Fail RIM; Pass PCT | [11 empty] | Industrial | Efficient Lighting - Exterior | Y | Textiles and Leather | New | 5.8425 | 1.0491 | 5.5691 | 0 | 0 | 0 | Pass TRC; Pass PCT; Fail 2-year Threshold
[12 empty] | Commercial | VSD Controlled Compressor | Y | Retail | Existing | 2.4734 | 0.66804 | 3.7024 | 0 | 0 | 0 | Fail RIM; Pass PCT | [11 empty] | Industrial | Efficient Lighting - Exterior | Y | Textiles and Leather | Turnover | 5.8425 | 1.0491 | 5.5691 | 0 | 0 | 0 | Pass TRC; Pass PCT; Fail 2-year Threshold
[12 empty] | Commercial | VSD Controlled Compressor | Y | Schools K-12 | Existing | 2.4552 | 0.66388 | 3.6982 | 0 | 0 | 0 | Fail RIM; Pass PCT | [11 empty] | Industrial | HVAC Improved Controls | Y | Textiles and Leather | Existing | 224.1434 | 0.86249 | 259.8787 | 0 | 0 | 0 | Pass TRC; Pass PCT; Fail 2-year Threshold
[12 empty] | Commercial | VSD Controlled Compressor | Y | Warehouse | Existing | 2.4734 | 0.66804 | 3.7024 | 0 | 0 | 0 | Fail RIM; Pass PCT | [11 empty] | Industrial | HVAC Improved Controls | Y | Textiles and Leather | New | 224.1434 | 0.86249 | 259.8787 | 0 | 0 | 0 | Pass TRC; Pass PCT; Fail 2-year Threshold
[12 empty] | Commercial | VSD Controlled Compressor | Y | Assembly | New | 2.4734 | 0.66804 | 3.7024 | 0 | 0 | 0 | Fail RIM; Pass PCT | [11 empty] | Industrial | HVAC Recommissioning | Y | Textiles and Leather | Existing | 9.1993 | 0.85949 | 10.7031 | 0 | 0 | 0 | Pass TRC; Pass PCT; Fail 2-year Threshold
[12 empty] | Commercial | VSD Controlled Compressor | Y | College and University | New | 2.4552 | 0.66388 | 3.6982 | 0 | 0 | 0 | Fail RIM; Pass PCT | [11 empty] | Industrial | HVAC Recommissioning | Y | Textiles and Leather | New | 9.1993 | 0.85949 | 10.7031 | 0 | 0 | 0 | Pass TRC; Pass PCT; Fail 2-year Threshold
[12 empty] | Commercial | VSD Controlled Compressor | Y | Grocery | New | 2.4734 | 0.66804 | 3.7024 | 0 | 0 | 0 | Fail RIM; Pass PCT | [11 empty] | Industrial | Fan Improved Controls | Y | Textiles and Leather | Existing | 29.7427 | 0.86934 | 34.213 | 0 | 0 | 0 | Pass TRC; Pass PCT; Fail 2-year Threshold
[12 empty] | Commercial | VSD Controlled Compressor | Y | Healthcare | New | 2.4552 | 0.66388 | 3.6982 | 0 | 0 | 0 | Fail RIM; Pass PCT | [11 empty] | Industrial | Fan Improved Controls | Y | Textiles and Leather | New | 29.7427 | 0.86934 | 34.213 | 0 | 0 | 0 | Pass TRC; Pass PCT; Fail 2-year Threshold
[12 empty] | Commercial | VSD Controlled Compressor | Y | Hospitals | New | 2.4552 | 0.66388 | 3.6982 | 0 | 0 | 0 | Fail RIM; Pass PCT | [11 empty] | Industrial | Motor Improved Controls | Y | Textiles and Leather | Existing | 11.4686 | 0.86934 | 13.1923 | 0 | 0 | 0 | Pass TRC; Pass PCT; Fail 2-year Threshold
[12 empty] | Commercial | VSD Controlled Compressor | Y | Institutional | New | 2.4734 | 0.66804 | 3.7024 | 0 | 0 | 0 | Fail RIM; Pass PCT | [11 empty] | Industrial | Motor Improved Controls | Y | Textiles and Leather | New | 11.4686 | 0.86934 | 13.1923 | 0 | 0 | 0 | Pass TRC; Pass PCT; Fail 2-year Threshold
[12 empty] | Commercial | VSD Controlled Compressor | Y | Lodging/Hospitality | New | 2.4552 | 0.66388 | 3.6982 | 0 | 0 | 0 | Fail RIM; Pass PCT | [11 empty] | Industrial | Pump Improved Controls | Y | Textiles and Leather | Existing | 11.4686 | 0.86934 | 13.1923 | 0 | 0 | 0 | Pass TRC; Pass PCT; Fail 2-year Threshold
[12 empty] | Commercial | VSD Controlled Compressor | Y | Miscellaneous | New | 2.4734 | 0.66804 | 3.7024 | 0 | 0 | 0 | Fail RIM; Pass PCT | [11 empty] | Industrial | Pump Improved Controls | Y | Textiles and Leather | New | 11.4686 | 0.86934 | 13.1923 | 0 | 0 | 0 | Pass TRC; Pass PCT; Fail 2-year Threshold
[12 empty] | Commercial | VSD Controlled Compressor | Y | Offices | New | 2.4734 | 0.66804 | 3.7024 | 0 | 0 | 0 | Fail RIM; Pass PCT | [11 empty] | Industrial | Process Refrig Controls | Y | Textiles and Leather | Existing | 0.83215 | 0.8663 | 0.96057 | 0 | 0 | 0 | Fail TRC; Fail PCT
[12 empty] | Commercial | VSD Controlled Compressor | Y | Restaurants | New | 2.4552 | 0.66388 | 3.6982 | 0 | 0 | 0 | Fail RIM; Pass PCT | [11 empty] | Industrial | Process Refrig Controls | Y | Textiles and Leather | New | 0.83215 | 0.8663 | 0.96057 | 0 | 0 | 0 | Fail TRC; Fail PCT
[12 empty] | Commercial | VSD Controlled Compressor | Y | Retail | New | 2.4734 | 0.66804 | 3.7024 | 0 | 0 | 0 | Fail RIM; Pass PCT | [11 empty] | Industrial | Process Heat Equipment Upgrade | Y | Textiles and Leather | New | 14.5997 | 0.86426 | 16.8927 | 0 | 0 | 0 | Pass TRC; Pass PCT; Fail 2-year Threshold
[12 empty] | Commercial | VSD Controlled Compressor | Y | Schools K-12 | New | 2.4552 | 0.66388 | 3.6982 | 0 | 0 | 0 | Fail RIM; Pass PCT | [11 empty] | Industrial | Process Heat Equipment Upgrade | Y | Textiles and Leather | Turnover | 14.5997 | 0.86426 | 16.8927 | 0 | 0 | 0 | Pass TRC; Pass PCT; Fail 2-year Threshold
[12 empty] | Commercial | VSD Controlled Compressor | Y | Warehouse | New | 2.4734 | 0.66804 | 3.7024 | 0 | 0 | 0 | Fail RIM; Pass PCT | [11 empty] | Industrial | Process Heat System Optimization | Y | Textiles and Leather | Existing | 0.10456 | 0.72358 | 0.1445 | 0 | 0 | 0 | Fail TRC; Fail PCT
[12 empty] | Commercial | Network PC Power Management | Y | Assembly | Existing | 1.1845 | 0.60346 | 1.9628 | 0 | 0 | 0 | Fail RIM; Pass PCT | [11 empty] | Industrial | Process Heat System Optimization | Y | Textiles and Leather | New | 0.10456 | 0.72358 | 0.1445 | 0 | 0 | 0 | Fail TRC; Fail PCT
[12 empty] | Commercial | Network PC Power Management | Y | College and University | Existing | 1.1378 | 0.57201 | 1.9891 | 0 | 0 | 0 | Fail RIM; Pass PCT | [11 empty] | Industrial | Process Other Systems Optimization | Y | Textiles and Leather | Existing | 5.1996 | 0.757 | 6.8688 | 0 | 0 | 0 | Pass TRC; Pass PCT; Fail 2-year Threshold
[12 empty] | Commercial | Network PC Power Management | Y | Grocery | Existing | 1.1371 | 0.57941 | 1.9625 | 0 | 0 | 0 | Fail RIM; Pass PCT | [11 empty] | Industrial | Process Other Systems Optimization | Y | Textiles and Leather | New | 5.1996 | 0.757 | 6.8688 | 0 | 0 | 0 | Pass TRC; Pass PCT; Fail 2-year Threshold
[12 empty] | Commercial | Network PC Power Management | Y | Healthcare | Existing | 1.1473 | 0.57941 | 1.9802 | 0 | 0 | 0 | Fail RIM; Pass PCT | [11 empty] | Industrial | Compressed Air Controls | Y | Transportation Equipment | Existing | 9.3823 | 0.86174 | 10.8877 | 0 | 0 | 0 | Pass TRC; Pass PCT; Fail 2-year Threshold
[12 empty] | Commercial | Network PC Power Management | Y | Hospitals | Existing | 1.1489 | 0.57201 | 2.0085 | 0 | 0 | 0 | Fail RIM; Pass PCT | [11 empty] | Industrial | Compressed Air Controls | Y | Transportation Equipment | New | 9.3823 | 0.86174 | 10.8877 | 0 | 0 | 0 | Pass TRC; Pass PCT; Fail 2-year Threshold
[12 empty] | Commercial | Network PC Power Management | Y | Institutional | Existing | 1.1818 | 0.60346 | 1.9583 | 0 | 0 | 0 | Fail RIM; Pass PCT | [11 empty] | Industrial | Compressed Air Equipment | Y | Transportation Equipment | New | 8.4436 | 0.86934 | 9.7126 | 0 | 0 | 0 | Pass TRC; Pass PCT; Fail 2-year Threshold
[12 empty] | Commercial | Network PC Power Management | Y | Lodging/Hospitality | Existing | 1.1482 | 0.57941 | 1.9816 | 0 | 0 | 0 | Fail RIM; Pass PCT | [11 empty] | Industrial | Compressed Air Equipment | Y | Transportation Equipment | Turnover | 8.4436 | 0.86934 | 9.7126 | 0 | 0 | 0 | Pass TRC; Pass PCT; Fail 2-year Threshold
[12 empty] | Commercial | Network PC Power Management | Y | Miscellaneous | Existing | 1.2128 | 0.60346 | 2.0097 | 0 | 0 | 0 | Fail RIM; Pass PCT | [11 empty] | Industrial | Compressed Air System Optimization | Y | Transportation Equipment | Existing | 8.9305 | 0.86794 | 10.2893 | 0 | 0 | 0 | Pass TRC; Pass PCT; Fail 2-year Threshold
[12 empty] | Commercial | Network PC Power Management | Y | Offices | Existing | 1.1501 | 0.57941 | 1.9849 | 0 | 0 | 0 | Fail RIM; Pass PCT | [11 empty] | Industrial | Compressed Air System Optimization | Y | Transportation Equipment | New | 8.9305 | 0.86794 | 10.2893 | 0 | 0 | 0 | Pass TRC; Pass PCT; Fail 2-year Threshold
[12 empty] | Commercial | Network PC Power Management | Y | Restaurants | Existing | 1.1992 | 0.60346 | 1.9871 | 0 | 0 | 0 | Fail RIM; Pass PCT | [11 empty] | Industrial | Plant Energy Management | Y | Transportation Equipment | Existing | 24.3492 | 0.86242 | 28.2337 | 0 | 0 | 0 | Pass TRC; Pass PCT; Fail 2-year Threshold
[12 empty] | Commercial | Network PC Power Management | Y | Retail | Existing | 1.1288 | 0.57941 | 1.9481 | 0 | 0 | 0 | Fail RIM; Pass PCT | [11 empty] | Industrial | Plant Energy Management | Y | Transportation Equipment | New | 24.3492 | 0.86242 | 28.2337 | 0 | 0 | 0 | Pass TRC; Pass PCT; Fail 2-year Threshold
[12 empty] | Commercial | Network PC Power Management | Y | Schools K-12 | Existing | 1.1558 | 0.57941 | 1.9948 | 0 | 0 | 0 | Fail RIM; Pass PCT | [11 empty] | Industrial | Efficient Lighting - Exterior | Y | Transportation Equipment | New | 5.8425 | 1.0491 | 5.5691 | 0 | 0 | 0 | Pass TRC; Pass PCT; Fail 2-year Threshold
[12 empty] | Commercial | Network PC Power Management | Y | Warehouse | Existing | 0.95862 | 0.60346 | 1.5885 | 0 | 0 | 0 | Fail RIM; Pass PCT | [11 empty] | Industrial | Efficient Lighting - Exterior | Y | Transportation Equipment | Turnover | 5.8425 | 1.0491 | 5.5691 | 0 | 0 | 0 | Pass TRC; Pass PCT; Fail 2-year Threshold
[12 empty] | Commercial | Network PC Power Management | Y | Assembly | New | 1.1845 | 0.60346 | 1.9628 | 0 | 0 | 0 | Fail RIM; Pass PCT | [11 empty] | Industrial | HVAC Equipment Upgrades | Y | Transportation Equipment | New | 6.658 | 0.8666 | 7.6829 | 0 | 0 | 0 | Pass TRC; Pass PCT; Fail 2-year Threshold
[12 empty] | Commercial | Network PC Power Management | Y | College and University | New | 1.1378 | 0.57201 | 1.9891 | 0 | 0 | 0 | Fail RIM; Pass PCT | [11 empty] | Industrial | HVAC Equipment Upgrades | Y | Transportation Equipment | Turnover | 6.658 | 0.8666 | 7.6829 | 0 | 0 | 0 | Pass TRC; Pass PCT; Fail 2-year Threshold
[12 empty] | Commercial | Network PC Power Management | Y | Grocery | New | 1.1371 | 0.57941 | 1.9625 | 0 | 0 | 0 | Fail RIM; Pass PCT | [11 empty] | Industrial | HVAC Improved Controls | Y | Transportation Equipment | Existing | 48.7504 | 0.86249 | 56.5227 | 0 | 0 | 0 | Pass TRC; Pass PCT; Fail 2-year Threshold
[12 empty] | Commercial | Network PC Power Management | Y | Healthcare | New | 1.1473 | 0.57941 | 1.9802 | 0 | 0 | 0 | Fail RIM; Pass PCT | [11 empty] | Industrial | HVAC Improved Controls | Y | Transportation Equipment | New | 48.7504 | 0.86249 | 56.5227 | 0 | 0 | 0 | Pass TRC; Pass PCT; Fail 2-year Threshold
[12 empty] | Commercial | Network PC Power Management | Y | Hospitals | New | 1.1489 | 0.57201 | 2.0085 | 0 | 0 | 0 | Fail RIM; Pass PCT | [11 empty] | Industrial | Fan Improved Controls | Y | Transportation Equipment | Existing | 74.226 | 0.86934 | 85.382 | 0 | 0 | 0 | Pass TRC; Pass PCT; Fail 2-year Threshold
[12 empty] | Commercial | Network PC Power Management | Y | Institutional | New | 1.1818 | 0.60346 | 1.9583 | 0 | 0 | 0 | Fail RIM; Pass PCT | [11 empty] | Industrial | Fan Improved Controls | Y | Transportation Equipment | New | 74.226 | 0.86934 | 85.382 | 0 | 0 | 0 | Pass TRC; Pass PCT; Fail 2-year Threshold
[12 empty] | Commercial | Network PC Power Management | Y | Lodging/Hospitality | New | 1.1482 | 0.57941 | 1.9816 | 0 | 0 | 0 | Fail RIM; Pass PCT | [11 empty] | Industrial | Fan System Optimization | Y | Transportation Equipment | Existing | 15.5563 | 0.86794 | 17.9233 | 0 | 0 | 0 | Pass TRC; Pass PCT; Fail 2-year Threshold
[12 empty] | Commercial | Network PC Power Management | Y | Miscellaneous | New | 1.2128 | 0.60346 | 2.0097 | 0 | 0 | 0 | Fail RIM; Pass PCT | [11 empty] | Industrial | Fan System Optimization | Y | Transportation Equipment | New | 15.5563 | 0.86794 | 17.9233 | 0 | 0 | 0 | Pass TRC; Pass PCT; Fail 2-year Threshold
[12 empty] | Commercial | Network PC Power Management | Y | Offices | New | 1.1501 | 0.57941 | 1.9849 | 0 | 0 | 0 | Fail RIM; Pass PCT | [11 empty] | Industrial | Motor Equipment Upgrades | Y | Transportation Equipment | New | 17.3392 | 0.86794 | 19.9775 | 0 | 0 | 0 | Pass TRC; Pass PCT; Fail 2-year Threshold
[12 empty] | Commercial | Network PC Power Management | Y | Restaurants | New | 1.1992 | 0.60346 | 1.9871 | 0 | 0 | 0 | Fail RIM; Pass PCT | [11 empty] | Industrial | Motor Equipment Upgrades | Y | Transportation Equipment | Turnover | 17.3392 | 0.86794 | 19.9775 | 0 | 0 | 0 | Pass TRC; Pass PCT; Fail 2-year Threshold
[12 empty] | Commercial | Network PC Power Management | Y | Retail | New | 1.1288 | 0.57941 | 1.9481 | 0 | 0 | 0 | Fail RIM; Pass PCT | [11 empty] | Industrial | Motor Improved Controls | Y | Transportation Equipment | Existing | 11.4686 | 0.86934 | 13.1923 | 0 | 0 | 0 | Pass TRC; Pass PCT; Fail 2-year Threshold
[12 empty] | Commercial | Network PC Power Management | Y | Schools K-12 | New | 1.1558 | 0.57941 | 1.9948 | 0 | 0 | 0 | Fail RIM; Pass PCT | [11 empty] | Industrial | Motor Improved Controls | Y | Transportation Equipment | New | 11.4686 | 0.86934 | 13.1923 | 0 | 0 | 0 | Pass TRC; Pass PCT; Fail 2-year Threshold
[12 empty] | Commercial | Network PC Power Management | Y | Warehouse | New | 0.95862 | 0.60346 | 1.5885 | 0 | 0 | 0 | Fail RIM; Pass PCT | [11 empty] | Industrial | Motor Optimization | Y | Transportation Equipment | Existing | 6.5106 | 0.86794 | 7.5012 | 0 | 0 | 0 | Pass TRC; Pass PCT; Fail 2-year Threshold
[12 empty] | Commercial | Smart Strip Plug Outlet | Y | Assembly | Existing | 1.292 | 0.5992 | 2.1562 | 0 | 0 | 0 | Fail RIM; Pass PCT | [11 empty] | Industrial | Motor Optimization | Y | Transportation Equipment | New | 6.5106 | 0.86794 | 7.5012 | 0 | 0 | 0 | Pass TRC; Pass PCT; Fail 2-year Threshold
[12 empty] | Commercial | Smart Strip Plug Outlet | Y | College and University | Existing | 1.6302 | 0.57544 | 2.833 | 0 | 0 | 0 | Fail RIM; Pass PCT | [11 empty] | Industrial | Pump Improved Controls | Y | Transportation Equipment | Existing | 11.4686 | 0.86934 | 13.1923 | 0 | 0 | 0 | Pass TRC; Pass PCT; Fail 2-year Threshold
[12 empty] | Commercial | Smart Strip Plug Outlet | Y | Grocery | Existing | 1.5789 | 0.57544 | 2.7439 | 0 | 0 | 0 | Fail RIM; Pass PCT | [11 empty] | Industrial | Pump Improved Controls | Y | Transportation Equipment | New | 11.4686 | 0.86934 | 13.1923 | 0 | 0 | 0 | Pass TRC; Pass PCT; Fail 2-year Threshold
[12 empty] | Commercial | Smart Strip Plug Outlet | Y | Healthcare | Existing | 2.219 | 0.57544 | 3.8562 | 0 | 0 | 0 | Fail RIM; Pass PCT | [11 empty] | Industrial | Pump System Optimization | Y | Transportation Equipment | Existing | 6.9631 | 0.86794 | 8.0226 | 0 | 0 | 0 | Pass TRC; Pass PCT; Fail 2-year Threshold
[12 empty] | Commercial | Smart Strip Plug Outlet | Y | Hospitals | Existing | 2.433 | 0.57544 | 4.228 | 0 | 0 | 0 | Fail RIM; Pass PCT | [11 empty] | Industrial | Pump System Optimization | Y | Transportation Equipment | New | 6.9631 | 0.86794 | 8.0226 | 0 | 0 | 0 | Pass TRC; Pass PCT; Fail 2-year Threshold
[12 empty] | Commercial | Smart Strip Plug Outlet | Y | Institutional | Existing | 2.1093 | 0.5992 | 3.5202 | 0 | 0 | 0 | Fail RIM; Pass PCT | [11 empty] | Industrial | Process Refrig Controls | Y | Transportation Equipment | Existing | 0.83215 | 0.8663 | 0.96057 | 0 | 0 | 0 | Fail TRC; Fail PCT
[12 empty] | Commercial | Smart Strip Plug Outlet | Y | Lodging/Hospitality | Existing | 1.822 | 0.57544 | 3.1663 | 0 | 0 | 0 | Fail RIM; Pass PCT | [11 empty] | Industrial | Process Refrig Controls | Y | Transportation Equipment | New | 0.83215 | 0.8663 | 0.96057 | 0 | 0 | 0 | Fail TRC; Fail PCT
[12 empty] | Commercial | Smart Strip Plug Outlet | Y | Miscellaneous | Existing | 2.5747 | 0.5992 | 4.2969 | 0 | 0 | 0 | Fail RIM; Pass PCT | [11 empty] | Industrial | Process Refrig Equipment Upgrade | Y | Transportation Equipment | New | 4.4572 | 0.86426 | 5.1572 | 0 | 0 | 0 | Pass TRC; Pass PCT; Fail 2-year Threshold
[12 empty] | Commercial | Smart Strip Plug Outlet | Y | Offices | Existing | 1.5399 | 0.57544 | 2.6761 | 0 | 0 | 0 | Fail RIM; Pass PCT | [11 empty] | Industrial | Process Refrig Equipment Upgrade | Y | Transportation Equipment | Turnover | 4.4572 | 0.86426 | 5.1572 | 0 | 0 | 0 | Pass TRC; Pass PCT; Fail 2-year Threshold
[12 empty] | Commercial | Smart Strip Plug Outlet | Y | Restaurants | Existing | 1.5459 | 0.5992 | 2.5799 | 0 | 0 | 0 | Fail RIM; Pass PCT | [11 empty] | Industrial | Process Heat Improved Controls | Y | Transportation Equipment | Existing | 0.81598 | 0.8663 | 0.94192 | 0 | 0 | 0 | Fail TRC; Fail PCT
[12 empty] | Commercial | Smart Strip Plug Outlet | Y | Retail | Existing | 0.67172 | 0.57544 | 1.1673 | 0 | 0 | 0 | Fail RIM; Pass PCT | [11 empty] | Industrial | Process Heat Improved Controls | Y | Transportation Equipment | New | 0.81598 | 0.8663 | 0.94192 | 0 | 0 | 0 | Fail TRC; Fail PCT
[12 empty] | Commercial | Smart Strip Plug Outlet | Y | Schools K-12 | Existing | 2.2354 | 0.57544 | 3.8846 | 0 | 0 | 0 | Fail RIM; Pass PCT | [11 empty] | Industrial | Process Heat System Optimization | Y | Transportation Equipment | Existing | 1.1935 | 0.72358 | 1.6494 | 0 | 0 | 0 | Pass TRC; Pass PCT; Fail 2-year Threshold
[12 empty] | Commercial | Smart Strip Plug Outlet | Y | Warehouse | Existing | 0.19012 | 0.5992 | 0.31728 | 0 | 0 | 0 | Fail RIM; Fail PCT | [11 empty] | Industrial | Process Heat System Optimization | Y | Transportation Equipment | New | 1.1935 | 0.72358 | 1.6494 | 0 | 0 | 0 | Pass TRC; Pass PCT; Fail 2-year Threshold
[12 empty] | Commercial | Smart Strip Plug Outlet | Y | Assembly | New | 1.292 | 0.5992 | 2.1562 | 0 | 0 | 0 | Fail RIM; Pass PCT | [11 empty] | Industrial | Process Other Systems Optimization | Y | Transportation Equipment | Existing | 12.2552 | 0.757 | 16.1892 | 0 | 0 | 0 | Pass TRC; Pass PCT; Fail 2-year Threshold
[12 empty] | Commercial | Smart Strip Plug Outlet | Y | College and University | New | 1.6302 | 0.57544 | 2.833 | 0 | 0 | 0 | Fail RIM; Pass PCT | [11 empty] | Industrial | Process Other Systems Optimization | Y | Transportation Equipment | New | 12.2552 | 0.757 | 16.1892 | 0 | 0 | 0 | Pass TRC; Pass PCT; Fail 2-year Threshold
[12 empty] | Commercial | Smart Strip Plug Outlet | Y | Grocery | New | 1.5789 | 0.57544 | 2.7439 | 0 | 0 | 0 | Fail RIM; Pass PCT | [11 empty] | Industrial | Compressed Air Controls | Y | Water and Wastewater | Existing | 11.5498 | 0.86174 | 13.4029 | 0 | 0 | 0 | Pass TRC; Pass PCT; Fail 2-year Threshold
[12 empty] | Commercial | Smart Strip Plug Outlet | Y | Healthcare | New | 2.219 | 0.57544 | 3.8562 | 0 | 0 | 0 | Fail RIM; Pass PCT | [11 empty] | Industrial | Compressed Air Controls | Y | Water and Wastewater | New | 11.5498 | 0.86174 | 13.4029 | 0 | 0 | 0 | Pass TRC; Pass PCT; Fail 2-year Threshold
[12 empty] | Commercial | Smart Strip Plug Outlet | Y | Hospitals | New | 2.433 | 0.57544 | 4.228 | 0 | 0 | 0 | Fail RIM; Pass PCT | [11 empty] | Industrial | Compressed Air Equipment | Y | Water and Wastewater | New | 7.067 | 0.86934 | 8.1292 | 0 | 0 | 0 | Pass TRC; Pass PCT; Fail 2-year Threshold
[12 empty] | Commercial | Smart Strip Plug Outlet | Y | Institutional | New | 2.1093 | 0.5992 | 3.5202 | 0 | 0 | 0 | Fail RIM; Pass PCT | [11 empty] | Industrial | Compressed Air Equipment | Y | Water and Wastewater | Turnover | 7.067 | 0.86934 | 8.1292 | 0 | 0 | 0 | Pass TRC; Pass PCT; Fail 2-year Threshold
[12 empty] | Commercial | Smart Strip Plug Outlet | Y | Lodging/Hospitality | New | 1.822 | 0.57544 | 3.1663 | 0 | 0 | 0 | Fail RIM; Pass PCT | [11 empty] | Industrial | Compressed Air System Optimization | Y | Water and Wastewater | Existing | 10.1056 | 0.86794 | 11.6432 | 0 | 0 | 0 | Pass TRC; Pass PCT; Fail 2-year Threshold
[12 empty] | Commercial | Smart Strip Plug Outlet | Y | Miscellaneous | New | 2.5747 | 0.5992 | 4.2969 | 0 | 0 | 0 | Fail RIM; Pass PCT | [11 empty] | Industrial | Compressed Air System Optimization | Y | Water and Wastewater | New | 10.1056 | 0.86794 | 11.6432 | 0 | 0 | 0 | Pass TRC; Pass PCT; Fail 2-year Threshold
[12 empty] | Commercial | Smart Strip Plug Outlet | Y | Offices | New | 1.5399 | 0.57544 | 2.6761 | 0 | 0 | 0 | Fail RIM; Pass PCT | [11 empty] | Industrial | Plant Energy Management | Y | Water and Wastewater | Existing | 24.3492 | 0.86242 | 28.2337 | 0 | 0 | 0 | Pass TRC; Pass PCT; Fail 2-year Threshold
[12 empty] | Commercial | Smart Strip Plug Outlet | Y | Restaurants | New | 1.5459 | 0.5992 | 2.5799 | 0 | 0 | 0 | Fail RIM; Pass PCT | [11 empty] | Industrial | Plant Energy Management | Y | Water and Wastewater | New | 24.3492 | 0.86242 | 28.2337 | 0 | 0 | 0 | Pass TRC; Pass PCT; Fail 2-year Threshold
[12 empty] | Commercial | Smart Strip Plug Outlet | Y | Retail | New | 0.67172 | 0.57544 | 1.1673 | 0 | 0 | 0 | Fail RIM; Pass PCT | [11 empty] | Industrial | Efficient Lighting - Exterior | Y | Water and Wastewater | New | 5.8425 | 1.0491 | 5.5691 | 0 | 0 | 0 | Pass TRC; Pass PCT; Fail 2-year Threshold
[12 empty] | Commercial | Smart Strip Plug Outlet | Y | Schools K-12 | New | 2.2354 | 0.57544 | 3.8846 | 0 | 0 | 0 | Fail RIM; Pass PCT | [11 empty] | Industrial | Efficient Lighting - Exterior | Y | Water and Wastewater | Turnover | 5.8425 | 1.0491 | 5.5691 | 0 | 0 | 0 | Pass TRC; Pass PCT; Fail 2-year Threshold
[12 empty] | Commercial | Smart Strip Plug Outlet | Y | Warehouse | New | 0.19012 | 0.5992 | 0.31728 | 0 | 0 | 0 | Fail RIM; Fail PCT | [11 empty] | Industrial | HVAC Improved Controls | Y | Water and Wastewater | Existing | 14.5374 | 0.86249 | 16.8551 | 0 | 0 | 0 | Pass TRC; Pass PCT; Fail 2-year Threshold
[12 empty] | Commercial | Anti-Sweat Controls | Y | Assembly | Existing | 2.7527 | 0.65894 | 4.1775 | 0 | 0 | 0 | Fail RIM; Pass PCT | [11 empty] | Industrial | HVAC Improved Controls | Y | Water and Wastewater | New | 14.5374 | 0.86249 | 16.8551 | 0 | 0 | 0 | Pass TRC; Pass PCT; Fail 2-year Threshold
[12 empty] | Commercial | Anti-Sweat Controls | Y | College and University | Existing | 2.8243 | 0.67426 | 4.1887 | 0 | 0 | 0 | Fail RIM; Pass PCT | [11 empty] | Industrial | Fan Improved Controls | Y | Water and Wastewater | Existing | 21.9549 | 0.86934 | 25.2547 | 0 | 0 | 0 | Pass TRC; Pass PCT; Fail 2-year Threshold
[12 empty] | Commercial | Anti-Sweat Controls | Y | Grocery | Existing | 2.7527 | 0.65894 | 4.1775 | 0 | 0 | 0 | Fail RIM; Pass PCT | [11 empty] | Industrial | Fan Improved Controls | Y | Water and Wastewater | New | 21.9549 | 0.86934 | 25.2547 | 0 | 0 | 0 | Pass TRC; Pass PCT; Fail 2-year Threshold
[12 empty] | Commercial | Anti-Sweat Controls | Y | Healthcare | Existing | 2.8243 | 0.67426 | 4.1887 | 0 | 0 | 0 | Fail RIM; Pass PCT | [11 empty] | Industrial | Fan System Optimization | Y | Water and Wastewater | Existing | 15.443 | 0.86794 | 17.7928 | 0 | 0 | 0 | Pass TRC; Pass PCT; Fail 2-year Threshold
[12 empty] | Commercial | Anti-Sweat Controls | Y | Hospitals | Existing | 2.8243 | 0.67426 | 4.1887 | 0 | 0 | 0 | Fail RIM; Pass PCT | [11 empty] | Industrial | Fan System Optimization | Y | Water and Wastewater | New | 15.443 | 0.86794 | 17.7928 | 0 | 0 | 0 | Pass TRC; Pass PCT; Fail 2-year Threshold
[12 empty] | Commercial | Anti-Sweat Controls | Y | Institutional | Existing | 2.7527 | 0.65894 | 4.1775 | 0 | 0 | 0 | Fail RIM; Pass PCT | [11 empty] | Industrial | Motor Improved Controls | Y | Water and Wastewater | Existing | 7.0559 | 0.86934 | 8.1164 | 0 | 0 | 0 | Pass TRC; Pass PCT; Fail 2-year Threshold
[12 empty] | Commercial | Anti-Sweat Controls | Y | Lodging/Hospitality | Existing | 2.8243 | 0.67426 | 4.1887 | 0 | 0 | 0 | Fail RIM; Pass PCT | [11 empty] | Industrial | Motor Improved Controls | Y | Water and Wastewater | New | 7.0559 | 0.86934 | 8.1164 | 0 | 0 | 0 | Pass TRC; Pass PCT; Fail 2-year Threshold
[12 empty] | Commercial | Anti-Sweat Controls | Y | Miscellaneous | Existing | 2.7527 | 0.65894 | 4.1775 | 0 | 0 | 0 | Fail RIM; Pass PCT | [11 empty] | Industrial | Pump Improved Controls | Y | Water and Wastewater | Existing | 11.4686 | 0.86934 | 13.1923 | 0 | 0 | 0 | Pass TRC; Pass PCT; Fail 2-year Threshold
[12 empty] | Commercial | Anti-Sweat Controls | Y | Offices | Existing | 2.7527 | 0.65894 | 4.1775 | 0 | 0 | 0 | Fail RIM; Pass PCT | [11 empty] | Industrial | Pump Improved Controls | Y | Water and Wastewater | New | 11.4686 | 0.86934 | 13.1923 | 0 | 0 | 0 | Pass TRC; Pass PCT; Fail 2-year Threshold
[12 empty] | Commercial | Anti-Sweat Controls | Y | Restaurants | Existing | 2.8243 | 0.67426 | 4.1887 | 0 | 0 | 0 | Fail RIM; Pass PCT | [11 empty] | Industrial | Pump System Optimization | Y | Water and Wastewater | Existing | 8.2189 | 0.86794 | 9.4695 | 0 | 0 | 0 | Pass TRC; Pass PCT; Fail 2-year Threshold
[12 empty] | Commercial | Anti-Sweat Controls | Y | Retail | Existing | 2.7527 | 0.65894 | 4.1775 | 0 | 0 | 0 | Fail RIM; Pass PCT | [11 empty] | Industrial | Pump System Optimization | Y | Water and Wastewater | New | 8.2189 | 0.86794 | 9.4695 | 0 | 0 | 0 | Pass TRC; Pass PCT; Fail 2-year Threshold
[12 empty] | Commercial | Anti-Sweat Controls | Y | Schools K-12 | Existing | 2.8243 | 0.67426 | 4.1887 | 0 | 0 | 0 | Fail RIM; Pass PCT | [11 empty] | Industrial | Process Refrig Controls | Y | Water and Wastewater | Existing | 11.0402 | 0.8663 | 12.744 | 0 | 0 | 0 | Pass TRC; Pass PCT; Fail 2-year Threshold
[12 empty] | Commercial | Anti-Sweat Controls | Y | Warehouse | Existing | 2.7527 | 0.65894 | 4.1775 | 0 | 0 | 0 | Fail RIM; Pass PCT | [11 empty] | Industrial | Process Refrig Controls | Y | Water and Wastewater | New | 11.0402 | 0.8663 | 12.744 | 0 | 0 | 0 | Pass TRC; Pass PCT; Fail 2-year Threshold
[12 empty] | Commercial | Anti-Sweat Controls | Y | Assembly | New | 2.7527 | 0.65894 | 4.1775 | 0 | 0 | 0 | Fail RIM; Pass PCT | [11 empty] | Industrial | Process Refrig System Optimization | Y | Water and Wastewater | Existing | 2.225 | 0.75423 | 2.95 | 0 | 0 | 0 | Pass TRC; Pass PCT; Fail 2-year Threshold
[12 empty] | Commercial | Anti-Sweat Controls | Y | College and University | New | 2.8243 | 0.67426 | 4.1887 | 0 | 0 | 0 | Fail RIM; Pass PCT | [11 empty] | Industrial | Process Refrig System Optimization | Y | Water and Wastewater | New | 2.225 | 0.75423 | 2.95 | 0 | 0 | 0 | Pass TRC; Pass PCT; Fail 2-year Threshold
[12 empty] | Commercial | Anti-Sweat Controls | Y | Grocery | New | 2.7527 | 0.65894 | 4.1775 | 0 | 0 | 0 | Fail RIM; Pass PCT | [11 empty] | Industrial | Process Heat Improved Controls | Y | Water and Wastewater | Existing | 0.7604 | 0.8663 | 0.87775 | 0 | 0 | 0 | Fail TRC; Fail PCT
[12 empty] | Commercial | Anti-Sweat Controls | Y | Healthcare | New | 2.8243 | 0.67426 | 4.1887 | 0 | 0 | 0 | Fail RIM; Pass PCT | [11 empty] | Industrial | Process Heat Improved Controls | Y | Water and Wastewater | New | 0.7604 | 0.8663 | 0.87775 | 0 | 0 | 0 | Fail TRC; Fail PCT
[12 empty] | Commercial | Anti-Sweat Controls | Y | Hospitals | New | 2.8243 | 0.67426 | 4.1887 | 0 | 0 | 0 | Fail RIM; Pass PCT | [11 empty] | Industrial | Process Heat System Optimization | Y | Water and Wastewater | Existing | 0.35724 | 0.72358 | 0.49371 | 0 | 0 | 0 | Fail TRC; Fail PCT
[12 empty] | Commercial | Anti-Sweat Controls | Y | Institutional | New | 2.7527 | 0.65894 | 4.1775 | 0 | 0 | 0 | Fail RIM; Pass PCT | [11 empty] | Industrial | Process Heat System Optimization | Y | Water and Wastewater | New | 0.35724 | 0.72358 | 0.49371 | 0 | 0 | 0 | Fail TRC; Fail PCT
[12 empty] | Commercial | Anti-Sweat Controls | Y | Lodging/Hospitality | New | 2.8243 | 0.67426 | 4.1887 | 0 | 0 | 0 | Fail RIM; Pass PCT | [11 empty] | Industrial | Process Other Systems Optimization | Y | Water and Wastewater | Existing | 8.6823 | 0.757 | 11.4694 | 0 | 0 | 0 | Pass TRC; Pass PCT; Fail 2-year Threshold
[12 empty] | Commercial | Anti-Sweat Controls | Y | Miscellaneous | New | 2.7527 | 0.65894 | 4.1775 | 0 | 0 | 0 | Fail RIM; Pass PCT | [11 empty] | Industrial | Process Other Systems Optimization | Y | Water and Wastewater | New | 8.6823 | 0.757 | 11.4694 | 0 | 0 | 0 | Pass TRC; Pass PCT; Fail 2-year Threshold
[12 empty] | Commercial | Anti-Sweat Controls | Y | Offices | New | 2.7527 | 0.65894 | 4.1775 | 0 | 0 | 0 | Fail RIM; Pass PCT | [13 empty] | Custom Incentive program
[12 empty] | Commercial | Anti-Sweat Controls | Y | Restaurants | New | 2.8243 | 0.67426 | 4.1887 | 0 | 0 | 0 | Fail RIM; Pass PCT
[12 empty] | Commercial | Anti-Sweat Controls | Y | Retail | New | 2.7527 | 0.65894 | 4.1775 | 0 | 0 | 0 | Fail RIM; Pass PCT
[12 empty] | Commercial | Anti-Sweat Controls | Y | Schools K-12 | New | 2.8243 | 0.67426 | 4.1887 | 0 | 0 | 0 | Fail RIM; Pass PCT
[12 empty] | Commercial | Anti-Sweat Controls | Y | Warehouse | New | 2.7527 | 0.65894 | 4.1775 | 0 | 0 | 0 | Fail RIM; Pass PCT
[12 empty] | Commercial | Automatic Door Closer for Walk-in Coolers and Freezers | Y | Assembly | Existing | 0.12152 | 0.69582 | 0.17465 | 0 | 0 | 0 | Fail RIM; Fail PCT
[12 empty] | Commercial | Automatic Door Closer for Walk-in Coolers and Freezers | Y | College and University | Existing | 0.1177 | 0.67426 | 0.17456 | 0 | 0 | 0 | Fail RIM; Fail PCT
[12 empty] | Commercial | Automatic Door Closer for Walk-in Coolers and Freezers | Y | Grocery | Existing | 0.12152 | 0.69582 | 0.17465 | 0 | 0 | 0 | Fail RIM; Fail PCT
[12 empty] | Commercial | Automatic Door Closer for Walk-in Coolers and Freezers | Y | Healthcare | Existing | 0.1177 | 0.67426 | 0.17456 | 0 | 0 | 0 | Fail RIM; Fail PCT
[12 empty] | Commercial | Automatic Door Closer for Walk-in Coolers and Freezers | Y | Hospitals | Existing | 0.1177 | 0.67426 | 0.17456 | 0 | 0 | 0 | Fail RIM; Fail PCT
[12 empty] | Commercial | Automatic Door Closer for Walk-in Coolers and Freezers | Y | Institutional | Existing | 0.12152 | 0.69582 | 0.17465 | 0 | 0 | 0 | Fail RIM; Fail PCT
[12 empty] | Commercial | Automatic Door Closer for Walk-in Coolers and Freezers | Y | Lodging/Hospitality | Existing | 0.1177 | 0.67426 | 0.17456 | 0 | 0 | 0 | Fail RIM; Fail PCT
[12 empty] | Commercial | Automatic Door Closer for Walk-in Coolers and Freezers | Y | Miscellaneous | Existing | 0.12152 | 0.69582 | 0.17465 | 0 | 0 | 0 | Fail RIM; Fail PCT
[12 empty] | Commercial | Automatic Door Closer for Walk-in Coolers and Freezers | Y | Offices | Existing | 0.12152 | 0.69582 | 0.17465 | 0 | 0 | 0 | Fail RIM; Fail PCT
[12 empty] | Commercial | Automatic Door Closer for Walk-in Coolers and Freezers | Y | Restaurants | Existing | 0.1177 | 0.67426 | 0.17456 | 0 | 0 | 0 | Fail RIM; Fail PCT
[12 empty] | Commercial | Automatic Door Closer for Walk-in Coolers and Freezers | Y | Retail | Existing | 0.12152 | 0.69582 | 0.17465 | 0 | 0 | 0 | Fail RIM; Fail PCT
[12 empty] | Commercial | Automatic Door Closer for Walk-in Coolers and Freezers | Y | Schools K-12 | Existing | 0.1177 | 0.67426 | 0.17456 | 0 | 0 | 0 | Fail RIM; Fail PCT
[12 empty] | Commercial | Automatic Door Closer for Walk-in Coolers and Freezers | Y | Warehouse | Existing | 0.12152 | 0.69582 | 0.17465 | 0 | 0 | 0 | Fail RIM; Fail PCT
[12 empty] | Commercial | Automatic Door Closer for Walk-in Coolers and Freezers | Y | Assembly | New | 0.12152 | 0.69582 | 0.17465 | 0 | 0 | 0 | Fail RIM; Fail PCT
[12 empty] | Commercial | Automatic Door Closer for Walk-in Coolers and Freezers | Y | College and University | New | 0.1177 | 0.67426 | 0.17456 | 0 | 0 | 0 | Fail RIM; Fail PCT
[12 empty] | Commercial | Automatic Door Closer for Walk-in Coolers and Freezers | Y | Grocery | New | 0.12152 | 0.69582 | 0.17465 | 0 | 0 | 0 | Fail RIM; Fail PCT
[12 empty] | Commercial | Automatic Door Closer for Walk-in Coolers and Freezers | Y | Healthcare | New | 0.1177 | 0.67426 | 0.17456 | 0 | 0 | 0 | Fail RIM; Fail PCT
[12 empty] | Commercial | Automatic Door Closer for Walk-in Coolers and Freezers | Y | Hospitals | New | 0.1177 | 0.67426 | 0.17456 | 0 | 0 | 0 | Fail RIM; Fail PCT
[12 empty] | Commercial | Automatic Door Closer for Walk-in Coolers and Freezers | Y | Institutional | New | 0.12152 | 0.69582 | 0.17465 | 0 | 0 | 0 | Fail RIM; Fail PCT
[12 empty] | Commercial | Automatic Door Closer for Walk-in Coolers and Freezers | Y | Lodging/Hospitality | New | 0.1177 | 0.67426 | 0.17456 | 0 | 0 | 0 | Fail RIM; Fail PCT
[12 empty] | Commercial | Automatic Door Closer for Walk-in Coolers and Freezers | Y | Miscellaneous | New | 0.12152 | 0.69582 | 0.17465 | 0 | 0 | 0 | Fail RIM; Fail PCT
[12 empty] | Commercial | Automatic Door Closer for Walk-in Coolers and Freezers | Y | Offices | New | 0.12152 | 0.69582 | 0.17465 | 0 | 0 | 0 | Fail RIM; Fail PCT
[12 empty] | Commercial | Automatic Door Closer for Walk-in Coolers and Freezers | Y | Restaurants | New | 0.1177 | 0.67426 | 0.17456 | 0 | 0 | 0 | Fail RIM; Fail PCT
[12 empty] | Commercial | Automatic Door Closer for Walk-in Coolers and Freezers | Y | Retail | New | 0.12152 | 0.69582 | 0.17465 | 0 | 0 | 0 | Fail RIM; Fail PCT
[12 empty] | Commercial | Automatic Door Closer for Walk-in Coolers and Freezers | Y | Schools K-12 | New | 0.1177 | 0.67426 | 0.17456 | 0 | 0 | 0 | Fail RIM; Fail PCT
[12 empty] | Commercial | Automatic Door Closer for Walk-in Coolers and Freezers | Y | Warehouse | New | 0.12152 | 0.69582 | 0.17465 | 0 | 0 | 0 | Fail RIM; Fail PCT
[12 empty] | Commercial | Demand Defrost | Y | Assembly | Existing | 0.34338 | 0.69403 | 0.49476 | 0 | 0 | 0 | Fail RIM; Fail PCT
[12 empty] | Commercial | Demand Defrost | Y | College and University | Existing | 0.32955 | 0.66643 | 0.49451 | 0 | 0 | 0 | Fail RIM; Fail PCT
[12 empty] | Commercial | Demand Defrost | Y | Grocery | Existing | 0.34338 | 0.69403 | 0.49476 | 0 | 0 | 0 | Fail RIM; Fail PCT
[12 empty] | Commercial | Demand Defrost | Y | Healthcare | Existing | 0.32955 | 0.66643 | 0.49451 | 0 | 0 | 0 | Fail RIM; Fail PCT
[12 empty] | Commercial | Demand Defrost | Y | Hospitals | Existing | 0.32955 | 0.66643 | 0.49451 | 0 | 0 | 0 | Fail RIM; Fail PCT
[12 empty] | Commercial | Demand Defrost | Y | Institutional | Existing | 0.34338 | 0.69403 | 0.49476 | 0 | 0 | 0 | Fail RIM; Fail PCT
[12 empty] | Commercial | Demand Defrost | Y | Lodging/Hospitality | Existing | 0.32955 | 0.66643 | 0.49451 | 0 | 0 | 0 | Fail RIM; Fail PCT
[12 empty] | Commercial | Demand Defrost | Y | Miscellaneous | Existing | 0.34338 | 0.69403 | 0.49476 | 0 | 0 | 0 | Fail RIM; Fail PCT
[12 empty] | Commercial | Demand Defrost | Y | Offices | Existing | 0.34338 | 0.69403 | 0.49476 | 0 | 0 | 0 | Fail RIM; Fail PCT
[12 empty] | Commercial | Demand Defrost | Y | Restaurants | Existing | 0.32955 | 0.66643 | 0.49451 | 0 | 0 | 0 | Fail RIM; Fail PCT
[12 empty] | Commercial | Demand Defrost | Y | Retail | Existing | 0.34338 | 0.69403 | 0.49476 | 0 | 0 | 0 | Fail RIM; Fail PCT
[12 empty] | Commercial | Demand Defrost | Y | Schools K-12 | Existing | 0.32955 | 0.66643 | 0.49451 | 0 | 0 | 0 | Fail RIM; Fail PCT
[12 empty] | Commercial | Demand Defrost | Y | Warehouse | Existing | 0.34338 | 0.69403 | 0.49476 | 0 | 0 | 0 | Fail RIM; Fail PCT
[12 empty] | Commercial | Demand Defrost | Y | Assembly | New | 0.34338 | 0.69403 | 0.49476 | 0 | 0 | 0 | Fail RIM; Fail PCT
[12 empty] | Commercial | Demand Defrost | Y | College and University | New | 0.32955 | 0.66643 | 0.49451 | 0 | 0 | 0 | Fail RIM; Fail PCT
[12 empty] | Commercial | Demand Defrost | Y | Grocery | New | 0.34338 | 0.69403 | 0.49476 | 0 | 0 | 0 | Fail RIM; Fail PCT
[12 empty] | Commercial | Demand Defrost | Y | Healthcare | New | 0.32955 | 0.66643 | 0.49451 | 0 | 0 | 0 | Fail RIM; Fail PCT
[12 empty] | Commercial | Demand Defrost | Y | Hospitals | New | 0.32955 | 0.66643 | 0.49451 | 0 | 0 | 0 | Fail RIM; Fail PCT
[12 empty] | Commercial | Demand Defrost | Y | Institutional | New | 0.34338 | 0.69403 | 0.49476 | 0 | 0 | 0 | Fail RIM; Fail PCT
[12 empty] | Commercial | Demand Defrost | Y | Lodging/Hospitality | New | 0.32955 | 0.66643 | 0.49451 | 0 | 0 | 0 | Fail RIM; Fail PCT
[12 empty] | Commercial | Demand Defrost | Y | Miscellaneous | New | 0.34338 | 0.69403 | 0.49476 | 0 | 0 | 0 | Fail RIM; Fail PCT
[12 empty] | Commercial | Demand Defrost | Y | Offices | New | 0.34338 | 0.69403 | 0.49476 | 0 | 0 | 0 | Fail RIM; Fail PCT
[12 empty] | Commercial | Demand Defrost | Y | Restaurants | New | 0.32955 | 0.66643 | 0.49451 | 0 | 0 | 0 | Fail RIM; Fail PCT
[12 empty] | Commercial | Demand Defrost | Y | Retail | New | 0.34338 | 0.69403 | 0.49476 | 0 | 0 | 0 | Fail RIM; Fail PCT
[12 empty] | Commercial | Demand Defrost | Y | Schools K-12 | New | 0.32955 | 0.66643 | 0.49451 | 0 | 0 | 0 | Fail RIM; Fail PCT
[12 empty] | Commercial | Demand Defrost | Y | Warehouse | New | 0.34338 | 0.69403 | 0.49476 | 0 | 0 | 0 | Fail RIM; Fail PCT
[12 empty] | Commercial | Floating Head Pressure Controls | Y | Assembly | Existing | 6.158 | 0.66804 | 9.218 | 0 | 0 | 0 | Fail RIM; Pass PCT
[12 empty] | Commercial | Floating Head Pressure Controls | Y | College and University | Existing | 6.1127 | 0.66388 | 9.2075 | 0 | 0 | 0 | Fail RIM; Pass PCT
[12 empty] | Commercial | Floating Head Pressure Controls | Y | Grocery | Existing | 6.158 | 0.66804 | 9.218 | 0 | 0 | 0 | Fail RIM; Pass PCT
[12 empty] | Commercial | Floating Head Pressure Controls | Y | Healthcare | Existing | 6.1127 | 0.66388 | 9.2075 | 0 | 0 | 0 | Fail RIM; Pass PCT
[12 empty] | Commercial | Floating Head Pressure Controls | Y | Hospitals | Existing | 6.1127 | 0.66388 | 9.2075 | 0 | 0 | 0 | Fail RIM; Pass PCT
[12 empty] | Commercial | Floating Head Pressure Controls | Y | Institutional | Existing | 6.158 | 0.66804 | 9.218 | 0 | 0 | 0 | Fail RIM; Pass PCT
[12 empty] | Commercial | Floating Head Pressure Controls | Y | Lodging/Hospitality | Existing | 6.1127 | 0.66388 | 9.2075 | 0 | 0 | 0 | Fail RIM; Pass PCT
[12 empty] | Commercial | Floating Head Pressure Controls | Y | Miscellaneous | Existing | 6.158 | 0.66804 | 9.218 | 0 | 0 | 0 | Fail RIM; Pass PCT
[12 empty] | Commercial | Floating Head Pressure Controls | Y | Offices | Existing | 6.158 | 0.66804 | 9.218 | 0 | 0 | 0 | Fail RIM; Pass PCT
[12 empty] | Commercial | Floating Head Pressure Controls | Y | Restaurants | Existing | 6.1127 | 0.66388 | 9.2075 | 0 | 0 | 0 | Fail RIM; Pass PCT
[12 empty] | Commercial | Floating Head Pressure Controls | Y | Retail | Existing | 6.158 | 0.66804 | 9.218 | 0 | 0 | 0 | Fail RIM; Pass PCT
[12 empty] | Commercial | Floating Head Pressure Controls | Y | Schools K-12 | Existing | 6.1127 | 0.66388 | 9.2075 | 0 | 0 | 0 | Fail RIM; Pass PCT
[12 empty] | Commercial | Floating Head Pressure Controls | Y | Warehouse | Existing | 6.158 | 0.66804 | 9.218 | 0 | 0 | 0 | Fail RIM; Pass PCT
[12 empty] | Commercial | Floating Head Pressure Controls | Y | Assembly | New | 6.158 | 0.66804 | 9.218 | 0 | 0 | 0 | Fail RIM; Pass PCT
[12 empty] | Commercial | Floating Head Pressure Controls | Y | College and University | New | 6.1127 | 0.66388 | 9.2075 | 0 | 0 | 0 | Fail RIM; Pass PCT
[12 empty] | Commercial | Floating Head Pressure Controls | Y | Grocery | New | 6.158 | 0.66804 | 9.218 | 0 | 0 | 0 | Fail RIM; Pass PCT
[12 empty] | Commercial | Floating Head Pressure Controls | Y | Healthcare | New | 6.1127 | 0.66388 | 9.2075 | 0 | 0 | 0 | Fail RIM; Pass PCT
[12 empty] | Commercial | Floating Head Pressure Controls | Y | Hospitals | New | 6.1127 | 0.66388 | 9.2075 | 0 | 0 | 0 | Fail RIM; Pass PCT
[12 empty] | Commercial | Floating Head Pressure Controls | Y | Institutional | New | 6.158 | 0.66804 | 9.218 | 0 | 0 | 0 | Fail RIM; Pass PCT
[12 empty] | Commercial | Floating Head Pressure Controls | Y | Lodging/Hospitality | New | 6.1127 | 0.66388 | 9.2075 | 0 | 0 | 0 | Fail RIM; Pass PCT
[12 empty] | Commercial | Floating Head Pressure Controls | Y | Miscellaneous | New | 6.158 | 0.66804 | 9.218 | 0 | 0 | 0 | Fail RIM; Pass PCT
[12 empty] | Commercial | Floating Head Pressure Controls | Y | Offices | New | 6.158 | 0.66804 | 9.218 | 0 | 0 | 0 | Fail RIM; Pass PCT
[12 empty] | Commercial | Floating Head Pressure Controls | Y | Restaurants | New | 6.1127 | 0.66388 | 9.2075 | 0 | 0 | 0 | Fail RIM; Pass PCT
[12 empty] | Commercial | Floating Head Pressure Controls | Y | Retail | New | 6.158 | 0.66804 | 9.218 | 0 | 0 | 0 | Fail RIM; Pass PCT
[12 empty] | Commercial | Floating Head Pressure Controls | Y | Schools K-12 | New | 6.1127 | 0.66388 | 9.2075 | 0 | 0 | 0 | Fail RIM; Pass PCT
[12 empty] | Commercial | Floating Head Pressure Controls | Y | Warehouse | New | 6.158 | 0.66804 | 9.218 | 0 | 0 | 0 | Fail RIM; Pass PCT
[12 empty] | Commercial | Freezer-Cooler Replacement Gaskets | Y | Assembly | Existing | 0.356 | 0.57162 | 0.6228 | 0 | 0 | 0 | Fail RIM; Fail PCT
[12 empty] | Commercial | Freezer-Cooler Replacement Gaskets | Y | College and University | Existing | 0.35427 | 0.56933 | 0.62226 | 0 | 0 | 0 | Fail RIM; Fail PCT
[12 empty] | Commercial | Freezer-Cooler Replacement Gaskets | Y | Grocery | Existing | 0.356 | 0.57162 | 0.6228 | 0 | 0 | 0 | Fail RIM; Fail PCT
[12 empty] | Commercial | Freezer-Cooler Replacement Gaskets | Y | Healthcare | Existing | 0.35427 | 0.56933 | 0.62226 | 0 | 0 | 0 | Fail RIM; Fail PCT
[12 empty] | Commercial | Freezer-Cooler Replacement Gaskets | Y | Hospitals | Existing | 0.35427 | 0.56933 | 0.62226 | 0 | 0 | 0 | Fail RIM; Fail PCT
[12 empty] | Commercial | Freezer-Cooler Replacement Gaskets | Y | Institutional | Existing | 0.356 | 0.57162 | 0.6228 | 0 | 0 | 0 | Fail RIM; Fail PCT
[12 empty] | Commercial | Freezer-Cooler Replacement Gaskets | Y | Lodging/Hospitality | Existing | 0.35427 | 0.56933 | 0.62226 | 0 | 0 | 0 | Fail RIM; Fail PCT
[12 empty] | Commercial | Freezer-Cooler Replacement Gaskets | Y | Miscellaneous | Existing | 0.356 | 0.57162 | 0.6228 | 0 | 0 | 0 | Fail RIM; Fail PCT
[12 empty] | Commercial | Freezer-Cooler Replacement Gaskets | Y | Offices | Existing | 0.356 | 0.57162 | 0.6228 | 0 | 0 | 0 | Fail RIM; Fail PCT
[12 empty] | Commercial | Freezer-Cooler Replacement Gaskets | Y | Restaurants | Existing | 0.35427 | 0.56933 | 0.62226 | 0 | 0 | 0 | Fail RIM; Fail PCT
[12 empty] | Commercial | Freezer-Cooler Replacement Gaskets | Y | Retail | Existing | 0.356 | 0.57162 | 0.6228 | 0 | 0 | 0 | Fail RIM; Fail PCT
[12 empty] | Commercial | Freezer-Cooler Replacement Gaskets | Y | Schools K-12 | Existing | 0.35427 | 0.56933 | 0.62226 | 0 | 0 | 0 | Fail RIM; Fail PCT
[12 empty] | Commercial | Freezer-Cooler Replacement Gaskets | Y | Warehouse | Existing | 0.356 | 0.57162 | 0.6228 | 0 | 0 | 0 | Fail RIM; Fail PCT
[12 empty] | Commercial | Freezer-Cooler Replacement Gaskets | Y | Assembly | New | 0 | 0 | 0 | 0 | 0 | 0 | Fail RIM; Fail PCT
[12 empty] | Commercial | Freezer-Cooler Replacement Gaskets | Y | College and University | New | 0 | 0 | 0 | 0 | 0 | 0 | Fail RIM; Fail PCT
[12 empty] | Commercial | Freezer-Cooler Replacement Gaskets | Y | Grocery | New | 0 | 0 | 0 | 0 | 0 | 0 | Fail RIM; Fail PCT
[12 empty] | Commercial | Freezer-Cooler Replacement Gaskets | Y | Healthcare | New | 0 | 0 | 0 | 0 | 0 | 0 | Fail RIM; Fail PCT
[12 empty] | Commercial | Freezer-Cooler Replacement Gaskets | Y | Hospitals | New | 0 | 0 | 0 | 0 | 0 | 0 | Fail RIM; Fail PCT
[12 empty] | Commercial | Freezer-Cooler Replacement Gaskets | Y | Institutional | New | 0 | 0 | 0 | 0 | 0 | 0 | Fail RIM; Fail PCT
[12 empty] | Commercial | Freezer-Cooler Replacement Gaskets | Y | Lodging/Hospitality | New | 0 | 0 | 0 | 0 | 0 | 0 | Fail RIM; Fail PCT
[12 empty] | Commercial | Freezer-Cooler Replacement Gaskets | Y | Miscellaneous | New | 0 | 0 | 0 | 0 | 0 | 0 | Fail RIM; Fail PCT
[12 empty] | Commercial | Freezer-Cooler Replacement Gaskets | Y | Offices | New | 0 | 0 | 0 | 0 | 0 | 0 | Fail RIM; Fail PCT
[12 empty] | Commercial | Freezer-Cooler Replacement Gaskets | Y | Restaurants | New | 0 | 0 | 0 | 0 | 0 | 0 | Fail RIM; Fail PCT
[12 empty] | Commercial | Freezer-Cooler Replacement Gaskets | Y | Retail | New | 0 | 0 | 0 | 0 | 0 | 0 | Fail RIM; Fail PCT
[12 empty] | Commercial | Freezer-Cooler Replacement Gaskets | Y | Schools K-12 | New | 0 | 0 | 0 | 0 | 0 | 0 | Fail RIM; Fail PCT
[12 empty] | Commercial | Freezer-Cooler Replacement Gaskets | Y | Warehouse | New | 0 | 0 | 0 | 0 | 0 | 0 | Fail RIM; Fail PCT
[12 empty] | Commercial | High Efficiency Refrigeration Compressor | Y | Assembly | Existing | 0.41204 | 0.66335 | 0.62115 | 0 | 0 | 0 | Fail RIM; Fail PCT
[12 empty] | Commercial | High Efficiency Refrigeration Compressor | Y | College and University | Existing | 0.41001 | 0.66083 | 0.62044 | 0 | 0 | 0 | Fail RIM; Fail PCT
[12 empty] | Commercial | High Efficiency Refrigeration Compressor | Y | Grocery | Existing | 0.41204 | 0.66335 | 0.62115 | 0 | 0 | 0 | Fail RIM; Fail PCT
[12 empty] | Commercial | High Efficiency Refrigeration Compressor | Y | Healthcare | Existing | 0.41001 | 0.66083 | 0.62044 | 0 | 0 | 0 | Fail RIM; Fail PCT
[12 empty] | Commercial | High Efficiency Refrigeration Compressor | Y | Hospitals | Existing | 0.41001 | 0.66083 | 0.62044 | 0 | 0 | 0 | Fail RIM; Fail PCT
[12 empty] | Commercial | High Efficiency Refrigeration Compressor | Y | Institutional | Existing | 0.41204 | 0.66335 | 0.62115 | 0 | 0 | 0 | Fail RIM; Fail PCT
[12 empty] | Commercial | High Efficiency Refrigeration Compressor | Y | Lodging/Hospitality | Existing | 0.41001 | 0.66083 | 0.62044 | 0 | 0 | 0 | Fail RIM; Fail PCT
[12 empty] | Commercial | High Efficiency Refrigeration Compressor | Y | Miscellaneous | Existing | 0.41204 | 0.66335 | 0.62115 | 0 | 0 | 0 | Fail RIM; Fail PCT
[12 empty] | Commercial | High Efficiency Refrigeration Compressor | Y | Offices | Existing | 0.41204 | 0.66335 | 0.62115 | 0 | 0 | 0 | Fail RIM; Fail PCT
[12 empty] | Commercial | High Efficiency Refrigeration Compressor | Y | Restaurants | Existing | 0.41001 | 0.66083 | 0.62044 | 0 | 0 | 0 | Fail RIM; Fail PCT
[12 empty] | Commercial | High Efficiency Refrigeration Compressor | Y | Retail | Existing | 0.41204 | 0.66335 | 0.62115 | 0 | 0 | 0 | Fail RIM; Fail PCT
[12 empty] | Commercial | High Efficiency Refrigeration Compressor | Y | Schools K-12 | Existing | 0.41001 | 0.66083 | 0.62044 | 0 | 0 | 0 | Fail RIM; Fail PCT
[12 empty] | Commercial | High Efficiency Refrigeration Compressor | Y | Warehouse | Existing | 0.41204 | 0.66335 | 0.62115 | 0 | 0 | 0 | Fail RIM; Fail PCT
[12 empty] | Commercial | High Efficiency Refrigeration Compressor | Y | Assembly | New | 0.41204 | 0.66335 | 0.62115 | 0 | 0 | 0 | Fail RIM; Fail PCT
[12 empty] | Commercial | High Efficiency Refrigeration Compressor | Y | College and University | New | 0.41001 | 0.66083 | 0.62044 | 0 | 0 | 0 | Fail RIM; Fail PCT
[12 empty] | Commercial | High Efficiency Refrigeration Compressor | Y | Grocery | New | 0.41204 | 0.66335 | 0.62115 | 0 | 0 | 0 | Fail RIM; Fail PCT
[12 empty] | Commercial | High Efficiency Refrigeration Compressor | Y | Healthcare | New | 0.41001 | 0.66083 | 0.62044 | 0 | 0 | 0 | Fail RIM; Fail PCT
[12 empty] | Commercial | High Efficiency Refrigeration Compressor | Y | Hospitals | New | 0.41001 | 0.66083 | 0.62044 | 0 | 0 | 0 | Fail RIM; Fail PCT
[12 empty] | Commercial | High Efficiency Refrigeration Compressor | Y | Institutional | New | 0.41204 | 0.66335 | 0.62115 | 0 | 0 | 0 | Fail RIM; Fail PCT
[12 empty] | Commercial | High Efficiency Refrigeration Compressor | Y | Lodging/Hospitality | New | 0.41001 | 0.66083 | 0.62044 | 0 | 0 | 0 | Fail RIM; Fail PCT
[12 empty] | Commercial | High Efficiency Refrigeration Compressor | Y | Miscellaneous | New | 0.41204 | 0.66335 | 0.62115 | 0 | 0 | 0 | Fail RIM; Fail PCT
[12 empty] | Commercial | High Efficiency Refrigeration Compressor | Y | Offices | New | 0.41204 | 0.66335 | 0.62115 | 0 | 0 | 0 | Fail RIM; Fail PCT
[12 empty] | Commercial | High Efficiency Refrigeration Compressor | Y | Restaurants | New | 0.41001 | 0.66083 | 0.62044 | 0 | 0 | 0 | Fail RIM; Fail PCT
[12 empty] | Commercial | High Efficiency Refrigeration Compressor | Y | Retail | New | 0.41204 | 0.66335 | 0.62115 | 0 | 0 | 0 | Fail RIM; Fail PCT
[12 empty] | Commercial | High Efficiency Refrigeration Compressor | Y | Schools K-12 | New | 0.41001 | 0.66083 | 0.62044 | 0 | 0 | 0 | Fail RIM; Fail PCT
[12 empty] | Commercial | High Efficiency Refrigeration Compressor | Y | Warehouse | New | 0.41204 | 0.66335 | 0.62115 | 0 | 0 | 0 | Fail RIM; Fail PCT
[12 empty] | Commercial | High R-Value Glass Doors | Y | Assembly | Existing | 0.28483 | 0.66871 | 0.42595 | 0 | 0 | 0 | Fail RIM; Fail PCT
[12 empty] | Commercial | High R-Value Glass Doors | Y | College and University | Existing | 0.28029 | 0.65862 | 0.42557 | 0 | 0 | 0 | Fail RIM; Fail PCT
[12 empty] | Commercial | High R-Value Glass Doors | Y | Grocery | Existing | 0.28483 | 0.66871 | 0.42595 | 0 | 0 | 0 | Fail RIM; Fail PCT
[12 empty] | Commercial | High R-Value Glass Doors | Y | Healthcare | Existing | 0.28029 | 0.65862 | 0.42557 | 0 | 0 | 0 | Fail RIM; Fail PCT
[12 empty] | Commercial | High R-Value Glass Doors | Y | Hospitals | Existing | 0.28029 | 0.65862 | 0.42557 | 0 | 0 | 0 | Fail RIM; Fail PCT
[12 empty] | Commercial | High R-Value Glass Doors | Y | Institutional | Existing | 0.28483 | 0.66871 | 0.42595 | 0 | 0 | 0 | Fail RIM; Fail PCT
[12 empty] | Commercial | High R-Value Glass Doors | Y | Lodging/Hospitality | Existing | 0.28029 | 0.65862 | 0.42557 | 0 | 0 | 0 | Fail RIM; Fail PCT
[12 empty] | Commercial | High R-Value Glass Doors | Y | Miscellaneous | Existing | 0.28483 | 0.66871 | 0.42595 | 0 | 0 | 0 | Fail RIM; Fail PCT
[12 empty] | Commercial | High R-Value Glass Doors | Y | Offices | Existing | 0.28483 | 0.66871 | 0.42595 | 0 | 0 | 0 | Fail RIM; Fail PCT
[12 empty] | Commercial | High R-Value Glass Doors | Y | Restaurants | Existing | 0.28029 | 0.65862 | 0.42557 | 0 | 0 | 0 | Fail RIM; Fail PCT
[12 empty] | Commercial | High R-Value Glass Doors | Y | Retail | Existing | 0.28483 | 0.66871 | 0.42595 | 0 | 0 | 0 | Fail RIM; Fail PCT
[12 empty] | Commercial | High R-Value Glass Doors | Y | Schools K-12 | Existing | 0.28029 | 0.65862 | 0.42557 | 0 | 0 | 0 | Fail RIM; Fail PCT
[12 empty] | Commercial | High R-Value Glass Doors | Y | Warehouse | Existing | 0.28483 | 0.66871 | 0.42595 | 0 | 0 | 0 | Fail RIM; Fail PCT
[12 empty] | Commercial | High R-Value Glass Doors | Y | Assembly | New | 0 | 0 | 0 | 0 | 0 | 0 | Fail RIM; Fail PCT
[12 empty] | Commercial | High R-Value Glass Doors | Y | College and University | New | 0 | 0 | 0 | 0 | 0 | 0 | Fail RIM; Fail PCT
[12 empty] | Commercial | High R-Value Glass Doors | Y | Grocery | New | 0 | 0 | 0 | 0 | 0 | 0 | Fail RIM; Fail PCT
[12 empty] | Commercial | High R-Value Glass Doors | Y | Healthcare | New | 0 | 0 | 0 | 0 | 0 | 0 | Fail RIM; Fail PCT
[12 empty] | Commercial | High R-Value Glass Doors | Y | Hospitals | New | 0 | 0 | 0 | 0 | 0 | 0 | Fail RIM; Fail PCT
[12 empty] | Commercial | High R-Value Glass Doors | Y | Institutional | New | 0 | 0 | 0 | 0 | 0 | 0 | Fail RIM; Fail PCT
[12 empty] | Commercial | High R-Value Glass Doors | Y | Lodging/Hospitality | New | 0 | 0 | 0 | 0 | 0 | 0 | Fail RIM; Fail PCT
[12 empty] | Commercial | High R-Value Glass Doors | Y | Miscellaneous | New | 0 | 0 | 0 | 0 | 0 | 0 | Fail RIM; Fail PCT
[12 empty] | Commercial | High R-Value Glass Doors | Y | Offices | New | 0 | 0 | 0 | 0 | 0 | 0 | Fail RIM; Fail PCT
[12 empty] | Commercial | High R-Value Glass Doors | Y | Restaurants | New | 0 | 0 | 0 | 0 | 0 | 0 | Fail RIM; Fail PCT
[12 empty] | Commercial | High R-Value Glass Doors | Y | Retail | New | 0 | 0 | 0 | 0 | 0 | 0 | Fail RIM; Fail PCT
[12 empty] | Commercial | High R-Value Glass Doors | Y | Schools K-12 | New | 0 | 0 | 0 | 0 | 0 | 0 | Fail RIM; Fail PCT
[12 empty] | Commercial | High R-Value Glass Doors | Y | Warehouse | New | 0 | 0 | 0 | 0 | 0 | 0 | Fail RIM; Fail PCT
[12 empty] | Commercial | Night Covers for Display Cases | Y | Assembly | Existing | 0.039026 | 0.57308 | 0.068099 | 0 | 0 | 0 | Fail RIM; Fail PCT
[12 empty] | Commercial | Night Covers for Display Cases | Y | College and University | Existing | 0.039026 | 0.57308 | 0.068099 | 0 | 0 | 0 | Fail RIM; Fail PCT
[12 empty] | Commercial | Night Covers for Display Cases | Y | Grocery | Existing | 0.039026 | 0.57308 | 0.068099 | 0 | 0 | 0 | Fail RIM; Fail PCT
[12 empty] | Commercial | Night Covers for Display Cases | Y | Healthcare | Existing | 0.039026 | 0.57308 | 0.068099 | 0 | 0 | 0 | Fail RIM; Fail PCT
[12 empty] | Commercial | Night Covers for Display Cases | Y | Hospitals | Existing | 0.039026 | 0.57308 | 0.068099 | 0 | 0 | 0 | Fail RIM; Fail PCT
[12 empty] | Commercial | Night Covers for Display Cases | Y | Institutional | Existing | 0.039026 | 0.57308 | 0.068099 | 0 | 0 | 0 | Fail RIM; Fail PCT
[12 empty] | Commercial | Night Covers for Display Cases | Y | Lodging/Hospitality | Existing | 0.039026 | 0.57308 | 0.068099 | 0 | 0 | 0 | Fail RIM; Fail PCT
[12 empty] | Commercial | Night Covers for Display Cases | Y | Miscellaneous | Existing | 0.039026 | 0.57308 | 0.068099 | 0 | 0 | 0 | Fail RIM; Fail PCT
[12 empty] | Commercial | Night Covers for Display Cases | Y | Offices | Existing | 0.039026 | 0.57308 | 0.068099 | 0 | 0 | 0 | Fail RIM; Fail PCT
[12 empty] | Commercial | Night Covers for Display Cases | Y | Restaurants | Existing | 0.039026 | 0.57308 | 0.068099 | 0 | 0 | 0 | Fail RIM; Fail PCT
[12 empty] | Commercial | Night Covers for Display Cases | Y | Retail | Existing | 0.039026 | 0.57308 | 0.068099 | 0 | 0 | 0 | Fail RIM; Fail PCT
[12 empty] | Commercial | Night Covers for Display Cases | Y | Schools K-12 | Existing | 0.039026 | 0.57308 | 0.068099 | 0 | 0 | 0 | Fail RIM; Fail PCT
[12 empty] | Commercial | Night Covers for Display Cases | Y | Warehouse | Existing | 0.039026 | 0.57308 | 0.068099 | 0 | 0 | 0 | Fail RIM; Fail PCT
[12 empty] | Commercial | Night Covers for Display Cases | Y | Assembly | New | 0.039026 | 0.57308 | 0.068099 | 0 | 0 | 0 | Fail RIM; Fail PCT
[12 empty] | Commercial | Night Covers for Display Cases | Y | College and University | New | 0.039026 | 0.57308 | 0.068099 | 0 | 0 | 0 | Fail RIM; Fail PCT
[12 empty] | Commercial | Night Covers for Display Cases | Y | Grocery | New | 0.039026 | 0.57308 | 0.068099 | 0 | 0 | 0 | Fail RIM; Fail PCT
[12 empty] | Commercial | Night Covers for Display Cases | Y | Healthcare | New | 0.039026 | 0.57308 | 0.068099 | 0 | 0 | 0 | Fail RIM; Fail PCT
[12 empty] | Commercial | Night Covers for Display Cases | Y | Hospitals | New | 0.039026 | 0.57308 | 0.068099 | 0 | 0 | 0 | Fail RIM; Fail PCT
[12 empty] | Commercial | Night Covers for Display Cases | Y | Institutional | New | 0.039026 | 0.57308 | 0.068099 | 0 | 0 | 0 | Fail RIM; Fail PCT
[12 empty] | Commercial | Night Covers for Display Cases | Y | Lodging/Hospitality | New | 0.039026 | 0.57308 | 0.068099 | 0 | 0 | 0 | Fail RIM; Fail PCT
[12 empty] | Commercial | Night Covers for Display Cases | Y | Miscellaneous | New | 0.039026 | 0.57308 | 0.068099 | 0 | 0 | 0 | Fail RIM; Fail PCT
[12 empty] | Commercial | Night Covers for Display Cases | Y | Offices | New | 0.039026 | 0.57308 | 0.068099 | 0 | 0 | 0 | Fail RIM; Fail PCT
[12 empty] | Commercial | Night Covers for Display Cases | Y | Restaurants | New | 0.039026 | 0.57308 | 0.068099 | 0 | 0 | 0 | Fail RIM; Fail PCT
[12 empty] | Commercial | Night Covers for Display Cases | Y | Retail | New | 0.039026 | 0.57308 | 0.068099 | 0 | 0 | 0 | Fail RIM; Fail PCT
[12 empty] | Commercial | Night Covers for Display Cases | Y | Schools K-12 | New | 0.039026 | 0.57308 | 0.068099 | 0 | 0 | 0 | Fail RIM; Fail PCT
[12 empty] | Commercial | Night Covers for Display Cases | Y | Warehouse | New | 0.039026 | 0.57308 | 0.068099 | 0 | 0 | 0 | Fail RIM; Fail PCT
[12 empty] | Commercial | PSC to ECM Evaporator Fan Motor (Reach-In) | Y | Assembly | Existing | 2.1933 | 0.68739 | 3.1907 | 0 | 0 | 0 | Fail RIM; Pass PCT
[12 empty] | Commercial | PSC to ECM Evaporator Fan Motor (Reach-In) | Y | College and University | Existing | 2.1172 | 0.66388 | 3.1891 | 0 | 0 | 0 | Fail RIM; Pass PCT
[12 empty] | Commercial | PSC to ECM Evaporator Fan Motor (Reach-In) | Y | Grocery | Existing | 2.1933 | 0.68739 | 3.1907 | 0 | 0 | 0 | Fail RIM; Pass PCT
[12 empty] | Commercial | PSC to ECM Evaporator Fan Motor (Reach-In) | Y | Healthcare | Existing | 2.1172 | 0.66388 | 3.1891 | 0 | 0 | 0 | Fail RIM; Pass PCT
[12 empty] | Commercial | PSC to ECM Evaporator Fan Motor (Reach-In) | Y | Hospitals | Existing | 2.1172 | 0.66388 | 3.1891 | 0 | 0 | 0 | Fail RIM; Pass PCT
[12 empty] | Commercial | PSC to ECM Evaporator Fan Motor (Reach-In) | Y | Institutional | Existing | 2.1933 | 0.68739 | 3.1907 | 0 | 0 | 0 | Fail RIM; Pass PCT
[12 empty] | Commercial | PSC to ECM Evaporator Fan Motor (Reach-In) | Y | Lodging/Hospitality | Existing | 2.1172 | 0.66388 | 3.1891 | 0 | 0 | 0 | Fail RIM; Pass PCT
[12 empty] | Commercial | PSC to ECM Evaporator Fan Motor (Reach-In) | Y | Miscellaneous | Existing | 2.1933 | 0.68739 | 3.1907 | 0 | 0 | 0 | Fail RIM; Pass PCT
[12 empty] | Commercial | PSC to ECM Evaporator Fan Motor (Reach-In) | Y | Offices | Existing | 2.1933 | 0.68739 | 3.1907 | 0 | 0 | 0 | Fail RIM; Pass PCT
[12 empty] | Commercial | PSC to ECM Evaporator Fan Motor (Reach-In) | Y | Restaurants | Existing | 2.1172 | 0.66388 | 3.1891 | 0 | 0 | 0 | Fail RIM; Pass PCT
[12 empty] | Commercial | PSC to ECM Evaporator Fan Motor (Reach-In) | Y | Retail | Existing | 2.1933 | 0.68739 | 3.1907 | 0 | 0 | 0 | Fail RIM; Pass PCT
[12 empty] | Commercial | PSC to ECM Evaporator Fan Motor (Reach-In) | Y | Schools K-12 | Existing | 2.1172 | 0.66388 | 3.1891 | 0 | 0 | 0 | Fail RIM; Pass PCT
[12 empty] | Commercial | PSC to ECM Evaporator Fan Motor (Reach-In) | Y | Warehouse | Existing | 2.1933 | 0.68739 | 3.1907 | 0 | 0 | 0 | Fail RIM; Pass PCT
[12 empty] | Commercial | PSC to ECM Evaporator Fan Motor (Reach-In) | Y | Assembly | New | 2.1933 | 0.68739 | 3.1907 | 0 | 0 | 0 | Fail RIM; Pass PCT
[12 empty] | Commercial | PSC to ECM Evaporator Fan Motor (Reach-In) | Y | College and University | New | 2.1172 | 0.66388 | 3.1891 | 0 | 0 | 0 | Fail RIM; Pass PCT
[12 empty] | Commercial | PSC to ECM Evaporator Fan Motor (Reach-In) | Y | Grocery | New | 2.1933 | 0.68739 | 3.1907 | 0 | 0 | 0 | Fail RIM; Pass PCT
[12 empty] | Commercial | PSC to ECM Evaporator Fan Motor (Reach-In) | Y | Healthcare | New | 2.1172 | 0.66388 | 3.1891 | 0 | 0 | 0 | Fail RIM; Pass PCT
[12 empty] | Commercial | PSC to ECM Evaporator Fan Motor (Reach-In) | Y | Hospitals | New | 2.1172 | 0.66388 | 3.1891 | 0 | 0 | 0 | Fail RIM; Pass PCT
[12 empty] | Commercial | PSC to ECM Evaporator Fan Motor (Reach-In) | Y | Institutional | New | 2.1933 | 0.68739 | 3.1907 | 0 | 0 | 0 | Fail RIM; Pass PCT
[12 empty] | Commercial | PSC to ECM Evaporator Fan Motor (Reach-In) | Y | Lodging/Hospitality | New | 2.1172 | 0.66388 | 3.1891 | 0 | 0 | 0 | Fail RIM; Pass PCT
[12 empty] | Commercial | PSC to ECM Evaporator Fan Motor (Reach-In) | Y | Miscellaneous | New | 2.1933 | 0.68739 | 3.1907 | 0 | 0 | 0 | Fail RIM; Pass PCT
[12 empty] | Commercial | PSC to ECM Evaporator Fan Motor (Reach-In) | Y | Offices | New | 2.1933 | 0.68739 | 3.1907 | 0 | 0 | 0 | Fail RIM; Pass PCT
[12 empty] | Commercial | PSC to ECM Evaporator Fan Motor (Reach-In) | Y | Restaurants | New | 2.1172 | 0.66388 | 3.1891 | 0 | 0 | 0 | Fail RIM; Pass PCT
[12 empty] | Commercial | PSC to ECM Evaporator Fan Motor (Reach-In) | Y | Retail | New | 2.1933 | 0.68739 | 3.1907 | 0 | 0 | 0 | Fail RIM; Pass PCT
[12 empty] | Commercial | PSC to ECM Evaporator Fan Motor (Reach-In) | Y | Schools K-12 | New | 2.1172 | 0.66388 | 3.1891 | 0 | 0 | 0 | Fail RIM; Pass PCT
[12 empty] | Commercial | PSC to ECM Evaporator Fan Motor (Reach-In) | Y | Warehouse | New | 2.1933 | 0.68739 | 3.1907 | 0 | 0 | 0 | Fail RIM; Pass PCT
[12 empty] | Commercial | PSC to ECM Evaporator Fan Motor (Walk-In, Refrigerator) | Y | Assembly | Existing | 1.4234 | 0.68739 | 2.0708 | 0 | 0 | 0 | Fail RIM; Pass PCT
[12 empty] | Commercial | PSC to ECM Evaporator Fan Motor (Walk-In, Refrigerator) | Y | College and University | Existing | 1.374 | 0.66388 | 2.0697 | 0 | 0 | 0 | Fail RIM; Pass PCT
[12 empty] | Commercial | PSC to ECM Evaporator Fan Motor (Walk-In, Refrigerator) | Y | Grocery | Existing | 1.4234 | 0.68739 | 2.0708 | 0 | 0 | 0 | Fail RIM; Pass PCT
[12 empty] | Commercial | PSC to ECM Evaporator Fan Motor (Walk-In, Refrigerator) | Y | Healthcare | Existing | 1.374 | 0.66388 | 2.0697 | 0 | 0 | 0 | Fail RIM; Pass PCT
[12 empty] | Commercial | PSC to ECM Evaporator Fan Motor (Walk-In, Refrigerator) | Y | Hospitals | Existing | 1.374 | 0.66388 | 2.0697 | 0 | 0 | 0 | Fail RIM; Pass PCT
[12 empty] | Commercial | PSC to ECM Evaporator Fan Motor (Walk-In, Refrigerator) | Y | Institutional | Existing | 1.4234 | 0.68739 | 2.0708 | 0 | 0 | 0 | Fail RIM; Pass PCT
[12 empty] | Commercial | PSC to ECM Evaporator Fan Motor (Walk-In, Refrigerator) | Y | Lodging/Hospitality | Existing | 1.374 | 0.66388 | 2.0697 | 0 | 0 | 0 | Fail RIM; Pass PCT
[12 empty] | Commercial | PSC to ECM Evaporator Fan Motor (Walk-In, Refrigerator) | Y | Miscellaneous | Existing | 1.4234 | 0.68739 | 2.0708 | 0 | 0 | 0 | Fail RIM; Pass PCT
[12 empty] | Commercial | PSC to ECM Evaporator Fan Motor (Walk-In, Refrigerator) | Y | Offices | Existing | 1.4234 | 0.68739 | 2.0708 | 0 | 0 | 0 | Fail RIM; Pass PCT
[12 empty] | Commercial | PSC to ECM Evaporator Fan Motor (Walk-In, Refrigerator) | Y | Restaurants | Existing | 1.374 | 0.66388 | 2.0697 | 0 | 0 | 0 | Fail RIM; Pass PCT
[12 empty] | Commercial | PSC to ECM Evaporator Fan Motor (Walk-In, Refrigerator) | Y | Retail | Existing | 1.4234 | 0.68739 | 2.0708 | 0 | 0 | 0 | Fail RIM; Pass PCT
[12 empty] | Commercial | PSC to ECM Evaporator Fan Motor (Walk-In, Refrigerator) | Y | Schools K-12 | Existing | 1.374 | 0.66388 | 2.0697 | 0 | 0 | 0 | Fail RIM; Pass PCT
[12 empty] | Commercial | PSC to ECM Evaporator Fan Motor (Walk-In, Refrigerator) | Y | Warehouse | Existing | 1.4234 | 0.68739 | 2.0708 | 0 | 0 | 0 | Fail RIM; Pass PCT
[12 empty] | Commercial | PSC to ECM Evaporator Fan Motor (Walk-In, Refrigerator) | Y | Assembly | New | 1.4234 | 0.68739 | 2.0708 | 0 | 0 | 0 | Fail RIM; Pass PCT
[12 empty] | Commercial | PSC to ECM Evaporator Fan Motor (Walk-In, Refrigerator) | Y | College and University | New | 1.374 | 0.66388 | 2.0697 | 0 | 0 | 0 | Fail RIM; Pass PCT
[12 empty] | Commercial | PSC to ECM Evaporator Fan Motor (Walk-In, Refrigerator) | Y | Grocery | New | 1.4234 | 0.68739 | 2.0708 | 0 | 0 | 0 | Fail RIM; Pass PCT
[12 empty] | Commercial | PSC to ECM Evaporator Fan Motor (Walk-In, Refrigerator) | Y | Healthcare | New | 1.374 | 0.66388 | 2.0697 | 0 | 0 | 0 | Fail RIM; Pass PCT
[12 empty] | Commercial | PSC to ECM Evaporator Fan Motor (Walk-In, Refrigerator) | Y | Hospitals | New | 1.374 | 0.66388 | 2.0697 | 0 | 0 | 0 | Fail RIM; Pass PCT
[12 empty] | Commercial | PSC to ECM Evaporator Fan Motor (Walk-In, Refrigerator) | Y | Institutional | New | 1.4234 | 0.68739 | 2.0708 | 0 | 0 | 0 | Fail RIM; Pass PCT
[12 empty] | Commercial | PSC to ECM Evaporator Fan Motor (Walk-In, Refrigerator) | Y | Lodging/Hospitality | New | 1.374 | 0.66388 | 2.0697 | 0 | 0 | 0 | Fail RIM; Pass PCT
[12 empty] | Commercial | PSC to ECM Evaporator Fan Motor (Walk-In, Refrigerator) | Y | Miscellaneous | New | 1.4234 | 0.68739 | 2.0708 | 0 | 0 | 0 | Fail RIM; Pass PCT
[12 empty] | Commercial | PSC to ECM Evaporator Fan Motor (Walk-In, Refrigerator) | Y | Offices | New | 1.4234 | 0.68739 | 2.0708 | 0 | 0 | 0 | Fail RIM; Pass PCT
[12 empty] | Commercial | PSC to ECM Evaporator Fan Motor (Walk-In, Refrigerator) | Y | Restaurants | New | 1.374 | 0.66388 | 2.0697 | 0 | 0 | 0 | Fail RIM; Pass PCT
[12 empty] | Commercial | PSC to ECM Evaporator Fan Motor (Walk-In, Refrigerator) | Y | Retail | New | 1.4234 | 0.68739 | 2.0708 | 0 | 0 | 0 | Fail RIM; Pass PCT
[12 empty] | Commercial | PSC to ECM Evaporator Fan Motor (Walk-In, Refrigerator) | Y | Schools K-12 | New | 1.374 | 0.66388 | 2.0697 | 0 | 0 | 0 | Fail RIM; Pass PCT
[12 empty] | Commercial | PSC to ECM Evaporator Fan Motor (Walk-In, Refrigerator) | Y | Warehouse | New | 1.4234 | 0.68739 | 2.0708 | 0 | 0 | 0 | Fail RIM; Pass PCT
[12 empty] | Commercial | Refrigerated Display Case Lighting Controls | Y | Assembly | Existing | 0.28419 | 0.6875 | 0.41338 | 0 | 0 | 0 | Fail RIM; Fail PCT
[12 empty] | Commercial | Refrigerated Display Case Lighting Controls | Y | College and University | Existing | 0.28419 | 0.6875 | 0.41338 | 0 | 0 | 0 | Fail RIM; Fail PCT
[12 empty] | Commercial | Refrigerated Display Case Lighting Controls | Y | Grocery | Existing | 0.28419 | 0.6875 | 0.41338 | 0 | 0 | 0 | Fail RIM; Fail PCT
[12 empty] | Commercial | Refrigerated Display Case Lighting Controls | Y | Healthcare | Existing | 0.28419 | 0.6875 | 0.41338 | 0 | 0 | 0 | Fail RIM; Fail PCT
[12 empty] | Commercial | Refrigerated Display Case Lighting Controls | Y | Hospitals | Existing | 0.28419 | 0.6875 | 0.41338 | 0 | 0 | 0 | Fail RIM; Fail PCT
[12 empty] | Commercial | Refrigerated Display Case Lighting Controls | Y | Institutional | Existing | 0.28419 | 0.6875 | 0.41338 | 0 | 0 | 0 | Fail RIM; Fail PCT
[12 empty] | Commercial | Refrigerated Display Case Lighting Controls | Y | Lodging/Hospitality | Existing | 0.28419 | 0.6875 | 0.41338 | 0 | 0 | 0 | Fail RIM; Fail PCT
[12 empty] | Commercial | Refrigerated Display Case Lighting Controls | Y | Miscellaneous | Existing | 0.28419 | 0.6875 | 0.41338 | 0 | 0 | 0 | Fail RIM; Fail PCT
[12 empty] | Commercial | Refrigerated Display Case Lighting Controls | Y | Offices | Existing | 0.28419 | 0.6875 | 0.41338 | 0 | 0 | 0 | Fail RIM; Fail PCT
[12 empty] | Commercial | Refrigerated Display Case Lighting Controls | Y | Restaurants | Existing | 0.28419 | 0.6875 | 0.41338 | 0 | 0 | 0 | Fail RIM; Fail PCT
[12 empty] | Commercial | Refrigerated Display Case Lighting Controls | Y | Retail | Existing | 0.28419 | 0.6875 | 0.41338 | 0 | 0 | 0 | Fail RIM; Fail PCT
[12 empty] | Commercial | Refrigerated Display Case Lighting Controls | Y | Schools K-12 | Existing | 0.28419 | 0.6875 | 0.41338 | 0 | 0 | 0 | Fail RIM; Fail PCT
[12 empty] | Commercial | Refrigerated Display Case Lighting Controls | Y | Warehouse | Existing | 0.28419 | 0.6875 | 0.41338 | 0 | 0 | 0 | Fail RIM; Fail PCT
[12 empty] | Commercial | Refrigerated Display Case Lighting Controls | Y | Assembly | New | 0.10546 | 0.6875 | 0.1534 | 0 | 0 | 0 | Fail RIM; Fail PCT
[12 empty] | Commercial | Refrigerated Display Case Lighting Controls | Y | College and University | New | 0.10546 | 0.6875 | 0.1534 | 0 | 0 | 0 | Fail RIM; Fail PCT
[12 empty] | Commercial | Refrigerated Display Case Lighting Controls | Y | Grocery | New | 0.10546 | 0.6875 | 0.1534 | 0 | 0 | 0 | Fail RIM; Fail PCT
[12 empty] | Commercial | Refrigerated Display Case Lighting Controls | Y | Healthcare | New | 0.10546 | 0.6875 | 0.1534 | 0 | 0 | 0 | Fail RIM; Fail PCT
[12 empty] | Commercial | Refrigerated Display Case Lighting Controls | Y | Hospitals | New | 0.10546 | 0.6875 | 0.1534 | 0 | 0 | 0 | Fail RIM; Fail PCT
[12 empty] | Commercial | Refrigerated Display Case Lighting Controls | Y | Institutional | New | 0.10546 | 0.6875 | 0.1534 | 0 | 0 | 0 | Fail RIM; Fail PCT
[12 empty] | Commercial | Refrigerated Display Case Lighting Controls | Y | Lodging/Hospitality | New | 0.10546 | 0.6875 | 0.1534 | 0 | 0 | 0 | Fail RIM; Fail PCT
[12 empty] | Commercial | Refrigerated Display Case Lighting Controls | Y | Miscellaneous | New | 0.10546 | 0.6875 | 0.1534 | 0 | 0 | 0 | Fail RIM; Fail PCT
[12 empty] | Commercial | Refrigerated Display Case Lighting Controls | Y | Offices | New | 0.10546 | 0.6875 | 0.1534 | 0 | 0 | 0 | Fail RIM; Fail PCT
[12 empty] | Commercial | Refrigerated Display Case Lighting Controls | Y | Restaurants | New | 0.10546 | 0.6875 | 0.1534 | 0 | 0 | 0 | Fail RIM; Fail PCT
[12 empty] | Commercial | Refrigerated Display Case Lighting Controls | Y | Retail | New | 0.10546 | 0.6875 | 0.1534 | 0 | 0 | 0 | Fail RIM; Fail PCT
[12 empty] | Commercial | Refrigerated Display Case Lighting Controls | Y | Schools K-12 | New | 0.10546 | 0.6875 | 0.1534 | 0 | 0 | 0 | Fail RIM; Fail PCT
[12 empty] | Commercial | Refrigerated Display Case Lighting Controls | Y | Warehouse | New | 0.10546 | 0.6875 | 0.1534 | 0 | 0 | 0 | Fail RIM; Fail PCT
[12 empty] | Commercial | Strip Curtains for Walk-ins | Y | Assembly | Existing | 0.43196 | 0.57242 | 0.75463 | 0 | 0 | 0 | Fail RIM; Fail PCT
[12 empty] | Commercial | Strip Curtains for Walk-ins | Y | College and University | Existing | 0.42929 | 0.56933 | 0.75402 | 0 | 0 | 0 | Fail RIM; Fail PCT
[12 empty] | Commercial | Strip Curtains for Walk-ins | Y | Grocery | Existing | 0.43196 | 0.57242 | 0.75463 | 0 | 0 | 0 | Fail RIM; Fail PCT
[12 empty] | Commercial | Strip Curtains for Walk-ins | Y | Healthcare | Existing | 0.42929 | 0.56933 | 0.75402 | 0 | 0 | 0 | Fail RIM; Fail PCT
[12 empty] | Commercial | Strip Curtains for Walk-ins | Y | Hospitals | Existing | 0.42929 | 0.56933 | 0.75402 | 0 | 0 | 0 | Fail RIM; Fail PCT
[12 empty] | Commercial | Strip Curtains for Walk-ins | Y | Institutional | Existing | 0.43196 | 0.57242 | 0.75463 | 0 | 0 | 0 | Fail RIM; Fail PCT
[12 empty] | Commercial | Strip Curtains for Walk-ins | Y | Lodging/Hospitality | Existing | 0.42929 | 0.56933 | 0.75402 | 0 | 0 | 0 | Fail RIM; Fail PCT
[12 empty] | Commercial | Strip Curtains for Walk-ins | Y | Miscellaneous | Existing | 0.43196 | 0.57242 | 0.75463 | 0 | 0 | 0 | Fail RIM; Fail PCT
[12 empty] | Commercial | Strip Curtains for Walk-ins | Y | Offices | Existing | 0.43196 | 0.57242 | 0.75463 | 0 | 0 | 0 | Fail RIM; Fail PCT
[12 empty] | Commercial | Strip Curtains for Walk-ins | Y | Restaurants | Existing | 0.42929 | 0.56933 | 0.75402 | 0 | 0 | 0 | Fail RIM; Fail PCT
[12 empty] | Commercial | Strip Curtains for Walk-ins | Y | Retail | Existing | 0.43196 | 0.57242 | 0.75463 | 0 | 0 | 0 | Fail RIM; Fail PCT
[12 empty] | Commercial | Strip Curtains for Walk-ins | Y | Schools K-12 | Existing | 0.42929 | 0.56933 | 0.75402 | 0 | 0 | 0 | Fail RIM; Fail PCT
[12 empty] | Commercial | Strip Curtains for Walk-ins | Y | Warehouse | Existing | 0.43196 | 0.57242 | 0.75463 | 0 | 0 | 0 | Fail RIM; Fail PCT
[12 empty] | Commercial | Strip Curtains for Walk-ins | Y | Assembly | New | 0.43196 | 0.57242 | 0.75463 | 0 | 0 | 0 | Fail RIM; Fail PCT
[12 empty] | Commercial | Strip Curtains for Walk-ins | Y | College and University | New | 0.42929 | 0.56933 | 0.75402 | 0 | 0 | 0 | Fail RIM; Fail PCT
[12 empty] | Commercial | Strip Curtains for Walk-ins | Y | Grocery | New | 0.43196 | 0.57242 | 0.75463 | 0 | 0 | 0 | Fail RIM; Fail PCT
[12 empty] | Commercial | Strip Curtains for Walk-ins | Y | Healthcare | New | 0.42929 | 0.56933 | 0.75402 | 0 | 0 | 0 | Fail RIM; Fail PCT
[12 empty] | Commercial | Strip Curtains for Walk-ins | Y | Hospitals | New | 0.42929 | 0.56933 | 0.75402 | 0 | 0 | 0 | Fail RIM; Fail PCT
[12 empty] | Commercial | Strip Curtains for Walk-ins | Y | Institutional | New | 0.43196 | 0.57242 | 0.75463 | 0 | 0 | 0 | Fail RIM; Fail PCT
[12 empty] | Commercial | Strip Curtains for Walk-ins | Y | Lodging/Hospitality | New | 0.42929 | 0.56933 | 0.75402 | 0 | 0 | 0 | Fail RIM; Fail PCT
[12 empty] | Commercial | Strip Curtains for Walk-ins | Y | Miscellaneous | New | 0.43196 | 0.57242 | 0.75463 | 0 | 0 | 0 | Fail RIM; Fail PCT
[12 empty] | Commercial | Strip Curtains for Walk-ins | Y | Offices | New | 0.43196 | 0.57242 | 0.75463 | 0 | 0 | 0 | Fail RIM; Fail PCT
[12 empty] | Commercial | Strip Curtains for Walk-ins | Y | Restaurants | New | 0.42929 | 0.56933 | 0.75402 | 0 | 0 | 0 | Fail RIM; Fail PCT
[12 empty] | Commercial | Strip Curtains for Walk-ins | Y | Retail | New | 0.43196 | 0.57242 | 0.75463 | 0 | 0 | 0 | Fail RIM; Fail PCT
[12 empty] | Commercial | Strip Curtains for Walk-ins | Y | Schools K-12 | New | 0.42929 | 0.56933 | 0.75402 | 0 | 0 | 0 | Fail RIM; Fail PCT
[12 empty] | Commercial | Strip Curtains for Walk-ins | Y | Warehouse | New | 0.43196 | 0.57242 | 0.75463 | 0 | 0 | 0 | Fail RIM; Fail PCT
[12 empty] | Commercial | CO Sensors for Parking Garage Exhaust | Y | Assembly | Existing | 5.8022 | 0.63444 | 9.1454 | 0 | 0 | 0 | Fail RIM; Pass PCT
[12 empty] | Commercial | CO Sensors for Parking Garage Exhaust | Y | College and University | Existing | 5.8022 | 0.63444 | 9.1454 | 0 | 0 | 0 | Fail RIM; Pass PCT
[12 empty] | Commercial | CO Sensors for Parking Garage Exhaust | Y | Grocery | Existing | 5.8022 | 0.63444 | 9.1454 | 0 | 0 | 0 | Fail RIM; Pass PCT
[12 empty] | Commercial | CO Sensors for Parking Garage Exhaust | Y | Healthcare | Existing | 5.8022 | 0.63444 | 9.1454 | 0 | 0 | 0 | Fail RIM; Pass PCT
[12 empty] | Commercial | CO Sensors for Parking Garage Exhaust | Y | Hospitals | Existing | 5.8022 | 0.63444 | 9.1454 | 0 | 0 | 0 | Fail RIM; Pass PCT
[12 empty] | Commercial | CO Sensors for Parking Garage Exhaust | Y | Institutional | Existing | 5.8022 | 0.63444 | 9.1454 | 0 | 0 | 0 | Fail RIM; Pass PCT
[12 empty] | Commercial | CO Sensors for Parking Garage Exhaust | Y | Lodging/Hospitality | Existing | 5.8022 | 0.63444 | 9.1454 | 0 | 0 | 0 | Fail RIM; Pass PCT
[12 empty] | Commercial | CO Sensors for Parking Garage Exhaust | Y | Miscellaneous | Existing | 5.8022 | 0.63444 | 9.1454 | 0 | 0 | 0 | Fail RIM; Pass PCT
[12 empty] | Commercial | CO Sensors for Parking Garage Exhaust | Y | Offices | Existing | 5.8022 | 0.63444 | 9.1454 | 0 | 0 | 0 | Fail RIM; Pass PCT
[12 empty] | Commercial | CO Sensors for Parking Garage Exhaust | Y | Restaurants | Existing | 5.8022 | 0.63444 | 9.1454 | 0 | 0 | 0 | Fail RIM; Pass PCT
[12 empty] | Commercial | CO Sensors for Parking Garage Exhaust | Y | Retail | Existing | 5.8022 | 0.63444 | 9.1454 | 0 | 0 | 0 | Fail RIM; Pass PCT
[12 empty] | Commercial | CO Sensors for Parking Garage Exhaust | Y | Schools K-12 | Existing | 5.8022 | 0.63444 | 9.1454 | 0 | 0 | 0 | Fail RIM; Pass PCT
[12 empty] | Commercial | CO Sensors for Parking Garage Exhaust | Y | Warehouse | Existing | 5.8022 | 0.63444 | 9.1454 | 0 | 0 | 0 | Fail RIM; Pass PCT
[12 empty] | Commercial | CO Sensors for Parking Garage Exhaust | Y | Assembly | New | 5.8022 | 0.63444 | 9.1454 | 0 | 0 | 0 | Fail RIM; Pass PCT
[12 empty] | Commercial | CO Sensors for Parking Garage Exhaust | Y | College and University | New | 5.8022 | 0.63444 | 9.1454 | 0 | 0 | 0 | Fail RIM; Pass PCT
[12 empty] | Commercial | CO Sensors for Parking Garage Exhaust | Y | Grocery | New | 5.8022 | 0.63444 | 9.1454 | 0 | 0 | 0 | Fail RIM; Pass PCT
[12 empty] | Commercial | CO Sensors for Parking Garage Exhaust | Y | Healthcare | New | 5.8022 | 0.63444 | 9.1454 | 0 | 0 | 0 | Fail RIM; Pass PCT
[12 empty] | Commercial | CO Sensors for Parking Garage Exhaust | Y | Hospitals | New | 5.8022 | 0.63444 | 9.1454 | 0 | 0 | 0 | Fail RIM; Pass PCT
[12 empty] | Commercial | CO Sensors for Parking Garage Exhaust | Y | Institutional | New | 5.8022 | 0.63444 | 9.1454 | 0 | 0 | 0 | Fail RIM; Pass PCT
[12 empty] | Commercial | CO Sensors for Parking Garage Exhaust | Y | Lodging/Hospitality | New | 5.8022 | 0.63444 | 9.1454 | 0 | 0 | 0 | Fail RIM; Pass PCT
[12 empty] | Commercial | CO Sensors for Parking Garage Exhaust | Y | Miscellaneous | New | 5.8022 | 0.63444 | 9.1454 | 0 | 0 | 0 | Fail RIM; Pass PCT
[12 empty] | Commercial | CO Sensors for Parking Garage Exhaust | Y | Offices | New | 5.8022 | 0.63444 | 9.1454 | 0 | 0 | 0 | Fail RIM; Pass PCT
[12 empty] | Commercial | CO Sensors for Parking Garage Exhaust | Y | Restaurants | New | 5.8022 | 0.63444 | 9.1454 | 0 | 0 | 0 | Fail RIM; Pass PCT
[12 empty] | Commercial | CO Sensors for Parking Garage Exhaust | Y | Retail | New | 5.8022 | 0.63444 | 9.1454 | 0 | 0 | 0 | Fail RIM; Pass PCT
[12 empty] | Commercial | CO Sensors for Parking Garage Exhaust | Y | Schools K-12 | New | 5.8022 | 0.63444 | 9.1454 | 0 | 0 | 0 | Fail RIM; Pass PCT
[12 empty] | Commercial | CO Sensors for Parking Garage Exhaust | Y | Warehouse | New | 5.8022 | 0.63444 | 9.1454 | 0 | 0 | 0 | Fail RIM; Pass PCT
[12 empty] | Commercial | Demand Controlled Ventilation | Y | Assembly | Existing | 1.355 | 0.52052 | 2.6031 | 0 | 0 | 0 | Fail RIM; Pass PCT
[12 empty] | Commercial | Demand Controlled Ventilation | Y | College and University | Existing | 2.6976 | 0.52052 | 5.1825 | 0 | 0 | 0 | Fail RIM; Pass PCT
[12 empty] | Commercial | Demand Controlled Ventilation | Y | Grocery | Existing | 0.61551 | 0.52052 | 1.1825 | 0 | 0 | 0 | Fail RIM; Pass PCT
[12 empty] | Commercial | Demand Controlled Ventilation | Y | Healthcare | Existing | 2.6285 | 0.52052 | 5.0497 | 0 | 0 | 0 | Fail RIM; Pass PCT
[12 empty] | Commercial | Demand Controlled Ventilation | Y | Hospitals | Existing | 3.9126 | 0.52052 | 7.5167 | 0 | 0 | 0 | Fail RIM; Pass PCT
[12 empty] | Commercial | Demand Controlled Ventilation | Y | Institutional | Existing | 2.695 | 0.52052 | 5.1776 | 0 | 0 | 0 | Fail RIM; Pass PCT
[12 empty] | Commercial | Demand Controlled Ventilation | Y | Lodging/Hospitality | Existing | 2.2081 | 0.52052 | 4.2421 | 0 | 0 | 0 | Fail RIM; Pass PCT
[12 empty] | Commercial | Demand Controlled Ventilation | Y | Miscellaneous | Existing | 2.0031 | 0.52052 | 3.8482 | 0 | 0 | 0 | Fail RIM; Pass PCT
[12 empty] | Commercial | Demand Controlled Ventilation | Y | Offices | Existing | 2.0986 | 0.52052 | 4.0318 | 0 | 0 | 0 | Fail RIM; Pass PCT
[12 empty] | Commercial | Demand Controlled Ventilation | Y | Restaurants | Existing | 0.6636 | 0.52052 | 1.2749 | 0 | 0 | 0 | Fail RIM; Pass PCT
[12 empty] | Commercial | Demand Controlled Ventilation | Y | Retail | Existing | 1.4847 | 0.52052 | 2.8524 | 0 | 0 | 0 | Fail RIM; Pass PCT
[12 empty] | Commercial | Demand Controlled Ventilation | Y | Schools K-12 | Existing | 2.7743 | 0.52052 | 5.3298 | 0 | 0 | 0 | Fail RIM; Pass PCT
[12 empty] | Commercial | Demand Controlled Ventilation | Y | Warehouse | Existing | 0.55119 | 0.52052 | 1.0589 | 0 | 0 | 0 | Fail RIM; Pass PCT
[12 empty] | Commercial | Demand Controlled Ventilation | Y | Assembly | New | 1.355 | 0.52052 | 2.6031 | 0 | 0 | 0 | Fail RIM; Pass PCT
[12 empty] | Commercial | Demand Controlled Ventilation | Y | College and University | New | 2.6976 | 0.52052 | 5.1825 | 0 | 0 | 0 | Fail RIM; Pass PCT
[12 empty] | Commercial | Demand Controlled Ventilation | Y | Grocery | New | 0.61551 | 0.52052 | 1.1825 | 0 | 0 | 0 | Fail RIM; Pass PCT
[12 empty] | Commercial | Demand Controlled Ventilation | Y | Healthcare | New | 2.6285 | 0.52052 | 5.0497 | 0 | 0 | 0 | Fail RIM; Pass PCT
[12 empty] | Commercial | Demand Controlled Ventilation | Y | Hospitals | New | 3.9126 | 0.52052 | 7.5167 | 0 | 0 | 0 | Fail RIM; Pass PCT
[12 empty] | Commercial | Demand Controlled Ventilation | Y | Institutional | New | 2.695 | 0.52052 | 5.1776 | 0 | 0 | 0 | Fail RIM; Pass PCT
[12 empty] | Commercial | Demand Controlled Ventilation | Y | Lodging/Hospitality | New | 2.2081 | 0.52052 | 4.2421 | 0 | 0 | 0 | Fail RIM; Pass PCT
[12 empty] | Commercial | Demand Controlled Ventilation | Y | Miscellaneous | New | 2.0031 | 0.52052 | 3.8482 | 0 | 0 | 0 | Fail RIM; Pass PCT
[12 empty] | Commercial | Demand Controlled Ventilation | Y | Offices | New | 2.0986 | 0.52052 | 4.0318 | 0 | 0 | 0 | Fail RIM; Pass PCT
[12 empty] | Commercial | Demand Controlled Ventilation | Y | Restaurants | New | 0.6636 | 0.52052 | 1.2749 | 0 | 0 | 0 | Fail RIM; Pass PCT
[12 empty] | Commercial | Demand Controlled Ventilation | Y | Retail | New | 1.4847 | 0.52052 | 2.8524 | 0 | 0 | 0 | Fail RIM; Pass PCT
[12 empty] | Commercial | Demand Controlled Ventilation | Y | Schools K-12 | New | 2.7743 | 0.52052 | 5.3298 | 0 | 0 | 0 | Fail RIM; Pass PCT
[12 empty] | Commercial | Demand Controlled Ventilation | Y | Warehouse | New | 0.55119 | 0.52052 | 1.0589 | 0 | 0 | 0 | Fail RIM; Pass PCT
[12 empty] | Commercial | VAV System | Y | Assembly | Existing | 7.3688 | 0.63176 | 11.664 | 0 | 0 | 0 | Fail RIM; Pass PCT
[12 empty] | Commercial | VAV System | Y | College and University | Existing | 7.3688 | 0.63176 | 11.664 | 0 | 0 | 0 | Fail RIM; Pass PCT
[12 empty] | Commercial | VAV System | Y | Grocery | Existing | 7.3688 | 0.63176 | 11.664 | 0 | 0 | 0 | Fail RIM; Pass PCT
[12 empty] | Commercial | VAV System | Y | Healthcare | Existing | 7.3688 | 0.63176 | 11.664 | 0 | 0 | 0 | Fail RIM; Pass PCT
[12 empty] | Commercial | VAV System | Y | Hospitals | Existing | 7.3688 | 0.63176 | 11.664 | 0 | 0 | 0 | Fail RIM; Pass PCT
[12 empty] | Commercial | VAV System | Y | Institutional | Existing | 7.3688 | 0.63176 | 11.664 | 0 | 0 | 0 | Fail RIM; Pass PCT
[12 empty] | Commercial | VAV System | Y | Lodging/Hospitality | Existing | 7.3688 | 0.63176 | 11.664 | 0 | 0 | 0 | Fail RIM; Pass PCT
[12 empty] | Commercial | VAV System | Y | Miscellaneous | Existing | 7.3688 | 0.63176 | 11.664 | 0 | 0 | 0 | Fail RIM; Pass PCT
[12 empty] | Commercial | VAV System | Y | Offices | Existing | 7.3688 | 0.63176 | 11.664 | 0 | 0 | 0 | Fail RIM; Pass PCT
[12 empty] | Commercial | VAV System | Y | Restaurants | Existing | 7.3688 | 0.63176 | 11.664 | 0 | 0 | 0 | Fail RIM; Pass PCT
[12 empty] | Commercial | VAV System | Y | Retail | Existing | 7.3688 | 0.63176 | 11.664 | 0 | 0 | 0 | Fail RIM; Pass PCT
[12 empty] | Commercial | VAV System | Y | Schools K-12 | Existing | 7.3688 | 0.63176 | 11.664 | 0 | 0 | 0 | Fail RIM; Pass PCT
[12 empty] | Commercial | VAV System | Y | Warehouse | Existing | 7.3688 | 0.63176 | 11.664 | 0 | 0 | 0 | Fail RIM; Pass PCT
[12 empty] | Commercial | VAV System | Y | Assembly | New | 7.3688 | 0.63176 | 11.664 | 0 | 0 | 0 | Fail RIM; Pass PCT
[12 empty] | Commercial | VAV System | Y | College and University | New | 7.3688 | 0.63176 | 11.664 | 0 | 0 | 0 | Fail RIM; Pass PCT
[12 empty] | Commercial | VAV System | Y | Grocery | New | 7.3688 | 0.63176 | 11.664 | 0 | 0 | 0 | Fail RIM; Pass PCT
[12 empty] | Commercial | VAV System | Y | Healthcare | New | 7.3688 | 0.63176 | 11.664 | 0 | 0 | 0 | Fail RIM; Pass PCT
[12 empty] | Commercial | VAV System | Y | Hospitals | New | 7.3688 | 0.63176 | 11.664 | 0 | 0 | 0 | Fail RIM; Pass PCT
[12 empty] | Commercial | VAV System | Y | Institutional | New | 7.3688 | 0.63176 | 11.664 | 0 | 0 | 0 | Fail RIM; Pass PCT
[12 empty] | Commercial | VAV System | Y | Lodging/Hospitality | New | 7.3688 | 0.63176 | 11.664 | 0 | 0 | 0 | Fail RIM; Pass PCT
[12 empty] | Commercial | VAV System | Y | Miscellaneous | New | 7.3688 | 0.63176 | 11.664 | 0 | 0 | 0 | Fail RIM; Pass PCT
[12 empty] | Commercial | VAV System | Y | Offices | New | 7.3688 | 0.63176 | 11.664 | 0 | 0 | 0 | Fail RIM; Pass PCT
[12 empty] | Commercial | VAV System | Y | Restaurants | New | 7.3688 | 0.63176 | 11.664 | 0 | 0 | 0 | Fail RIM; Pass PCT
[12 empty] | Commercial | VAV System | Y | Retail | New | 7.3688 | 0.63176 | 11.664 | 0 | 0 | 0 | Fail RIM; Pass PCT
[12 empty] | Commercial | VAV System | Y | Schools K-12 | New | 7.3688 | 0.63176 | 11.664 | 0 | 0 | 0 | Fail RIM; Pass PCT
[12 empty] | Commercial | VAV System | Y | Warehouse | New | 7.3688 | 0.63176 | 11.664 | 0 | 0 | 0 | Fail RIM; Pass PCT
[12 empty] | Commercial | Retro-Commissioning | Y | Assembly | Existing | 0.88311 | 0.55837 | 1.5816 | 0 | 0 | 0 | Fail RIM; Pass PCT
[12 empty] | Commercial | Retro-Commissioning | Y | College and University | Existing | 1.4029 | 0.57737 | 2.4298 | 0 | 0 | 0 | Fail RIM; Pass PCT
[12 empty] | Commercial | Retro-Commissioning | Y | Grocery | Existing | 8.6886 | 0.55377 | 15.6901 | 0 | 0 | 0 | Fail RIM; Pass PCT
[12 empty] | Commercial | Retro-Commissioning | Y | Healthcare | Existing | 3.5538 | 0.55837 | 6.3646 | 0 | 0 | 0 | Fail RIM; Pass PCT
[12 empty] | Commercial | Retro-Commissioning | Y | Hospitals | Existing | 3.7252 | 0.57737 | 6.4521 | 0 | 0 | 0 | Fail RIM; Pass PCT
[12 empty] | Commercial | Retro-Commissioning | Y | Institutional | Existing | 4.0068 | 0.55837 | 7.1759 | 0 | 0 | 0 | Fail RIM; Pass PCT
[12 empty] | Commercial | Retro-Commissioning | Y | Lodging/Hospitality | Existing | 2.0045 | 0.55377 | 3.6198 | 0 | 0 | 0 | Fail RIM; Pass PCT
[12 empty] | Commercial | Retro-Commissioning | Y | Miscellaneous | Existing | 2.7366 | 0.55837 | 4.9009 | 0 | 0 | 0 | Fail RIM; Pass PCT
[12 empty] | Commercial | Retro-Commissioning | Y | Offices | Existing | 3.6669 | 0.55837 | 6.5671 | 0 | 0 | 0 | Fail RIM; Pass PCT
[12 empty] | Commercial | Retro-Commissioning | Y | Restaurants | Existing | 8.3976 | 0.55377 | 15.1645 | 0 | 0 | 0 | Fail RIM; Pass PCT
[12 empty] | Commercial | Retro-Commissioning | Y | Retail | Existing | 1.6281 | 0.55377 | 2.9401 | 0 | 0 | 0 | Fail RIM; Pass PCT
[12 empty] | Commercial | Retro-Commissioning | Y | Schools K-12 | Existing | 1.3383 | 0.55837 | 2.3969 | 0 | 0 | 0 | Fail RIM; Pass PCT
[12 empty] | Commercial | Retro-Commissioning | Y | Warehouse | Existing | 0.43088 | 0.55837 | 0.77167 | 0 | 0 | 0 | Fail RIM; Fail PCT
[12 empty] | Commercial | Retro-Commissioning | Y | Assembly | New | 0.88311 | 0.55837 | 1.5816 | 0 | 0 | 0 | Fail RIM; Pass PCT
[12 empty] | Commercial | Retro-Commissioning | Y | College and University | New | 1.4029 | 0.57737 | 2.4298 | 0 | 0 | 0 | Fail RIM; Pass PCT
[12 empty] | Commercial | Retro-Commissioning | Y | Grocery | New | 8.6886 | 0.55377 | 15.6901 | 0 | 0 | 0 | Fail RIM; Pass PCT
[12 empty] | Commercial | Retro-Commissioning | Y | Healthcare | New | 3.5538 | 0.55837 | 6.3646 | 0 | 0 | 0 | Fail RIM; Pass PCT
[12 empty] | Commercial | Retro-Commissioning | Y | Hospitals | New | 3.7252 | 0.57737 | 6.4521 | 0 | 0 | 0 | Fail RIM; Pass PCT
[12 empty] | Commercial | Retro-Commissioning | Y | Institutional | New | 4.0068 | 0.55837 | 7.1759 | 0 | 0 | 0 | Fail RIM; Pass PCT
[12 empty] | Commercial | Retro-Commissioning | Y | Lodging/Hospitality | New | 2.0045 | 0.55377 | 3.6198 | 0 | 0 | 0 | Fail RIM; Pass PCT
[12 empty] | Commercial | Retro-Commissioning | Y | Miscellaneous | New | 2.7366 | 0.55837 | 4.9009 | 0 | 0 | 0 | Fail RIM; Pass PCT
[12 empty] | Commercial | Retro-Commissioning | Y | Offices | New | 3.6669 | 0.55837 | 6.5671 | 0 | 0 | 0 | Fail RIM; Pass PCT
[12 empty] | Commercial | Retro-Commissioning | Y | Restaurants | New | 8.3976 | 0.55377 | 15.1645 | 0 | 0 | 0 | Fail RIM; Pass PCT
[12 empty] | Commercial | Retro-Commissioning | Y | Retail | New | 1.6281 | 0.55377 | 2.9401 | 0 | 0 | 0 | Fail RIM; Pass PCT
[12 empty] | Commercial | Retro-Commissioning | Y | Schools K-12 | New | 1.3383 | 0.55837 | 2.3969 | 0 | 0 | 0 | Fail RIM; Pass PCT
[12 empty] | Commercial | Retro-Commissioning | Y | Warehouse | New | 0.43088 | 0.55837 | 0.77167 | 0 | 0 | 0 | Fail RIM; Fail PCT
[12 empty] | Industrial | Compressed Air Controls | Y | Agriculture and Assembly | Existing | 2.6048 | 0.86174 | 3.0228 | 0 | 0 | 0 | Fail RIM; Pass PCT
[12 empty] | Industrial | Compressed Air Controls | Y | Agriculture and Assembly | New | 2.6048 | 0.86174 | 3.0228 | 0 | 0 | 0 | Fail RIM; Pass PCT
[12 empty] | Industrial | Compressed Air Equipment | Y | Agriculture and Assembly | New | 3.1755 | 0.86934 | 3.6527 | 0 | 0 | 0 | Fail RIM; Pass PCT
[12 empty] | Industrial | Compressed Air Equipment | Y | Agriculture and Assembly | Turnover | 3.1755 | 0.86934 | 3.6527 | 0 | 0 | 0 | Fail RIM; Pass PCT
[12 empty] | Industrial | Compressed Air System Optimization | Y | Agriculture and Assembly | Existing | 10.9915 | 0.86794 | 12.6639 | 0 | 0 | 0 | Fail RIM; Pass PCT
[12 empty] | Industrial | Compressed Air System Optimization | Y | Agriculture and Assembly | New | 10.9915 | 0.86794 | 12.6639 | 0 | 0 | 0 | Fail RIM; Pass PCT
[12 empty] | Industrial | Plant Energy Management | Y | Agriculture and Assembly | Existing | 4.6742 | 0.86242 | 5.4198 | 0 | 0 | 0 | Fail RIM; Pass PCT
[12 empty] | Industrial | Plant Energy Management | Y | Agriculture and Assembly | New | 4.6742 | 0.86242 | 5.4198 | 0 | 0 | 0 | Fail RIM; Pass PCT
[12 empty] | Industrial | Efficient Lighting - Exterior | Y | Agriculture and Assembly | New | 5.8425 | 1.0491 | 5.5691 | 0 | 0 | 0 | Pass RIM; Pass PCT; Fail 2-year Threshold
[12 empty] | Industrial | Efficient Lighting - Exterior | Y | Agriculture and Assembly | Turnover | 5.8425 | 1.0491 | 5.5691 | 0 | 0 | 0 | Pass RIM; Pass PCT; Fail 2-year Threshold
[12 empty] | Industrial | Building Envelope Improvements | Y | Agriculture and Assembly | Existing | 4.5503 | 0.86249 | 5.2758 | 0 | 0 | 0 | Fail RIM; Pass PCT
[12 empty] | Industrial | Building Envelope Improvements | Y | Agriculture and Assembly | New | 4.5503 | 0.86249 | 5.2758 | 0 | 0 | 0 | Fail RIM; Pass PCT
[12 empty] | Industrial | HVAC Equipment Upgrades | Y | Agriculture and Assembly | New | 6.658 | 0.8666 | 7.6829 | 0 | 0 | 0 | Fail RIM; Pass PCT
[12 empty] | Industrial | HVAC Equipment Upgrades | Y | Agriculture and Assembly | Turnover | 6.658 | 0.8666 | 7.6829 | 0 | 0 | 0 | Fail RIM; Pass PCT
[12 empty] | Industrial | HVAC Improved Controls | Y | Agriculture and Assembly | Existing | 83.0605 | 0.86249 | 96.303 | 0 | 0 | 0 | Fail RIM; Pass PCT
[12 empty] | Industrial | HVAC Improved Controls | Y | Agriculture and Assembly | New | 83.0605 | 0.86249 | 96.303 | 0 | 0 | 0 | Fail RIM; Pass PCT
[12 empty] | Industrial | HVAC Recommissioning | Y | Agriculture and Assembly | Existing | 6.768 | 0.85949 | 7.8744 | 0 | 0 | 0 | Fail RIM; Pass PCT
[12 empty] | Industrial | HVAC Recommissioning | Y | Agriculture and Assembly | New | 6.768 | 0.85949 | 7.8744 | 0 | 0 | 0 | Fail RIM; Pass PCT
[12 empty] | Industrial | Efficient Lighting - High Bay | Y | Agriculture and Assembly | New | 3.1763 | 0.8587 | 3.6989 | 0 | 0 | 0 | Fail RIM; Pass PCT
[12 empty] | Industrial | Efficient Lighting - High Bay | Y | Agriculture and Assembly | Turnover | 3.1763 | 0.8587 | 3.6989 | 0 | 0 | 0 | Fail RIM; Pass PCT
[12 empty] | Industrial | Efficient Lighting - Other Interior Lighting | Y | Agriculture and Assembly | New | 1.795 | 0.86117 | 2.0844 | 0 | 0 | 0 | Fail RIM; Pass PCT
[12 empty] | Industrial | Efficient Lighting - Other Interior Lighting | Y | Agriculture and Assembly | Turnover | 1.795 | 0.86117 | 2.0844 | 0 | 0 | 0 | Fail RIM; Pass PCT
[12 empty] | Industrial | Lighting Controls | Y | Agriculture and Assembly | Existing | 4.3193 | 0.85931 | 5.0265 | 0 | 0 | 0 | Fail RIM; Pass PCT
[12 empty] | Industrial | Lighting Controls | Y | Agriculture and Assembly | New | 4.3193 | 0.85931 | 5.0265 | 0 | 0 | 0 | Fail RIM; Pass PCT
[12 empty] | Industrial | Fan Equipment Upgrades | Y | Agriculture and Assembly | New | 3.3854 | 0.86934 | 3.8942 | 0 | 0 | 0 | Fail RIM; Pass PCT
[12 empty] | Industrial | Fan Equipment Upgrades | Y | Agriculture and Assembly | Turnover | 3.3854 | 0.86934 | 3.8942 | 0 | 0 | 0 | Fail RIM; Pass PCT
[12 empty] | Industrial | Fan Improved Controls | Y | Agriculture and Assembly | Existing | 29.7427 | 0.86934 | 34.213 | 0 | 0 | 0 | Fail RIM; Pass PCT
[12 empty] | Industrial | Fan Improved Controls | Y | Agriculture and Assembly | New | 29.7427 | 0.86934 | 34.213 | 0 | 0 | 0 | Fail RIM; Pass PCT
[12 empty] | Industrial | Motor Equipment Upgrades | Y | Agriculture and Assembly | New | 3.4443 | 0.86794 | 3.9684 | 0 | 0 | 0 | Fail RIM; Pass PCT
[12 empty] | Industrial | Motor Equipment Upgrades | Y | Agriculture and Assembly | Turnover | 3.4443 | 0.86794 | 3.9684 | 0 | 0 | 0 | Fail RIM; Pass PCT
[12 empty] | Industrial | Motor Improved Controls | Y | Agriculture and Assembly | Existing | 11.4686 | 0.86934 | 13.1923 | 0 | 0 | 0 | Fail RIM; Pass PCT
[12 empty] | Industrial | Motor Improved Controls | Y | Agriculture and Assembly | New | 11.4686 | 0.86934 | 13.1923 | 0 | 0 | 0 | Fail RIM; Pass PCT
[12 empty] | Industrial | Motor Optimization | Y | Agriculture and Assembly | Existing | 4.2436 | 0.86794 | 4.8893 | 0 | 0 | 0 | Fail RIM; Pass PCT
[12 empty] | Industrial | Motor Optimization | Y | Agriculture and Assembly | New | 4.2436 | 0.86794 | 4.8893 | 0 | 0 | 0 | Fail RIM; Pass PCT
[12 empty] | Industrial | Pump Equipment Upgrade | Y | Agriculture and Assembly | New | 2.4636 | 0.86934 | 2.8338 | 0 | 0 | 0 | Fail RIM; Pass PCT
[12 empty] | Industrial | Pump Equipment Upgrade | Y | Agriculture and Assembly | Turnover | 2.4636 | 0.86934 | 2.8338 | 0 | 0 | 0 | Fail RIM; Pass PCT
[12 empty] | Industrial | Pump Improved Controls | Y | Agriculture and Assembly | Existing | 11.4686 | 0.86934 | 13.1923 | 0 | 0 | 0 | Fail RIM; Pass PCT
[12 empty] | Industrial | Pump Improved Controls | Y | Agriculture and Assembly | New | 11.4686 | 0.86934 | 13.1923 | 0 | 0 | 0 | Fail RIM; Pass PCT
[12 empty] | Industrial | Pump System Optimization | Y | Agriculture and Assembly | Existing | 9.8425 | 0.86794 | 11.3401 | 0 | 0 | 0 | Fail RIM; Pass PCT
[12 empty] | Industrial | Pump System Optimization | Y | Agriculture and Assembly | New | 9.8425 | 0.86794 | 11.3401 | 0 | 0 | 0 | Fail RIM; Pass PCT
[12 empty] | Industrial | Process Refrig Controls | Y | Agriculture and Assembly | Existing | 1.6505 | 0.8663 | 1.9053 | 0 | 0 | 0 | Fail RIM; Pass PCT
[12 empty] | Industrial | Process Refrig Controls | Y | Agriculture and Assembly | New | 1.6505 | 0.8663 | 1.9053 | 0 | 0 | 0 | Fail RIM; Pass PCT
[12 empty] | Industrial | Process Refrig Equipment Upgrade | Y | Agriculture and Assembly | New | 2.9669 | 0.86426 | 3.4329 | 0 | 0 | 0 | Fail RIM; Pass PCT
[12 empty] | Industrial | Process Refrig Equipment Upgrade | Y | Agriculture and Assembly | Turnover | 2.9669 | 0.86426 | 3.4329 | 0 | 0 | 0 | Fail RIM; Pass PCT
[12 empty] | Industrial | Process Refrig System Optimization | Y | Agriculture and Assembly | Existing | 1.1989 | 0.75423 | 1.5896 | 0 | 0 | 0 | Fail RIM; Pass PCT
[12 empty] | Industrial | Process Refrig System Optimization | Y | Agriculture and Assembly | New | 1.1989 | 0.75423 | 1.5896 | 0 | 0 | 0 | Fail RIM; Pass PCT
[12 empty] | Industrial | Process Heat Improved Controls | Y | Agriculture and Assembly | Existing | 0.81598 | 0.8663 | 0.94192 | 0 | 0 | 0 | Fail RIM; Fail PCT
[12 empty] | Industrial | Process Heat Improved Controls | Y | Agriculture and Assembly | New | 0.81598 | 0.8663 | 0.94192 | 0 | 0 | 0 | Fail RIM; Fail PCT
[12 empty] | Industrial | Process Heat System Optimization | Y | Agriculture and Assembly | Existing | 0.063939 | 0.72358 | 0.088365 | 0 | 0 | 0 | Fail RIM; Fail PCT
[12 empty] | Industrial | Process Heat System Optimization | Y | Agriculture and Assembly | New | 0.063939 | 0.72358 | 0.088365 | 0 | 0 | 0 | Fail RIM; Fail PCT
[12 empty] | Industrial | Process Other Systems Optimization | Y | Agriculture and Assembly | Existing | 12.2552 | 0.757 | 16.1892 | 0 | 0 | 0 | Fail RIM; Pass PCT
[12 empty] | Industrial | Process Other Systems Optimization | Y | Agriculture and Assembly | New | 12.2552 | 0.757 | 16.1892 | 0 | 0 | 0 | Fail RIM; Pass PCT
[12 empty] | Industrial | Compressed Air Controls | Y | Chemicals and Plastics | Existing | 3.5081 | 0.86174 | 4.071 | 0 | 0 | 0 | Fail RIM; Pass PCT
[12 empty] | Industrial | Compressed Air Controls | Y | Chemicals and Plastics | New | 3.5081 | 0.86174 | 4.071 | 0 | 0 | 0 | Fail RIM; Pass PCT
[12 empty] | Industrial | Compressed Air Equipment | Y | Chemicals and Plastics | New | 5.4229 | 0.86934 | 6.238 | 0 | 0 | 0 | Fail RIM; Pass PCT
[12 empty] | Industrial | Compressed Air Equipment | Y | Chemicals and Plastics | Turnover | 5.4229 | 0.86934 | 6.238 | 0 | 0 | 0 | Fail RIM; Pass PCT
[12 empty] | Industrial | Compressed Air System Optimization | Y | Chemicals and Plastics | Existing | 10.2881 | 0.86794 | 11.8535 | 0 | 0 | 0 | Fail RIM; Pass PCT
[12 empty] | Industrial | Compressed Air System Optimization | Y | Chemicals and Plastics | New | 10.2881 | 0.86794 | 11.8535 | 0 | 0 | 0 | Fail RIM; Pass PCT
[12 empty] | Industrial | Plant Energy Management | Y | Chemicals and Plastics | Existing | 24.3492 | 0.86242 | 28.2337 | 0 | 0 | 0 | Fail RIM; Pass PCT
[12 empty] | Industrial | Plant Energy Management | Y | Chemicals and Plastics | New | 24.3492 | 0.86242 | 28.2337 | 0 | 0 | 0 | Fail RIM; Pass PCT
[12 empty] | Industrial | Efficient Lighting - Exterior | Y | Chemicals and Plastics | New | 5.8425 | 1.0491 | 5.5691 | 0 | 0 | 0 | Pass RIM; Pass PCT; Fail 2-year Threshold
[12 empty] | Industrial | Efficient Lighting - Exterior | Y | Chemicals and Plastics | Turnover | 5.8425 | 1.0491 | 5.5691 | 0 | 0 | 0 | Pass RIM; Pass PCT; Fail 2-year Threshold
[12 empty] | Industrial | Building Envelope Improvements | Y | Chemicals and Plastics | Existing | 6.5661 | 0.86249 | 7.613 | 0 | 0 | 0 | Fail RIM; Pass PCT
[12 empty] | Industrial | Building Envelope Improvements | Y | Chemicals and Plastics | New | 6.5661 | 0.86249 | 7.613 | 0 | 0 | 0 | Fail RIM; Pass PCT
[12 empty] | Industrial | HVAC Equipment Upgrades | Y | Chemicals and Plastics | New | 8.7127 | 0.8666 | 10.0539 | 0 | 0 | 0 | Fail RIM; Pass PCT
[12 empty] | Industrial | HVAC Equipment Upgrades | Y | Chemicals and Plastics | Turnover | 8.7127 | 0.8666 | 10.0539 | 0 | 0 | 0 | Fail RIM; Pass PCT
[12 empty] | Industrial | HVAC Improved Controls | Y | Chemicals and Plastics | Existing | 42.3939 | 0.86249 | 49.1528 | 0 | 0 | 0 | Fail RIM; Pass PCT
[12 empty] | Industrial | HVAC Improved Controls | Y | Chemicals and Plastics | New | 42.3939 | 0.86249 | 49.1528 | 0 | 0 | 0 | Fail RIM; Pass PCT
[12 empty] | Industrial | Efficient Lighting - High Bay | Y | Chemicals and Plastics | New | 3.1763 | 0.8587 | 3.6989 | 0 | 0 | 0 | Fail RIM; Pass PCT
[12 empty] | Industrial | Efficient Lighting - High Bay | Y | Chemicals and Plastics | Turnover | 3.1763 | 0.8587 | 3.6989 | 0 | 0 | 0 | Fail RIM; Pass PCT
[12 empty] | Industrial | Efficient Lighting - Other Interior Lighting | Y | Chemicals and Plastics | New | 1.795 | 0.86117 | 2.0844 | 0 | 0 | 0 | Fail RIM; Pass PCT
[12 empty] | Industrial | Efficient Lighting - Other Interior Lighting | Y | Chemicals and Plastics | Turnover | 1.795 | 0.86117 | 2.0844 | 0 | 0 | 0 | Fail RIM; Pass PCT
[12 empty] | Industrial | Lighting Controls | Y | Chemicals and Plastics | Existing | 3.8566 | 0.85931 | 4.4881 | 0 | 0 | 0 | Fail RIM; Pass PCT
[12 empty] | Industrial | Lighting Controls | Y | Chemicals and Plastics | New | 3.8566 | 0.85931 | 4.4881 | 0 | 0 | 0 | Fail RIM; Pass PCT
[12 empty] | Industrial | Fan Equipment Upgrades | Y | Chemicals and Plastics | New | 3.2222 | 0.86934 | 3.7065 | 0 | 0 | 0 | Fail RIM; Pass PCT
[12 empty] | Industrial | Fan Equipment Upgrades | Y | Chemicals and Plastics | Turnover | 3.2222 | 0.86934 | 3.7065 | 0 | 0 | 0 | Fail RIM; Pass PCT
[12 empty] | Industrial | Fan Improved Controls | Y | Chemicals and Plastics | Existing | 29.7427 | 0.86934 | 34.213 | 0 | 0 | 0 | Fail RIM; Pass PCT
[12 empty] | Industrial | Fan Improved Controls | Y | Chemicals and Plastics | New | 29.7427 | 0.86934 | 34.213 | 0 | 0 | 0 | Fail RIM; Pass PCT
[12 empty] | Industrial | Fan System Optimization | Y | Chemicals and Plastics | Existing | 6.6475 | 0.86794 | 7.6589 | 0 | 0 | 0 | Fail RIM; Pass PCT
[12 empty] | Industrial | Fan System Optimization | Y | Chemicals and Plastics | New | 6.6475 | 0.86794 | 7.6589 | 0 | 0 | 0 | Fail RIM; Pass PCT
[12 empty] | Industrial | Motor Equipment Upgrades | Y | Chemicals and Plastics | New | 2.5434 | 0.86794 | 2.9304 | 0 | 0 | 0 | Fail RIM; Pass PCT
[12 empty] | Industrial | Motor Equipment Upgrades | Y | Chemicals and Plastics | Turnover | 2.5434 | 0.86794 | 2.9304 | 0 | 0 | 0 | Fail RIM; Pass PCT
[12 empty] | Industrial | Motor Improved Controls | Y | Chemicals and Plastics | Existing | 6.9043 | 0.86934 | 7.942 | 0 | 0 | 0 | Fail RIM; Pass PCT
[12 empty] | Industrial | Motor Improved Controls | Y | Chemicals and Plastics | New | 6.9043 | 0.86934 | 7.942 | 0 | 0 | 0 | Fail RIM; Pass PCT
[12 empty] | Industrial | Motor Optimization | Y | Chemicals and Plastics | Existing | 5.8462 | 0.86794 | 6.7358 | 0 | 0 | 0 | Fail RIM; Pass PCT
[12 empty] | Industrial | Motor Optimization | Y | Chemicals and Plastics | New | 5.8462 | 0.86794 | 6.7358 | 0 | 0 | 0 | Fail RIM; Pass PCT
[12 empty] | Industrial | Pump Equipment Upgrade | Y | Chemicals and Plastics | New | 3.2266 | 0.86934 | 3.7116 | 0 | 0 | 0 | Fail RIM; Pass PCT
[12 empty] | Industrial | Pump Equipment Upgrade | Y | Chemicals and Plastics | Turnover | 3.2266 | 0.86934 | 3.7116 | 0 | 0 | 0 | Fail RIM; Pass PCT
[12 empty] | Industrial | Pump Improved Controls | Y | Chemicals and Plastics | Existing | 11.4686 | 0.86934 | 13.1923 | 0 | 0 | 0 | Fail RIM; Pass PCT
[12 empty] | Industrial | Pump Improved Controls | Y | Chemicals and Plastics | New | 11.4686 | 0.86934 | 13.1923 | 0 | 0 | 0 | Fail RIM; Pass PCT
[12 empty] | Industrial | Pump System Optimization | Y | Chemicals and Plastics | Existing | 5.6417 | 0.86794 | 6.5001 | 0 | 0 | 0 | Fail RIM; Pass PCT
[12 empty] | Industrial | Pump System Optimization | Y | Chemicals and Plastics | New | 5.6417 | 0.86794 | 6.5001 | 0 | 0 | 0 | Fail RIM; Pass PCT
[12 empty] | Industrial | Process Refrig Controls | Y | Chemicals and Plastics | Existing | 2.3013 | 0.8663 | 2.6564 | 0 | 0 | 0 | Fail RIM; Pass PCT
[12 empty] | Industrial | Process Refrig Controls | Y | Chemicals and Plastics | New | 2.3013 | 0.8663 | 2.6564 | 0 | 0 | 0 | Fail RIM; Pass PCT
[12 empty] | Industrial | Process Refrig Equipment Upgrade | Y | Chemicals and Plastics | New | 3.2733 | 0.86426 | 3.7874 | 0 | 0 | 0 | Fail RIM; Pass PCT
[12 empty] | Industrial | Process Refrig Equipment Upgrade | Y | Chemicals and Plastics | Turnover | 3.2733 | 0.86426 | 3.7874 | 0 | 0 | 0 | Fail RIM; Pass PCT
[12 empty] | Industrial | Process Refrig System Optimization | Y | Chemicals and Plastics | Existing | 12.0399 | 0.75423 | 15.9631 | 0 | 0 | 0 | Fail RIM; Pass PCT
[12 empty] | Industrial | Process Refrig System Optimization | Y | Chemicals and Plastics | New | 12.0399 | 0.75423 | 15.9631 | 0 | 0 | 0 | Fail RIM; Pass PCT
[12 empty] | Industrial | Process Heat Equipment Upgrade | Y | Chemicals and Plastics | New | 2.3508 | 0.86426 | 2.7201 | 0 | 0 | 0 | Fail RIM; Pass PCT
[12 empty] | Industrial | Process Heat Equipment Upgrade | Y | Chemicals and Plastics | Turnover | 2.3508 | 0.86426 | 2.7201 | 0 | 0 | 0 | Fail RIM; Pass PCT
[12 empty] | Industrial | Process Heat Improved Controls | Y | Chemicals and Plastics | Existing | 1.1947 | 0.8663 | 1.379 | 0 | 0 | 0 | Fail RIM; Pass PCT
[12 empty] | Industrial | Process Heat Improved Controls | Y | Chemicals and Plastics | New | 1.1947 | 0.8663 | 1.379 | 0 | 0 | 0 | Fail RIM; Pass PCT
[12 empty] | Industrial | Process Heat System Optimization | Y | Chemicals and Plastics | Existing | 0.30123 | 0.72358 | 0.41631 | 0 | 0 | 0 | Fail RIM; Fail PCT
[12 empty] | Industrial | Process Heat System Optimization | Y | Chemicals and Plastics | New | 0.30123 | 0.72358 | 0.41631 | 0 | 0 | 0 | Fail RIM; Fail PCT
[12 empty] | Industrial | Process Other Systems Optimization | Y | Chemicals and Plastics | Existing | 12.2552 | 0.757 | 16.1892 | 0 | 0 | 0 | Fail RIM; Pass PCT
[12 empty] | Industrial | Process Other Systems Optimization | Y | Chemicals and Plastics | New | 12.2552 | 0.757 | 16.1892 | 0 | 0 | 0 | Fail RIM; Pass PCT
[12 empty] | Industrial | Compressed Air Controls | Y | Construction | Existing | 11.5498 | 0.86174 | 13.4029 | 0 | 0 | 0 | Fail RIM; Pass PCT
[12 empty] | Industrial | Compressed Air Controls | Y | Construction | New | 11.5498 | 0.86174 | 13.4029 | 0 | 0 | 0 | Fail RIM; Pass PCT
[12 empty] | Industrial | Compressed Air Equipment | Y | Construction | New | 7.067 | 0.86934 | 8.1292 | 0 | 0 | 0 | Fail RIM; Pass PCT
[12 empty] | Industrial | Compressed Air Equipment | Y | Construction | Turnover | 7.067 | 0.86934 | 8.1292 | 0 | 0 | 0 | Fail RIM; Pass PCT
[12 empty] | Industrial | Compressed Air System Optimization | Y | Construction | Existing | 10.1056 | 0.86794 | 11.6432 | 0 | 0 | 0 | Fail RIM; Pass PCT
[12 empty] | Industrial | Compressed Air System Optimization | Y | Construction | New | 10.1056 | 0.86794 | 11.6432 | 0 | 0 | 0 | Fail RIM; Pass PCT
[12 empty] | Industrial | Plant Energy Management | Y | Construction | Existing | 24.3492 | 0.86242 | 28.2337 | 0 | 0 | 0 | Fail RIM; Pass PCT
[12 empty] | Industrial | Plant Energy Management | Y | Construction | New | 24.3492 | 0.86242 | 28.2337 | 0 | 0 | 0 | Fail RIM; Pass PCT
[12 empty] | Industrial | Efficient Lighting - Exterior | Y | Construction | New | 5.8425 | 1.0491 | 5.5691 | 0 | 0 | 0 | Pass RIM; Pass PCT; Fail 2-year Threshold
[12 empty] | Industrial | Efficient Lighting - Exterior | Y | Construction | Turnover | 5.8425 | 1.0491 | 5.5691 | 0 | 0 | 0 | Pass RIM; Pass PCT; Fail 2-year Threshold
[12 empty] | Industrial | Building Envelope Improvements | Y | Construction | Existing | 5.083 | 0.86249 | 5.8934 | 0 | 0 | 0 | Fail RIM; Pass PCT
[12 empty] | Industrial | Building Envelope Improvements | Y | Construction | New | 5.083 | 0.86249 | 5.8934 | 0 | 0 | 0 | Fail RIM; Pass PCT
[12 empty] | Industrial | HVAC Equipment Upgrades | Y | Construction | New | 6.0369 | 0.8666 | 6.9662 | 0 | 0 | 0 | Fail RIM; Pass PCT
[12 empty] | Industrial | HVAC Equipment Upgrades | Y | Construction | Turnover | 6.0369 | 0.8666 | 6.9662 | 0 | 0 | 0 | Fail RIM; Pass PCT
[12 empty] | Industrial | HVAC Improved Controls | Y | Construction | Existing | 14.5374 | 0.86249 | 16.8551 | 0 | 0 | 0 | Fail RIM; Pass PCT
[12 empty] | Industrial | HVAC Improved Controls | Y | Construction | New | 14.5374 | 0.86249 | 16.8551 | 0 | 0 | 0 | Fail RIM; Pass PCT
[12 empty] | Industrial | HVAC Recommissioning | Y | Construction | Existing | 2.3635 | 0.85949 | 2.7499 | 0 | 0 | 0 | Fail RIM; Pass PCT
[12 empty] | Industrial | HVAC Recommissioning | Y | Construction | New | 2.3635 | 0.85949 | 2.7499 | 0 | 0 | 0 | Fail RIM; Pass PCT
[12 empty] | Industrial | Efficient Lighting - High Bay | Y | Construction | New | 3.1763 | 0.8587 | 3.6989 | 0 | 0 | 0 | Fail RIM; Pass PCT
[12 empty] | Industrial | Efficient Lighting - High Bay | Y | Construction | Turnover | 3.1763 | 0.8587 | 3.6989 | 0 | 0 | 0 | Fail RIM; Pass PCT
[12 empty] | Industrial | Efficient Lighting - Other Interior Lighting | Y | Construction | New | 1.795 | 0.86117 | 2.0844 | 0 | 0 | 0 | Fail RIM; Pass PCT
[12 empty] | Industrial | Efficient Lighting - Other Interior Lighting | Y | Construction | Turnover | 1.795 | 0.86117 | 2.0844 | 0 | 0 | 0 | Fail RIM; Pass PCT
[12 empty] | Industrial | Lighting Controls | Y | Construction | Existing | 3.9033 | 0.85931 | 4.5424 | 0 | 0 | 0 | Fail RIM; Pass PCT
[12 empty] | Industrial | Lighting Controls | Y | Construction | New | 3.9033 | 0.85931 | 4.5424 | 0 | 0 | 0 | Fail RIM; Pass PCT
[12 empty] | Industrial | Fan Equipment Upgrades | Y | Construction | New | 4.0118 | 0.86934 | 4.6148 | 0 | 0 | 0 | Fail RIM; Pass PCT
[12 empty] | Industrial | Fan Equipment Upgrades | Y | Construction | Turnover | 4.0118 | 0.86934 | 4.6148 | 0 | 0 | 0 | Fail RIM; Pass PCT
[12 empty] | Industrial | Fan Improved Controls | Y | Construction | Existing | 21.9549 | 0.86934 | 25.2547 | 0 | 0 | 0 | Fail RIM; Pass PCT
[12 empty] | Industrial | Fan Improved Controls | Y | Construction | New | 21.9549 | 0.86934 | 25.2547 | 0 | 0 | 0 | Fail RIM; Pass PCT
[12 empty] | Industrial | Fan System Optimization | Y | Construction | Existing | 15.443 | 0.86794 | 17.7928 | 0 | 0 | 0 | Fail RIM; Pass PCT
[12 empty] | Industrial | Fan System Optimization | Y | Construction | New | 15.443 | 0.86794 | 17.7928 | 0 | 0 | 0 | Fail RIM; Pass PCT
[12 empty] | Industrial | Motor Equipment Upgrades | Y | Construction | New | 3.2717 | 0.86794 | 3.7695 | 0 | 0 | 0 | Fail RIM; Pass PCT
[12 empty] | Industrial | Motor Equipment Upgrades | Y | Construction | Turnover | 3.2717 | 0.86794 | 3.7695 | 0 | 0 | 0 | Fail RIM; Pass PCT
[12 empty] | Industrial | Motor Improved Controls | Y | Construction | Existing | 7.0559 | 0.86934 | 8.1164 | 0 | 0 | 0 | Fail RIM; Pass PCT
[12 empty] | Industrial | Motor Improved Controls | Y | Construction | New | 7.0559 | 0.86934 | 8.1164 | 0 | 0 | 0 | Fail RIM; Pass PCT
[12 empty] | Industrial | Motor Optimization | Y | Construction | Existing | 1.1959 | 0.86794 | 1.3778 | 0 | 0 | 0 | Fail RIM; Pass PCT
[12 empty] | Industrial | Motor Optimization | Y | Construction | New | 1.1959 | 0.86794 | 1.3778 | 0 | 0 | 0 | Fail RIM; Pass PCT
[12 empty] | Industrial | Pump Equipment Upgrade | Y | Construction | New | 5.4954 | 0.86934 | 6.3214 | 0 | 0 | 0 | Fail RIM; Pass PCT
[12 empty] | Industrial | Pump Equipment Upgrade | Y | Construction | Turnover | 5.4954 | 0.86934 | 6.3214 | 0 | 0 | 0 | Fail RIM; Pass PCT
[12 empty] | Industrial | Pump Improved Controls | Y | Construction | Existing | 11.4686 | 0.86934 | 13.1923 | 0 | 0 | 0 | Fail RIM; Pass PCT
[12 empty] | Industrial | Pump Improved Controls | Y | Construction | New | 11.4686 | 0.86934 | 13.1923 | 0 | 0 | 0 | Fail RIM; Pass PCT
[12 empty] | Industrial | Pump System Optimization | Y | Construction | Existing | 8.2189 | 0.86794 | 9.4695 | 0 | 0 | 0 | Fail RIM; Pass PCT
[12 empty] | Industrial | Pump System Optimization | Y | Construction | New | 8.2189 | 0.86794 | 9.4695 | 0 | 0 | 0 | Fail RIM; Pass PCT
[12 empty] | Industrial | Process Refrig Controls | Y | Construction | Existing | 11.0402 | 0.8663 | 12.744 | 0 | 0 | 0 | Fail RIM; Pass PCT
[12 empty] | Industrial | Process Refrig Controls | Y | Construction | New | 11.0402 | 0.8663 | 12.744 | 0 | 0 | 0 | Fail RIM; Pass PCT
[12 empty] | Industrial | Process Refrig Equipment Upgrade | Y | Construction | New | 2.6385 | 0.86426 | 3.0529 | 0 | 0 | 0 | Fail RIM; Pass PCT
[12 empty] | Industrial | Process Refrig Equipment Upgrade | Y | Construction | Turnover | 2.6385 | 0.86426 | 3.0529 | 0 | 0 | 0 | Fail RIM; Pass PCT
[12 empty] | Industrial | Process Refrig System Optimization | Y | Construction | Existing | 2.225 | 0.75423 | 2.95 | 0 | 0 | 0 | Fail RIM; Pass PCT
[12 empty] | Industrial | Process Refrig System Optimization | Y | Construction | New | 2.225 | 0.75423 | 2.95 | 0 | 0 | 0 | Fail RIM; Pass PCT
[12 empty] | Industrial | Process Heat Improved Controls | Y | Construction | Existing | 0.7604 | 0.8663 | 0.87775 | 0 | 0 | 0 | Fail RIM; Fail PCT
[12 empty] | Industrial | Process Heat Improved Controls | Y | Construction | New | 0.7604 | 0.8663 | 0.87775 | 0 | 0 | 0 | Fail RIM; Fail PCT
[12 empty] | Industrial | Process Heat System Optimization | Y | Construction | Existing | 0.35724 | 0.72358 | 0.49371 | 0 | 0 | 0 | Fail RIM; Fail PCT
[12 empty] | Industrial | Process Heat System Optimization | Y | Construction | New | 0.35724 | 0.72358 | 0.49371 | 0 | 0 | 0 | Fail RIM; Fail PCT
[12 empty] | Industrial | Process Other Systems Optimization | Y | Construction | Existing | 8.6823 | 0.757 | 11.4694 | 0 | 0 | 0 | Fail RIM; Pass PCT
[12 empty] | Industrial | Process Other Systems Optimization | Y | Construction | New | 8.6823 | 0.757 | 11.4694 | 0 | 0 | 0 | Fail RIM; Pass PCT
[12 empty] | Industrial | Compressed Air Controls | Y | Electrical and Electronic Equip. | Existing | 20.8243 | 0.86174 | 24.1653 | 0 | 0 | 0 | Fail RIM; Pass PCT
[12 empty] | Industrial | Compressed Air Controls | Y | Electrical and Electronic Equip. | New | 20.8243 | 0.86174 | 24.1653 | 0 | 0 | 0 | Fail RIM; Pass PCT
[12 empty] | Industrial | Compressed Air Equipment | Y | Electrical and Electronic Equip. | New | 19.1384 | 0.86934 | 22.0148 | 0 | 0 | 0 | Fail RIM; Pass PCT
[12 empty] | Industrial | Compressed Air Equipment | Y | Electrical and Electronic Equip. | Turnover | 19.1384 | 0.86934 | 22.0148 | 0 | 0 | 0 | Fail RIM; Pass PCT
[12 empty] | Industrial | Compressed Air System Optimization | Y | Electrical and Electronic Equip. | Existing | 11.3073 | 0.86794 | 13.0278 | 0 | 0 | 0 | Fail RIM; Pass PCT
[12 empty] | Industrial | Compressed Air System Optimization | Y | Electrical and Electronic Equip. | New | 11.3073 | 0.86794 | 13.0278 | 0 | 0 | 0 | Fail RIM; Pass PCT
[12 empty] | Industrial | Plant Energy Management | Y | Electrical and Electronic Equip. | Existing | 24.3492 | 0.86242 | 28.2337 | 0 | 0 | 0 | Fail RIM; Pass PCT
[12 empty] | Industrial | Plant Energy Management | Y | Electrical and Electronic Equip. | New | 24.3492 | 0.86242 | 28.2337 | 0 | 0 | 0 | Fail RIM; Pass PCT
[12 empty] | Industrial | Efficient Lighting - Exterior | Y | Electrical and Electronic Equip. | New | 5.8425 | 1.0491 | 5.5691 | 0 | 0 | 0 | Pass RIM; Pass PCT; Fail 2-year Threshold
[12 empty] | Industrial | Efficient Lighting - Exterior | Y | Electrical and Electronic Equip. | Turnover | 5.8425 | 1.0491 | 5.5691 | 0 | 0 | 0 | Pass RIM; Pass PCT; Fail 2-year Threshold
[12 empty] | Industrial | Building Envelope Improvements | Y | Electrical and Electronic Equip. | Existing | 4.2203 | 0.86249 | 4.8932 | 0 | 0 | 0 | Fail RIM; Pass PCT
[12 empty] | Industrial | Building Envelope Improvements | Y | Electrical and Electronic Equip. | New | 4.2203 | 0.86249 | 4.8932 | 0 | 0 | 0 | Fail RIM; Pass PCT
[12 empty] | Industrial | HVAC Equipment Upgrades | Y | Electrical and Electronic Equip. | New | 6.658 | 0.8666 | 7.6829 | 0 | 0 | 0 | Fail RIM; Pass PCT
[12 empty] | Industrial | HVAC Equipment Upgrades | Y | Electrical and Electronic Equip. | Turnover | 6.658 | 0.8666 | 7.6829 | 0 | 0 | 0 | Fail RIM; Pass PCT
[12 empty] | Industrial | HVAC Improved Controls | Y | Electrical and Electronic Equip. | Existing | 5.397 | 0.86249 | 6.2575 | 0 | 0 | 0 | Fail RIM; Pass PCT
[12 empty] | Industrial | HVAC Improved Controls | Y | Electrical and Electronic Equip. | New | 5.397 | 0.86249 | 6.2575 | 0 | 0 | 0 | Fail RIM; Pass PCT
[12 empty] | Industrial | HVAC Recommissioning | Y | Electrical and Electronic Equip. | Existing | 15.2017 | 0.85949 | 17.6868 | 0 | 0 | 0 | Fail RIM; Pass PCT
[12 empty] | Industrial | HVAC Recommissioning | Y | Electrical and Electronic Equip. | New | 15.2017 | 0.85949 | 17.6868 | 0 | 0 | 0 | Fail RIM; Pass PCT
[12 empty] | Industrial | Efficient Lighting - High Bay | Y | Electrical and Electronic Equip. | New | 3.1763 | 0.8587 | 3.6989 | 0 | 0 | 0 | Fail RIM; Pass PCT
[12 empty] | Industrial | Efficient Lighting - High Bay | Y | Electrical and Electronic Equip. | Turnover | 3.1763 | 0.8587 | 3.6989 | 0 | 0 | 0 | Fail RIM; Pass PCT
[12 empty] | Industrial | Efficient Lighting - Other Interior Lighting | Y | Electrical and Electronic Equip. | New | 1.795 | 0.86117 | 2.0844 | 0 | 0 | 0 | Fail RIM; Pass PCT
[12 empty] | Industrial | Efficient Lighting - Other Interior Lighting | Y | Electrical and Electronic Equip. | Turnover | 1.795 | 0.86117 | 2.0844 | 0 | 0 | 0 | Fail RIM; Pass PCT
[12 empty] | Industrial | Lighting Controls | Y | Electrical and Electronic Equip. | Existing | 3.7799 | 0.85931 | 4.3988 | 0 | 0 | 0 | Fail RIM; Pass PCT
[12 empty] | Industrial | Lighting Controls | Y | Electrical and Electronic Equip. | New | 3.7799 | 0.85931 | 4.3988 | 0 | 0 | 0 | Fail RIM; Pass PCT
[12 empty] | Industrial | Fan Improved Controls | Y | Electrical and Electronic Equip. | Existing | 29.7427 | 0.86934 | 34.213 | 0 | 0 | 0 | Fail RIM; Pass PCT
[12 empty] | Industrial | Fan Improved Controls | Y | Electrical and Electronic Equip. | New | 29.7427 | 0.86934 | 34.213 | 0 | 0 | 0 | Fail RIM; Pass PCT
[12 empty] | Industrial | Motor Equipment Upgrades | Y | Electrical and Electronic Equip. | New | 3.3174 | 0.86794 | 3.8221 | 0 | 0 | 0 | Fail RIM; Pass PCT
[12 empty] | Industrial | Motor Equipment Upgrades | Y | Electrical and Electronic Equip. | Turnover | 3.3174 | 0.86794 | 3.8221 | 0 | 0 | 0 | Fail RIM; Pass PCT
[12 empty] | Industrial | Motor Improved Controls | Y | Electrical and Electronic Equip. | Existing | 11.4686 | 0.86934 | 13.1923 | 0 | 0 | 0 | Fail RIM; Pass PCT
[12 empty] | Industrial | Motor Improved Controls | Y | Electrical and Electronic Equip. | New | 11.4686 | 0.86934 | 13.1923 | 0 | 0 | 0 | Fail RIM; Pass PCT
[12 empty] | Industrial | Motor Optimization | Y | Electrical and Electronic Equip. | Existing | 7.6867 | 0.86794 | 8.8563 | 0 | 0 | 0 | Fail RIM; Pass PCT
[12 empty] | Industrial | Motor Optimization | Y | Electrical and Electronic Equip. | New | 7.6867 | 0.86794 | 8.8563 | 0 | 0 | 0 | Fail RIM; Pass PCT
[12 empty] | Industrial | Pump Improved Controls | Y | Electrical and Electronic Equip. | Existing | 11.4686 | 0.86934 | 13.1923 | 0 | 0 | 0 | Fail RIM; Pass PCT
[12 empty] | Industrial | Pump Improved Controls | Y | Electrical and Electronic Equip. | New | 11.4686 | 0.86934 | 13.1923 | 0 | 0 | 0 | Fail RIM; Pass PCT
[12 empty] | Industrial | Process Refrig Controls | Y | Electrical and Electronic Equip. | Existing | 0.83215 | 0.8663 | 0.96057 | 0 | 0 | 0 | Fail RIM; Fail PCT
[12 empty] | Industrial | Process Refrig Controls | Y | Electrical and Electronic Equip. | New | 0.83215 | 0.8663 | 0.96057 | 0 | 0 | 0 | Fail RIM; Fail PCT
[12 empty] | Industrial | Process Refrig Equipment Upgrade | Y | Electrical and Electronic Equip. | New | 6.0477 | 0.86426 | 6.9976 | 0 | 0 | 0 | Fail RIM; Pass PCT
[12 empty] | Industrial | Process Refrig Equipment Upgrade | Y | Electrical and Electronic Equip. | Turnover | 6.0477 | 0.86426 | 6.9976 | 0 | 0 | 0 | Fail RIM; Pass PCT
[12 empty] | Industrial | Process Refrig System Optimization | Y | Electrical and Electronic Equip. | Existing | 34.9955 | 0.75423 | 46.3988 | 0 | 0 | 0 | Fail RIM; Pass PCT
[12 empty] | Industrial | Process Refrig System Optimization | Y | Electrical and Electronic Equip. | New | 34.9955 | 0.75423 | 46.3988 | 0 | 0 | 0 | Fail RIM; Pass PCT
[12 empty] | Industrial | Process Heat Improved Controls | Y | Electrical and Electronic Equip. | Existing | 0.81598 | 0.8663 | 0.94192 | 0 | 0 | 0 | Fail RIM; Fail PCT
[12 empty] | Industrial | Process Heat Improved Controls | Y | Electrical and Electronic Equip. | New | 0.81598 | 0.8663 | 0.94192 | 0 | 0 | 0 | Fail RIM; Fail PCT
[12 empty] | Industrial | Process Heat System Optimization | Y | Electrical and Electronic Equip. | Existing | 2.6126 | 0.72358 | 3.6107 | 0 | 0 | 0 | Fail RIM; Pass PCT
[12 empty] | Industrial | Process Heat System Optimization | Y | Electrical and Electronic Equip. | New | 2.6126 | 0.72358 | 3.6107 | 0 | 0 | 0 | Fail RIM; Pass PCT
[12 empty] | Industrial | Process Other Systems Optimization | Y | Electrical and Electronic Equip. | Existing | 2.3705 | 0.757 | 3.1314 | 0 | 0 | 0 | Fail RIM; Pass PCT
[12 empty] | Industrial | Process Other Systems Optimization | Y | Electrical and Electronic Equip. | New | 2.3705 | 0.757 | 3.1314 | 0 | 0 | 0 | Fail RIM; Pass PCT
[12 empty] | Industrial | Compressed Air Controls | Y | Lumber/Furniture/Pulp/Paper | Existing | 18.7377 | 0.86174 | 21.7439 | 0 | 0 | 0 | Fail RIM; Pass PCT
[12 empty] | Industrial | Compressed Air Controls | Y | Lumber/Furniture/Pulp/Paper | New | 18.7377 | 0.86174 | 21.7439 | 0 | 0 | 0 | Fail RIM; Pass PCT
[12 empty] | Industrial | Compressed Air Equipment | Y | Lumber/Furniture/Pulp/Paper | New | 5.0273 | 0.86934 | 5.7829 | 0 | 0 | 0 | Fail RIM; Pass PCT
[12 empty] | Industrial | Compressed Air Equipment | Y | Lumber/Furniture/Pulp/Paper | Turnover | 5.0273 | 0.86934 | 5.7829 | 0 | 0 | 0 | Fail RIM; Pass PCT
[12 empty] | Industrial | Compressed Air System Optimization | Y | Lumber/Furniture/Pulp/Paper | Existing | 11.1128 | 0.86794 | 12.8037 | 0 | 0 | 0 | Fail RIM; Pass PCT
[12 empty] | Industrial | Compressed Air System Optimization | Y | Lumber/Furniture/Pulp/Paper | New | 11.1128 | 0.86794 | 12.8037 | 0 | 0 | 0 | Fail RIM; Pass PCT
[12 empty] | Industrial | Plant Energy Management | Y | Lumber/Furniture/Pulp/Paper | Existing | 4.6742 | 0.86242 | 5.4198 | 0 | 0 | 0 | Fail RIM; Pass PCT
[12 empty] | Industrial | Plant Energy Management | Y | Lumber/Furniture/Pulp/Paper | New | 4.6742 | 0.86242 | 5.4198 | 0 | 0 | 0 | Fail RIM; Pass PCT
[12 empty] | Industrial | Efficient Lighting - Exterior | Y | Lumber/Furniture/Pulp/Paper | New | 5.8425 | 1.0491 | 5.5691 | 0 | 0 | 0 | Pass RIM; Pass PCT; Fail 2-year Threshold
[12 empty] | Industrial | Efficient Lighting - Exterior | Y | Lumber/Furniture/Pulp/Paper | Turnover | 5.8425 | 1.0491 | 5.5691 | 0 | 0 | 0 | Pass RIM; Pass PCT; Fail 2-year Threshold
[12 empty] | Industrial | HVAC Equipment Upgrades | Y | Lumber/Furniture/Pulp/Paper | New | 6.658 | 0.8666 | 7.6829 | 0 | 0 | 0 | Fail RIM; Pass PCT
[12 empty] | Industrial | HVAC Equipment Upgrades | Y | Lumber/Furniture/Pulp/Paper | Turnover | 6.658 | 0.8666 | 7.6829 | 0 | 0 | 0 | Fail RIM; Pass PCT
[12 empty] | Industrial | HVAC Improved Controls | Y | Lumber/Furniture/Pulp/Paper | Existing | 42.7 | 0.86249 | 49.5077 | 0 | 0 | 0 | Fail RIM; Pass PCT
[12 empty] | Industrial | HVAC Improved Controls | Y | Lumber/Furniture/Pulp/Paper | New | 42.7 | 0.86249 | 49.5077 | 0 | 0 | 0 | Fail RIM; Pass PCT
[12 empty] | Industrial | Efficient Lighting - High Bay | Y | Lumber/Furniture/Pulp/Paper | New | 3.1763 | 0.8587 | 3.6989 | 0 | 0 | 0 | Fail RIM; Pass PCT
[12 empty] | Industrial | Efficient Lighting - High Bay | Y | Lumber/Furniture/Pulp/Paper | Turnover | 3.1763 | 0.8587 | 3.6989 | 0 | 0 | 0 | Fail RIM; Pass PCT
[12 empty] | Industrial | Efficient Lighting - Other Interior Lighting | Y | Lumber/Furniture/Pulp/Paper | New | 1.795 | 0.86117 | 2.0844 | 0 | 0 | 0 | Fail RIM; Pass PCT
[12 empty] | Industrial | Efficient Lighting - Other Interior Lighting | Y | Lumber/Furniture/Pulp/Paper | Turnover | 1.795 | 0.86117 | 2.0844 | 0 | 0 | 0 | Fail RIM; Pass PCT
[12 empty] | Industrial | Lighting Controls | Y | Lumber/Furniture/Pulp/Paper | Existing | 3.1295 | 0.85931 | 3.6419 | 0 | 0 | 0 | Fail RIM; Pass PCT
[12 empty] | Industrial | Lighting Controls | Y | Lumber/Furniture/Pulp/Paper | New | 3.1295 | 0.85931 | 3.6419 | 0 | 0 | 0 | Fail RIM; Pass PCT
[12 empty] | Industrial | Fan Equipment Upgrades | Y | Lumber/Furniture/Pulp/Paper | New | 3.1607 | 0.86934 | 3.6357 | 0 | 0 | 0 | Fail RIM; Pass PCT
[12 empty] | Industrial | Fan Equipment Upgrades | Y | Lumber/Furniture/Pulp/Paper | Turnover | 3.1607 | 0.86934 | 3.6357 | 0 | 0 | 0 | Fail RIM; Pass PCT
[12 empty] | Industrial | Fan Improved Controls | Y | Lumber/Furniture/Pulp/Paper | Existing | 29.7427 | 0.86934 | 34.213 | 0 | 0 | 0 | Fail RIM; Pass PCT
[12 empty] | Industrial | Fan Improved Controls | Y | Lumber/Furniture/Pulp/Paper | New | 29.7427 | 0.86934 | 34.213 | 0 | 0 | 0 | Fail RIM; Pass PCT
[12 empty] | Industrial | Fan System Optimization | Y | Lumber/Furniture/Pulp/Paper | Existing | 15.5563 | 0.86794 | 17.9233 | 0 | 0 | 0 | Fail RIM; Pass PCT
[12 empty] | Industrial | Fan System Optimization | Y | Lumber/Furniture/Pulp/Paper | New | 15.5563 | 0.86794 | 17.9233 | 0 | 0 | 0 | Fail RIM; Pass PCT
[12 empty] | Industrial | Motor Equipment Upgrades | Y | Lumber/Furniture/Pulp/Paper | New | 8.3115 | 0.86794 | 9.5761 | 0 | 0 | 0 | Fail RIM; Pass PCT
[12 empty] | Industrial | Motor Equipment Upgrades | Y | Lumber/Furniture/Pulp/Paper | Turnover | 8.3115 | 0.86794 | 9.5761 | 0 | 0 | 0 | Fail RIM; Pass PCT
[12 empty] | Industrial | Motor Improved Controls | Y | Lumber/Furniture/Pulp/Paper | Existing | 14.868 | 0.86934 | 17.1026 | 0 | 0 | 0 | Fail RIM; Pass PCT
[12 empty] | Industrial | Motor Improved Controls | Y | Lumber/Furniture/Pulp/Paper | New | 14.868 | 0.86934 | 17.1026 | 0 | 0 | 0 | Fail RIM; Pass PCT
[12 empty] | Industrial | Motor Optimization | Y | Lumber/Furniture/Pulp/Paper | Existing | 6.9263 | 0.86794 | 7.9802 | 0 | 0 | 0 | Fail RIM; Pass PCT
[12 empty] | Industrial | Motor Optimization | Y | Lumber/Furniture/Pulp/Paper | New | 6.9263 | 0.86794 | 7.9802 | 0 | 0 | 0 | Fail RIM; Pass PCT
[12 empty] | Industrial | Pump Equipment Upgrade | Y | Lumber/Furniture/Pulp/Paper | New | 2.3151 | 0.86934 | 2.6631 | 0 | 0 | 0 | Fail RIM; Pass PCT
[12 empty] | Industrial | Pump Equipment Upgrade | Y | Lumber/Furniture/Pulp/Paper | Turnover | 2.3151 | 0.86934 | 2.6631 | 0 | 0 | 0 | Fail RIM; Pass PCT
[12 empty] | Industrial | Pump Improved Controls | Y | Lumber/Furniture/Pulp/Paper | Existing | 11.4686 | 0.86934 | 13.1923 | 0 | 0 | 0 | Fail RIM; Pass PCT
[12 empty] | Industrial | Pump Improved Controls | Y | Lumber/Furniture/Pulp/Paper | New | 11.4686 | 0.86934 | 13.1923 | 0 | 0 | 0 | Fail RIM; Pass PCT
[12 empty] | Industrial | Pump System Optimization | Y | Lumber/Furniture/Pulp/Paper | Existing | 2.1554 | 0.86794 | 2.4833 | 0 | 0 | 0 | Fail RIM; Pass PCT
[12 empty] | Industrial | Pump System Optimization | Y | Lumber/Furniture/Pulp/Paper | New | 2.1554 | 0.86794 | 2.4833 | 0 | 0 | 0 | Fail RIM; Pass PCT
[12 empty] | Industrial | Process Refrig Controls | Y | Lumber/Furniture/Pulp/Paper | Existing | 0.83215 | 0.8663 | 0.96057 | 0 | 0 | 0 | Fail RIM; Fail PCT
[12 empty] | Industrial | Process Refrig Controls | Y | Lumber/Furniture/Pulp/Paper | New | 0.83215 | 0.8663 | 0.96057 | 0 | 0 | 0 | Fail RIM; Fail PCT
[12 empty] | Industrial | Process Refrig Equipment Upgrade | Y | Lumber/Furniture/Pulp/Paper | New | 2.2784 | 0.86426 | 2.6363 | 0 | 0 | 0 | Fail RIM; Pass PCT
[12 empty] | Industrial | Process Refrig Equipment Upgrade | Y | Lumber/Furniture/Pulp/Paper | Turnover | 2.2784 | 0.86426 | 2.6363 | 0 | 0 | 0 | Fail RIM; Pass PCT
[12 empty] | Industrial | Process Heat Improved Controls | Y | Lumber/Furniture/Pulp/Paper | Existing | 0.81598 | 0.8663 | 0.94192 | 0 | 0 | 0 | Fail RIM; Fail PCT
[12 empty] | Industrial | Process Heat Improved Controls | Y | Lumber/Furniture/Pulp/Paper | New | 0.81598 | 0.8663 | 0.94192 | 0 | 0 | 0 | Fail RIM; Fail PCT
[12 empty] | Industrial | Process Heat System Optimization | Y | Lumber/Furniture/Pulp/Paper | Existing | 0.38832 | 0.72358 | 0.53667 | 0 | 0 | 0 | Fail RIM; Fail PCT
[12 empty] | Industrial | Process Heat System Optimization | Y | Lumber/Furniture/Pulp/Paper | New | 0.38832 | 0.72358 | 0.53667 | 0 | 0 | 0 | Fail RIM; Fail PCT
[12 empty] | Industrial | Process Other Equipment Upgrades | Y | Lumber/Furniture/Pulp/Paper | New | 6.2347 | 0.86426 | 7.2139 | 0 | 0 | 0 | Fail RIM; Pass PCT
[12 empty] | Industrial | Process Other Equipment Upgrades | Y | Lumber/Furniture/Pulp/Paper | Turnover | 6.2347 | 0.86426 | 7.2139 | 0 | 0 | 0 | Fail RIM; Pass PCT
[12 empty] | Industrial | Process Other Systems Optimization | Y | Lumber/Furniture/Pulp/Paper | Existing | 2.4094 | 0.757 | 3.1829 | 0 | 0 | 0 | Fail RIM; Pass PCT
[12 empty] | Industrial | Process Other Systems Optimization | Y | Lumber/Furniture/Pulp/Paper | New | 2.4094 | 0.757 | 3.1829 | 0 | 0 | 0 | Fail RIM; Pass PCT
[12 empty] | Industrial | Compressed Air Controls | Y | Metal Products and Machinery | Existing | 12.6905 | 0.86174 | 14.7266 | 0 | 0 | 0 | Fail RIM; Pass PCT
[12 empty] | Industrial | Compressed Air Controls | Y | Metal Products and Machinery | New | 12.6905 | 0.86174 | 14.7266 | 0 | 0 | 0 | Fail RIM; Pass PCT
[12 empty] | Industrial | Compressed Air Equipment | Y | Metal Products and Machinery | New | 7.4153 | 0.86934 | 8.5298 | 0 | 0 | 0 | Fail RIM; Pass PCT
[12 empty] | Industrial | Compressed Air Equipment | Y | Metal Products and Machinery | Turnover | 7.4153 | 0.86934 | 8.5298 | 0 | 0 | 0 | Fail RIM; Pass PCT
[12 empty] | Industrial | Compressed Air System Optimization | Y | Metal Products and Machinery | Existing | 11.4518 | 0.86794 | 13.1943 | 0 | 0 | 0 | Fail RIM; Pass PCT
[12 empty] | Industrial | Compressed Air System Optimization | Y | Metal Products and Machinery | New | 11.4518 | 0.86794 | 13.1943 | 0 | 0 | 0 | Fail RIM; Pass PCT
[12 empty] | Industrial | Plant Energy Management | Y | Metal Products and Machinery | Existing | 5.0914 | 0.86242 | 5.9037 | 0 | 0 | 0 | Fail RIM; Pass PCT
[12 empty] | Industrial | Plant Energy Management | Y | Metal Products and Machinery | New | 5.0914 | 0.86242 | 5.9037 | 0 | 0 | 0 | Fail RIM; Pass PCT
[12 empty] | Industrial | Efficient Lighting - Exterior | Y | Metal Products and Machinery | New | 5.8425 | 1.0491 | 5.5691 | 0 | 0 | 0 | Pass RIM; Pass PCT; Fail 2-year Threshold
[12 empty] | Industrial | Efficient Lighting - Exterior | Y | Metal Products and Machinery | Turnover | 5.8425 | 1.0491 | 5.5691 | 0 | 0 | 0 | Pass RIM; Pass PCT; Fail 2-year Threshold
[12 empty] | Industrial | Building Envelope Improvements | Y | Metal Products and Machinery | Existing | 5.6927 | 0.86249 | 6.6003 | 0 | 0 | 0 | Fail RIM; Pass PCT
[12 empty] | Industrial | Building Envelope Improvements | Y | Metal Products and Machinery | New | 5.6927 | 0.86249 | 6.6003 | 0 | 0 | 0 | Fail RIM; Pass PCT
[12 empty] | Industrial | HVAC Equipment Upgrades | Y | Metal Products and Machinery | New | 5.5779 | 0.8666 | 6.4365 | 0 | 0 | 0 | Fail RIM; Pass PCT
[12 empty] | Industrial | HVAC Equipment Upgrades | Y | Metal Products and Machinery | Turnover | 5.5779 | 0.8666 | 6.4365 | 0 | 0 | 0 | Fail RIM; Pass PCT
[12 empty] | Industrial | HVAC Improved Controls | Y | Metal Products and Machinery | Existing | 12.5249 | 0.86249 | 14.5218 | 0 | 0 | 0 | Fail RIM; Pass PCT
[12 empty] | Industrial | HVAC Improved Controls | Y | Metal Products and Machinery | New | 12.5249 | 0.86249 | 14.5218 | 0 | 0 | 0 | Fail RIM; Pass PCT
[12 empty] | Industrial | HVAC Recommissioning | Y | Metal Products and Machinery | Existing | 0.46884 | 0.85949 | 0.54548 | 0 | 0 | 0 | Fail RIM; Fail PCT
[12 empty] | Industrial | HVAC Recommissioning | Y | Metal Products and Machinery | New | 0.46884 | 0.85949 | 0.54548 | 0 | 0 | 0 | Fail RIM; Fail PCT
[12 empty] | Industrial | Efficient Lighting - High Bay | Y | Metal Products and Machinery | New | 3.1763 | 0.8587 | 3.6989 | 0 | 0 | 0 | Fail RIM; Pass PCT
[12 empty] | Industrial | Efficient Lighting - High Bay | Y | Metal Products and Machinery | Turnover | 3.1763 | 0.8587 | 3.6989 | 0 | 0 | 0 | Fail RIM; Pass PCT
[12 empty] | Industrial | Efficient Lighting - Other Interior Lighting | Y | Metal Products and Machinery | New | 1.795 | 0.86117 | 2.0844 | 0 | 0 | 0 | Fail RIM; Pass PCT
[12 empty] | Industrial | Efficient Lighting - Other Interior Lighting | Y | Metal Products and Machinery | Turnover | 1.795 | 0.86117 | 2.0844 | 0 | 0 | 0 | Fail RIM; Pass PCT
[12 empty] | Industrial | Lighting Controls | Y | Metal Products and Machinery | Existing | 3.4313 | 0.85931 | 3.9931 | 0 | 0 | 0 | Fail RIM; Pass PCT
[12 empty] | Industrial | Lighting Controls | Y | Metal Products and Machinery | New | 3.4313 | 0.85931 | 3.9931 | 0 | 0 | 0 | Fail RIM; Pass PCT
[12 empty] | Industrial | Fan Equipment Upgrades | Y | Metal Products and Machinery | New | 4.9807 | 0.86934 | 5.7293 | 0 | 0 | 0 | Fail RIM; Pass PCT
[12 empty] | Industrial | Fan Equipment Upgrades | Y | Metal Products and Machinery | Turnover | 4.9807 | 0.86934 | 5.7293 | 0 | 0 | 0 | Fail RIM; Pass PCT
[12 empty] | Industrial | Fan Improved Controls | Y | Metal Products and Machinery | Existing | 29.7427 | 0.86934 | 34.213 | 0 | 0 | 0 | Fail RIM; Pass PCT
[12 empty] | Industrial | Fan Improved Controls | Y | Metal Products and Machinery | New | 29.7427 | 0.86934 | 34.213 | 0 | 0 | 0 | Fail RIM; Pass PCT
[12 empty] | Industrial | Fan System Optimization | Y | Metal Products and Machinery | Existing | 26.4593 | 0.86794 | 30.4853 | 0 | 0 | 0 | Fail RIM; Pass PCT
[12 empty] | Industrial | Fan System Optimization | Y | Metal Products and Machinery | New | 26.4593 | 0.86794 | 30.4853 | 0 | 0 | 0 | Fail RIM; Pass PCT
[12 empty] | Industrial | Motor Equipment Upgrades | Y | Metal Products and Machinery | New | 2.9777 | 0.86794 | 3.4307 | 0 | 0 | 0 | Fail RIM; Pass PCT
[12 empty] | Industrial | Motor Equipment Upgrades | Y | Metal Products and Machinery | Turnover | 2.9777 | 0.86794 | 3.4307 | 0 | 0 | 0 | Fail RIM; Pass PCT
[12 empty] | Industrial | Motor Improved Controls | Y | Metal Products and Machinery | Existing | 16.1402 | 0.86934 | 18.5661 | 0 | 0 | 0 | Fail RIM; Pass PCT
[12 empty] | Industrial | Motor Improved Controls | Y | Metal Products and Machinery | New | 16.1402 | 0.86934 | 18.5661 | 0 | 0 | 0 | Fail RIM; Pass PCT
[12 empty] | Industrial | Motor Optimization | Y | Metal Products and Machinery | Existing | 6.7267 | 0.86794 | 7.7502 | 0 | 0 | 0 | Fail RIM; Pass PCT
[12 empty] | Industrial | Motor Optimization | Y | Metal Products and Machinery | New | 6.7267 | 0.86794 | 7.7502 | 0 | 0 | 0 | Fail RIM; Pass PCT
[12 empty] | Industrial | Pump Equipment Upgrade | Y | Metal Products and Machinery | New | 4.9807 | 0.86934 | 5.7293 | 0 | 0 | 0 | Fail RIM; Pass PCT
[12 empty] | Industrial | Pump Equipment Upgrade | Y | Metal Products and Machinery | Turnover | 4.9807 | 0.86934 | 5.7293 | 0 | 0 | 0 | Fail RIM; Pass PCT
[12 empty] | Industrial | Pump Improved Controls | Y | Metal Products and Machinery | Existing | 11.4686 | 0.86934 | 13.1923 | 0 | 0 | 0 | Fail RIM; Pass PCT
[12 empty] | Industrial | Pump Improved Controls | Y | Metal Products and Machinery | New | 11.4686 | 0.86934 | 13.1923 | 0 | 0 | 0 | Fail RIM; Pass PCT
[12 empty] | Industrial | Pump System Optimization | Y | Metal Products and Machinery | Existing | 18.6748 | 0.86794 | 21.5163 | 0 | 0 | 0 | Fail RIM; Pass PCT
[12 empty] | Industrial | Pump System Optimization | Y | Metal Products and Machinery | New | 18.6748 | 0.86794 | 21.5163 | 0 | 0 | 0 | Fail RIM; Pass PCT
[12 empty] | Industrial | Process Refrig Controls | Y | Metal Products and Machinery | Existing | 1.2307 | 0.8663 | 1.4206 | 0 | 0 | 0 | Fail RIM; Pass PCT
[12 empty] | Industrial | Process Refrig Controls | Y | Metal Products and Machinery | New | 1.2307 | 0.8663 | 1.4206 | 0 | 0 | 0 | Fail RIM; Pass PCT
[12 empty] | Industrial | Process Refrig Equipment Upgrade | Y | Metal Products and Machinery | New | 2.7888 | 0.86426 | 3.2269 | 0 | 0 | 0 | Fail RIM; Pass PCT
[12 empty] | Industrial | Process Refrig Equipment Upgrade | Y | Metal Products and Machinery | Turnover | 2.7888 | 0.86426 | 3.2269 | 0 | 0 | 0 | Fail RIM; Pass PCT
[12 empty] | Industrial | Process Refrig System Optimization | Y | Metal Products and Machinery | Existing | 45.1816 | 0.75423 | 59.9041 | 0 | 0 | 0 | Fail RIM; Pass PCT
[12 empty] | Industrial | Process Refrig System Optimization | Y | Metal Products and Machinery | New | 45.1816 | 0.75423 | 59.9041 | 0 | 0 | 0 | Fail RIM; Pass PCT
[12 empty] | Industrial | Process Heat Equipment Upgrade | Y | Metal Products and Machinery | New | 5.3342 | 0.86426 | 6.172 | 0 | 0 | 0 | Fail RIM; Pass PCT
[12 empty] | Industrial | Process Heat Equipment Upgrade | Y | Metal Products and Machinery | Turnover | 5.3342 | 0.86426 | 6.172 | 0 | 0 | 0 | Fail RIM; Pass PCT
[12 empty] | Industrial | Process Heat Improved Controls | Y | Metal Products and Machinery | Existing | 0.81399 | 0.8663 | 0.93962 | 0 | 0 | 0 | Fail RIM; Fail PCT
[12 empty] | Industrial | Process Heat Improved Controls | Y | Metal Products and Machinery | New | 0.81399 | 0.8663 | 0.93962 | 0 | 0 | 0 | Fail RIM; Fail PCT
[12 empty] | Industrial | Process Heat System Optimization | Y | Metal Products and Machinery | Existing | 0.57424 | 0.72358 | 0.79361 | 0 | 0 | 0 | Fail RIM; Fail PCT
[12 empty] | Industrial | Process Heat System Optimization | Y | Metal Products and Machinery | New | 0.57424 | 0.72358 | 0.79361 | 0 | 0 | 0 | Fail RIM; Fail PCT
[12 empty] | Industrial | Process Other Systems Optimization | Y | Metal Products and Machinery | Existing | 1.6013 | 0.757 | 2.1154 | 0 | 0 | 0 | Fail RIM; Pass PCT
[12 empty] | Industrial | Process Other Systems Optimization | Y | Metal Products and Machinery | New | 1.6013 | 0.757 | 2.1154 | 0 | 0 | 0 | Fail RIM; Pass PCT
[12 empty] | Industrial | Compressed Air Controls | Y | Miscellaneous Manufacturing | Existing | 98.29 | 0.86174 | 114.0597 | 0 | 0 | 0 | Fail RIM; Pass PCT
[12 empty] | Industrial | Compressed Air Controls | Y | Miscellaneous Manufacturing | New | 98.29 | 0.86174 | 114.0597 | 0 | 0 | 0 | Fail RIM; Pass PCT
[12 empty] | Industrial | Compressed Air Equipment | Y | Miscellaneous Manufacturing | New | 50.7622 | 0.86934 | 58.3917 | 0 | 0 | 0 | Fail RIM; Pass PCT
[12 empty] | Industrial | Compressed Air Equipment | Y | Miscellaneous Manufacturing | Turnover | 50.7622 | 0.86934 | 58.3917 | 0 | 0 | 0 | Fail RIM; Pass PCT
[12 empty] | Industrial | Compressed Air System Optimization | Y | Miscellaneous Manufacturing | Existing | 7.3777 | 0.86794 | 8.5003 | 0 | 0 | 0 | Fail RIM; Pass PCT
[12 empty] | Industrial | Compressed Air System Optimization | Y | Miscellaneous Manufacturing | New | 7.3777 | 0.86794 | 8.5003 | 0 | 0 | 0 | Fail RIM; Pass PCT
[12 empty] | Industrial | Plant Energy Management | Y | Miscellaneous Manufacturing | Existing | 24.3492 | 0.86242 | 28.2337 | 0 | 0 | 0 | Fail RIM; Pass PCT
[12 empty] | Industrial | Plant Energy Management | Y | Miscellaneous Manufacturing | New | 24.3492 | 0.86242 | 28.2337 | 0 | 0 | 0 | Fail RIM; Pass PCT
[12 empty] | Industrial | Efficient Lighting - Exterior | Y | Miscellaneous Manufacturing | New | 5.8425 | 1.0491 | 5.5691 | 0 | 0 | 0 | Pass RIM; Pass PCT; Fail 2-year Threshold
[12 empty] | Industrial | Efficient Lighting - Exterior | Y | Miscellaneous Manufacturing | Turnover | 5.8425 | 1.0491 | 5.5691 | 0 | 0 | 0 | Pass RIM; Pass PCT; Fail 2-year Threshold
[12 empty] | Industrial | Building Envelope Improvements | Y | Miscellaneous Manufacturing | Existing | 7.3521 | 0.86249 | 8.5243 | 0 | 0 | 0 | Fail RIM; Pass PCT
[12 empty] | Industrial | Building Envelope Improvements | Y | Miscellaneous Manufacturing | New | 7.3521 | 0.86249 | 8.5243 | 0 | 0 | 0 | Fail RIM; Pass PCT
[12 empty] | Industrial | HVAC Equipment Upgrades | Y | Miscellaneous Manufacturing | New | 2.551 | 0.8666 | 2.9437 | 0 | 0 | 0 | Fail RIM; Pass PCT
[12 empty] | Industrial | HVAC Equipment Upgrades | Y | Miscellaneous Manufacturing | Turnover | 2.551 | 0.8666 | 2.9437 | 0 | 0 | 0 | Fail RIM; Pass PCT
[12 empty] | Industrial | HVAC Improved Controls | Y | Miscellaneous Manufacturing | Existing | 117.6466 | 0.86249 | 136.4031 | 0 | 0 | 0 | Fail RIM; Pass PCT
[12 empty] | Industrial | HVAC Improved Controls | Y | Miscellaneous Manufacturing | New | 117.6466 | 0.86249 | 136.4031 | 0 | 0 | 0 | Fail RIM; Pass PCT
[12 empty] | Industrial | Efficient Lighting - High Bay | Y | Miscellaneous Manufacturing | New | 3.1763 | 0.8587 | 3.6989 | 0 | 0 | 0 | Fail RIM; Pass PCT
[12 empty] | Industrial | Efficient Lighting - High Bay | Y | Miscellaneous Manufacturing | Turnover | 3.1763 | 0.8587 | 3.6989 | 0 | 0 | 0 | Fail RIM; Pass PCT
[12 empty] | Industrial | Efficient Lighting - Other Interior Lighting | Y | Miscellaneous Manufacturing | New | 1.795 | 0.86117 | 2.0844 | 0 | 0 | 0 | Fail RIM; Pass PCT
[12 empty] | Industrial | Efficient Lighting - Other Interior Lighting | Y | Miscellaneous Manufacturing | Turnover | 1.795 | 0.86117 | 2.0844 | 0 | 0 | 0 | Fail RIM; Pass PCT
[12 empty] | Industrial | Lighting Controls | Y | Miscellaneous Manufacturing | Existing | 4.838 | 0.85931 | 5.6301 | 0 | 0 | 0 | Fail RIM; Pass PCT
[12 empty] | Industrial | Lighting Controls | Y | Miscellaneous Manufacturing | New | 4.838 | 0.85931 | 5.6301 | 0 | 0 | 0 | Fail RIM; Pass PCT
[12 empty] | Industrial | Fan Equipment Upgrades | Y | Miscellaneous Manufacturing | New | 4.0118 | 0.86934 | 4.6148 | 0 | 0 | 0 | Fail RIM; Pass PCT
[12 empty] | Industrial | Fan Equipment Upgrades | Y | Miscellaneous Manufacturing | Turnover | 4.0118 | 0.86934 | 4.6148 | 0 | 0 | 0 | Fail RIM; Pass PCT
[12 empty] | Industrial | Fan Improved Controls | Y | Miscellaneous Manufacturing | Existing | 29.7427 | 0.86934 | 34.213 | 0 | 0 | 0 | Fail RIM; Pass PCT
[12 empty] | Industrial | Fan Improved Controls | Y | Miscellaneous Manufacturing | New | 29.7427 | 0.86934 | 34.213 | 0 | 0 | 0 | Fail RIM; Pass PCT
[12 empty] | Industrial | Motor Equipment Upgrades | Y | Miscellaneous Manufacturing | New | 2.5063 | 0.86794 | 2.8877 | 0 | 0 | 0 | Fail RIM; Pass PCT
[12 empty] | Industrial | Motor Equipment Upgrades | Y | Miscellaneous Manufacturing | Turnover | 2.5063 | 0.86794 | 2.8877 | 0 | 0 | 0 | Fail RIM; Pass PCT
[12 empty] | Industrial | Motor Improved Controls | Y | Miscellaneous Manufacturing | Existing | 11.4686 | 0.86934 | 13.1923 | 0 | 0 | 0 | Fail RIM; Pass PCT
[12 empty] | Industrial | Motor Improved Controls | Y | Miscellaneous Manufacturing | New | 11.4686 | 0.86934 | 13.1923 | 0 | 0 | 0 | Fail RIM; Pass PCT
[12 empty] | Industrial | Motor Optimization | Y | Miscellaneous Manufacturing | Existing | 0.88042 | 0.86794 | 1.0144 | 0 | 0 | 0 | Fail RIM; Pass PCT
[12 empty] | Industrial | Motor Optimization | Y | Miscellaneous Manufacturing | New | 0.88042 | 0.86794 | 1.0144 | 0 | 0 | 0 | Fail RIM; Pass PCT
[12 empty] | Industrial | Pump Equipment Upgrade | Y | Miscellaneous Manufacturing | New | 5.4954 | 0.86934 | 6.3214 | 0 | 0 | 0 | Fail RIM; Pass PCT
[12 empty] | Industrial | Pump Equipment Upgrade | Y | Miscellaneous Manufacturing | Turnover | 5.4954 | 0.86934 | 6.3214 | 0 | 0 | 0 | Fail RIM; Pass PCT
[12 empty] | Industrial | Pump Improved Controls | Y | Miscellaneous Manufacturing | Existing | 11.4686 | 0.86934 | 13.1923 | 0 | 0 | 0 | Fail RIM; Pass PCT
[12 empty] | Industrial | Pump Improved Controls | Y | Miscellaneous Manufacturing | New | 11.4686 | 0.86934 | 13.1923 | 0 | 0 | 0 | Fail RIM; Pass PCT
[12 empty] | Industrial | Pump System Optimization | Y | Miscellaneous Manufacturing | Existing | 3.8779 | 0.86794 | 4.468 | 0 | 0 | 0 | Fail RIM; Pass PCT
[12 empty] | Industrial | Pump System Optimization | Y | Miscellaneous Manufacturing | New | 3.8779 | 0.86794 | 4.468 | 0 | 0 | 0 | Fail RIM; Pass PCT
[12 empty] | Industrial | Process Refrig Controls | Y | Miscellaneous Manufacturing | Existing | 0.83215 | 0.8663 | 0.96057 | 0 | 0 | 0 | Fail RIM; Fail PCT
[12 empty] | Industrial | Process Refrig Controls | Y | Miscellaneous Manufacturing | New | 0.83215 | 0.8663 | 0.96057 | 0 | 0 | 0 | Fail RIM; Fail PCT
[12 empty] | Industrial | Process Refrig Equipment Upgrade | Y | Miscellaneous Manufacturing | New | 2.3021 | 0.86426 | 2.6637 | 0 | 0 | 0 | Fail RIM; Pass PCT
[12 empty] | Industrial | Process Refrig Equipment Upgrade | Y | Miscellaneous Manufacturing | Turnover | 2.3021 | 0.86426 | 2.6637 | 0 | 0 | 0 | Fail RIM; Pass PCT
[12 empty] | Industrial | Process Refrig System Optimization | Y | Miscellaneous Manufacturing | Existing | 0.78939 | 0.75423 | 1.0466 | 0 | 0 | 0 | Fail RIM; Pass PCT
[12 empty] | Industrial | Process Refrig System Optimization | Y | Miscellaneous Manufacturing | New | 0.78939 | 0.75423 | 1.0466 | 0 | 0 | 0 | Fail RIM; Pass PCT
[12 empty] | Industrial | Process Heat Improved Controls | Y | Miscellaneous Manufacturing | Existing | 0.81598 | 0.8663 | 0.94192 | 0 | 0 | 0 | Fail RIM; Fail PCT
[12 empty] | Industrial | Process Heat Improved Controls | Y | Miscellaneous Manufacturing | New | 0.81598 | 0.8663 | 0.94192 | 0 | 0 | 0 | Fail RIM; Fail PCT
[12 empty] | Industrial | Process Heat System Optimization | Y | Miscellaneous Manufacturing | Existing | 0.71489 | 0.72358 | 0.98799 | 0 | 0 | 0 | Fail RIM; Fail PCT
[12 empty] | Industrial | Process Heat System Optimization | Y | Miscellaneous Manufacturing | New | 0.71489 | 0.72358 | 0.98799 | 0 | 0 | 0 | Fail RIM; Fail PCT
[12 empty] | Industrial | Process Other Systems Optimization | Y | Miscellaneous Manufacturing | Existing | 12.2552 | 0.757 | 16.1892 | 0 | 0 | 0 | Fail RIM; Pass PCT
[12 empty] | Industrial | Process Other Systems Optimization | Y | Miscellaneous Manufacturing | New | 12.2552 | 0.757 | 16.1892 | 0 | 0 | 0 | Fail RIM; Pass PCT
[12 empty] | Industrial | Compressed Air Controls | Y | Primary Resources Industries | Existing | 14.0275 | 0.86174 | 16.2781 | 0 | 0 | 0 | Fail RIM; Pass PCT
[12 empty] | Industrial | Compressed Air Controls | Y | Primary Resources Industries | New | 14.0275 | 0.86174 | 16.2781 | 0 | 0 | 0 | Fail RIM; Pass PCT
[12 empty] | Industrial | Compressed Air Equipment | Y | Primary Resources Industries | New | 6.054 | 0.86934 | 6.9639 | 0 | 0 | 0 | Fail RIM; Pass PCT
[12 empty] | Industrial | Compressed Air Equipment | Y | Primary Resources Industries | Turnover | 6.054 | 0.86934 | 6.9639 | 0 | 0 | 0 | Fail RIM; Pass PCT
[12 empty] | Industrial | Compressed Air System Optimization | Y | Primary Resources Industries | Existing | 11.9224 | 0.86794 | 13.7365 | 0 | 0 | 0 | Fail RIM; Pass PCT
[12 empty] | Industrial | Compressed Air System Optimization | Y | Primary Resources Industries | New | 11.9224 | 0.86794 | 13.7365 | 0 | 0 | 0 | Fail RIM; Pass PCT
[12 empty] | Industrial | Plant Energy Management | Y | Primary Resources Industries | Existing | 24.3492 | 0.86242 | 28.2337 | 0 | 0 | 0 | Fail RIM; Pass PCT
[12 empty] | Industrial | Plant Energy Management | Y | Primary Resources Industries | New | 24.3492 | 0.86242 | 28.2337 | 0 | 0 | 0 | Fail RIM; Pass PCT
[12 empty] | Industrial | Efficient Lighting - Exterior | Y | Primary Resources Industries | New | 5.8425 | 1.0491 | 5.5691 | 0 | 0 | 0 | Pass RIM; Pass PCT; Fail 2-year Threshold
[12 empty] | Industrial | Efficient Lighting - Exterior | Y | Primary Resources Industries | Turnover | 5.8425 | 1.0491 | 5.5691 | 0 | 0 | 0 | Pass RIM; Pass PCT; Fail 2-year Threshold
[12 empty] | Industrial | Building Envelope Improvements | Y | Primary Resources Industries | Existing | 5.6486 | 0.86249 | 6.5491 | 0 | 0 | 0 | Fail RIM; Pass PCT
[12 empty] | Industrial | Building Envelope Improvements | Y | Primary Resources Industries | New | 5.6486 | 0.86249 | 6.5491 | 0 | 0 | 0 | Fail RIM; Pass PCT
[12 empty] | Industrial | HVAC Equipment Upgrades | Y | Primary Resources Industries | New | 3.4601 | 0.8666 | 3.9927 | 0 | 0 | 0 | Fail RIM; Pass PCT
[12 empty] | Industrial | HVAC Equipment Upgrades | Y | Primary Resources Industries | Turnover | 3.4601 | 0.8666 | 3.9927 | 0 | 0 | 0 | Fail RIM; Pass PCT
[12 empty] | Industrial | HVAC Improved Controls | Y | Primary Resources Industries | Existing | 23.5558 | 0.86249 | 27.3113 | 0 | 0 | 0 | Fail RIM; Pass PCT
[12 empty] | Industrial | HVAC Improved Controls | Y | Primary Resources Industries | New | 23.5558 | 0.86249 | 27.3113 | 0 | 0 | 0 | Fail RIM; Pass PCT
[12 empty] | Industrial | Efficient Lighting - High Bay | Y | Primary Resources Industries | New | 3.1763 | 0.8587 | 3.6989 | 0 | 0 | 0 | Fail RIM; Pass PCT
[12 empty] | Industrial | Efficient Lighting - High Bay | Y | Primary Resources Industries | Turnover | 3.1763 | 0.8587 | 3.6989 | 0 | 0 | 0 | Fail RIM; Pass PCT
[12 empty] | Industrial | Efficient Lighting - Other Interior Lighting | Y | Primary Resources Industries | New | 1.795 | 0.86117 | 2.0844 | 0 | 0 | 0 | Fail RIM; Pass PCT
[12 empty] | Industrial | Efficient Lighting - Other Interior Lighting | Y | Primary Resources Industries | Turnover | 1.795 | 0.86117 | 2.0844 | 0 | 0 | 0 | Fail RIM; Pass PCT
[12 empty] | Industrial | Lighting Controls | Y | Primary Resources Industries | Existing | 3.7155 | 0.85931 | 4.3238 | 0 | 0 | 0 | Fail RIM; Pass PCT
[12 empty] | Industrial | Lighting Controls | Y | Primary Resources Industries | New | 3.7155 | 0.85931 | 4.3238 | 0 | 0 | 0 | Fail RIM; Pass PCT
[12 empty] | Industrial | Fan Equipment Upgrades | Y | Primary Resources Industries | New | 6.578 | 0.86934 | 7.5667 | 0 | 0 | 0 | Fail RIM; Pass PCT
[12 empty] | Industrial | Fan Equipment Upgrades | Y | Primary Resources Industries | Turnover | 6.578 | 0.86934 | 7.5667 | 0 | 0 | 0 | Fail RIM; Pass PCT
[12 empty] | Industrial | Fan Improved Controls | Y | Primary Resources Industries | Existing | 29.7427 | 0.86934 | 34.213 | 0 | 0 | 0 | Fail RIM; Pass PCT
[12 empty] | Industrial | Fan Improved Controls | Y | Primary Resources Industries | New | 29.7427 | 0.86934 | 34.213 | 0 | 0 | 0 | Fail RIM; Pass PCT
[12 empty] | Industrial | Fan System Optimization | Y | Primary Resources Industries | Existing | 167.5469 | 0.86794 | 193.0406 | 0 | 0 | 0 | Fail RIM; Pass PCT
[12 empty] | Industrial | Fan System Optimization | Y | Primary Resources Industries | New | 167.5469 | 0.86794 | 193.0406 | 0 | 0 | 0 | Fail RIM; Pass PCT
[12 empty] | Industrial | Motor Equipment Upgrades | Y | Primary Resources Industries | New | 3.157 | 0.86794 | 3.6373 | 0 | 0 | 0 | Fail RIM; Pass PCT
[12 empty] | Industrial | Motor Equipment Upgrades | Y | Primary Resources Industries | Turnover | 3.157 | 0.86794 | 3.6373 | 0 | 0 | 0 | Fail RIM; Pass PCT
[12 empty] | Industrial | Motor Improved Controls | Y | Primary Resources Industries | Existing | 11.4686 | 0.86934 | 13.1923 | 0 | 0 | 0 | Fail RIM; Pass PCT
[12 empty] | Industrial | Motor Improved Controls | Y | Primary Resources Industries | New | 11.4686 | 0.86934 | 13.1923 | 0 | 0 | 0 | Fail RIM; Pass PCT
[12 empty] | Industrial | Motor Optimization | Y | Primary Resources Industries | Existing | 8.8674 | 0.86794 | 10.2166 | 0 | 0 | 0 | Fail RIM; Pass PCT
[12 empty] | Industrial | Motor Optimization | Y | Primary Resources Industries | New | 8.8674 | 0.86794 | 10.2166 | 0 | 0 | 0 | Fail RIM; Pass PCT
[12 empty] | Industrial | Pump Equipment Upgrade | Y | Primary Resources Industries | New | 6.578 | 0.86934 | 7.5667 | 0 | 0 | 0 | Fail RIM; Pass PCT
[12 empty] | Industrial | Pump Equipment Upgrade | Y | Primary Resources Industries | Turnover | 6.578 | 0.86934 | 7.5667 | 0 | 0 | 0 | Fail RIM; Pass PCT
[12 empty] | Industrial | Pump Improved Controls | Y | Primary Resources Industries | Existing | 11.4686 | 0.86934 | 13.1923 | 0 | 0 | 0 | Fail RIM; Pass PCT
[12 empty] | Industrial | Pump Improved Controls | Y | Primary Resources Industries | New | 11.4686 | 0.86934 | 13.1923 | 0 | 0 | 0 | Fail RIM; Pass PCT
[12 empty] | Industrial | Pump System Optimization | Y | Primary Resources Industries | Existing | 65.1072 | 0.86794 | 75.0139 | 0 | 0 | 0 | Fail RIM; Pass PCT
[12 empty] | Industrial | Pump System Optimization | Y | Primary Resources Industries | New | 65.1072 | 0.86794 | 75.0139 | 0 | 0 | 0 | Fail RIM; Pass PCT
[12 empty] | Industrial | Process Refrig Controls | Y | Primary Resources Industries | Existing | 0.83215 | 0.8663 | 0.96057 | 0 | 0 | 0 | Fail RIM; Fail PCT
[12 empty] | Industrial | Process Refrig Controls | Y | Primary Resources Industries | New | 0.83215 | 0.8663 | 0.96057 | 0 | 0 | 0 | Fail RIM; Fail PCT
[12 empty] | Industrial | Process Refrig Equipment Upgrade | Y | Primary Resources Industries | New | 3.7098 | 0.86426 | 4.2925 | 0 | 0 | 0 | Fail RIM; Pass PCT
[12 empty] | Industrial | Process Refrig Equipment Upgrade | Y | Primary Resources Industries | Turnover | 3.7098 | 0.86426 | 4.2925 | 0 | 0 | 0 | Fail RIM; Pass PCT
[12 empty] | Industrial | Process Refrig System Optimization | Y | Primary Resources Industries | Existing | 45.1816 | 0.75423 | 59.9041 | 0 | 0 | 0 | Fail RIM; Pass PCT
[12 empty] | Industrial | Process Refrig System Optimization | Y | Primary Resources Industries | New | 45.1816 | 0.75423 | 59.9041 | 0 | 0 | 0 | Fail RIM; Pass PCT
[12 empty] | Industrial | Process Heat Improved Controls | Y | Primary Resources Industries | Existing | 0.81598 | 0.8663 | 0.94192 | 0 | 0 | 0 | Fail RIM; Fail PCT
[12 empty] | Industrial | Process Heat Improved Controls | Y | Primary Resources Industries | New | 0.81598 | 0.8663 | 0.94192 | 0 | 0 | 0 | Fail RIM; Fail PCT
[12 empty] | Industrial | Process Heat System Optimization | Y | Primary Resources Industries | Existing | 0.63813 | 0.72358 | 0.88191 | 0 | 0 | 0 | Fail RIM; Fail PCT
[12 empty] | Industrial | Process Heat System Optimization | Y | Primary Resources Industries | New | 0.63813 | 0.72358 | 0.88191 | 0 | 0 | 0 | Fail RIM; Fail PCT
[12 empty] | Industrial | Process Other Systems Optimization | Y | Primary Resources Industries | Existing | 1.4734 | 0.757 | 1.9464 | 0 | 0 | 0 | Fail RIM; Pass PCT
[12 empty] | Industrial | Process Other Systems Optimization | Y | Primary Resources Industries | New | 1.4734 | 0.757 | 1.9464 | 0 | 0 | 0 | Fail RIM; Pass PCT
[12 empty] | Industrial | Compressed Air Controls | Y | Stone/Clay/Glass/Concrete | Existing | 11.9576 | 0.86174 | 13.8761 | 0 | 0 | 0 | Fail RIM; Pass PCT
[12 empty] | Industrial | Compressed Air Controls | Y | Stone/Clay/Glass/Concrete | New | 11.9576 | 0.86174 | 13.8761 | 0 | 0 | 0 | Fail RIM; Pass PCT
[12 empty] | Industrial | Compressed Air Equipment | Y | Stone/Clay/Glass/Concrete | New | 3.3054 | 0.86934 | 3.8022 | 0 | 0 | 0 | Fail RIM; Pass PCT
[12 empty] | Industrial | Compressed Air Equipment | Y | Stone/Clay/Glass/Concrete | Turnover | 3.3054 | 0.86934 | 3.8022 | 0 | 0 | 0 | Fail RIM; Pass PCT
[12 empty] | Industrial | Compressed Air System Optimization | Y | Stone/Clay/Glass/Concrete | Existing | 8.8574 | 0.86794 | 10.2052 | 0 | 0 | 0 | Fail RIM; Pass PCT
[12 empty] | Industrial | Compressed Air System Optimization | Y | Stone/Clay/Glass/Concrete | New | 8.8574 | 0.86794 | 10.2052 | 0 | 0 | 0 | Fail RIM; Pass PCT
[12 empty] | Industrial | Plant Energy Management | Y | Stone/Clay/Glass/Concrete | Existing | 24.3492 | 0.86242 | 28.2337 | 0 | 0 | 0 | Fail RIM; Pass PCT
[12 empty] | Industrial | Plant Energy Management | Y | Stone/Clay/Glass/Concrete | New | 24.3492 | 0.86242 | 28.2337 | 0 | 0 | 0 | Fail RIM; Pass PCT
[12 empty] | Industrial | Efficient Lighting - Exterior | Y | Stone/Clay/Glass/Concrete | New | 5.8425 | 1.0491 | 5.5691 | 0 | 0 | 0 | Pass RIM; Pass PCT; Fail 2-year Threshold
[12 empty] | Industrial | Efficient Lighting - Exterior | Y | Stone/Clay/Glass/Concrete | Turnover | 5.8425 | 1.0491 | 5.5691 | 0 | 0 | 0 | Pass RIM; Pass PCT; Fail 2-year Threshold
[12 empty] | Industrial | Building Envelope Improvements | Y | Stone/Clay/Glass/Concrete | Existing | 4.7401 | 0.86249 | 5.4958 | 0 | 0 | 0 | Fail RIM; Pass PCT
[12 empty] | Industrial | Building Envelope Improvements | Y | Stone/Clay/Glass/Concrete | New | 4.7401 | 0.86249 | 5.4958 | 0 | 0 | 0 | Fail RIM; Pass PCT
[12 empty] | Industrial | HVAC Equipment Upgrades | Y | Stone/Clay/Glass/Concrete | New | 6.658 | 0.8666 | 7.6829 | 0 | 0 | 0 | Fail RIM; Pass PCT
[12 empty] | Industrial | HVAC Equipment Upgrades | Y | Stone/Clay/Glass/Concrete | Turnover | 6.658 | 0.8666 | 7.6829 | 0 | 0 | 0 | Fail RIM; Pass PCT
[12 empty] | Industrial | HVAC Improved Controls | Y | Stone/Clay/Glass/Concrete | Existing | 18.024 | 0.86249 | 20.8975 | 0 | 0 | 0 | Fail RIM; Pass PCT
[12 empty] | Industrial | HVAC Improved Controls | Y | Stone/Clay/Glass/Concrete | New | 18.024 | 0.86249 | 20.8975 | 0 | 0 | 0 | Fail RIM; Pass PCT
[12 empty] | Industrial | Efficient Lighting - High Bay | Y | Stone/Clay/Glass/Concrete | New | 3.1763 | 0.8587 | 3.6989 | 0 | 0 | 0 | Fail RIM; Pass PCT
[12 empty] | Industrial | Efficient Lighting - High Bay | Y | Stone/Clay/Glass/Concrete | Turnover | 3.1763 | 0.8587 | 3.6989 | 0 | 0 | 0 | Fail RIM; Pass PCT
[12 empty] | Industrial | Efficient Lighting - Other Interior Lighting | Y | Stone/Clay/Glass/Concrete | New | 1.795 | 0.86117 | 2.0844 | 0 | 0 | 0 | Fail RIM; Pass PCT
[12 empty] | Industrial | Efficient Lighting - Other Interior Lighting | Y | Stone/Clay/Glass/Concrete | Turnover | 1.795 | 0.86117 | 2.0844 | 0 | 0 | 0 | Fail RIM; Pass PCT
[12 empty] | Industrial | Lighting Controls | Y | Stone/Clay/Glass/Concrete | Existing | 3.6437 | 0.85931 | 4.2402 | 0 | 0 | 0 | Fail RIM; Pass PCT
[12 empty] | Industrial | Lighting Controls | Y | Stone/Clay/Glass/Concrete | New | 3.6437 | 0.85931 | 4.2402 | 0 | 0 | 0 | Fail RIM; Pass PCT
[12 empty] | Industrial | Fan Equipment Upgrades | Y | Stone/Clay/Glass/Concrete | New | 4.0118 | 0.86934 | 4.6148 | 0 | 0 | 0 | Fail RIM; Pass PCT
[12 empty] | Industrial | Fan Equipment Upgrades | Y | Stone/Clay/Glass/Concrete | Turnover | 4.0118 | 0.86934 | 4.6148 | 0 | 0 | 0 | Fail RIM; Pass PCT
[12 empty] | Industrial | Fan Improved Controls | Y | Stone/Clay/Glass/Concrete | Existing | 29.7427 | 0.86934 | 34.213 | 0 | 0 | 0 | Fail RIM; Pass PCT
[12 empty] | Industrial | Fan Improved Controls | Y | Stone/Clay/Glass/Concrete | New | 29.7427 | 0.86934 | 34.213 | 0 | 0 | 0 | Fail RIM; Pass PCT
[12 empty] | Industrial | Motor Equipment Upgrades | Y | Stone/Clay/Glass/Concrete | New | 8.9094 | 0.86794 | 10.265 | 0 | 0 | 0 | Fail RIM; Pass PCT
[12 empty] | Industrial | Motor Equipment Upgrades | Y | Stone/Clay/Glass/Concrete | Turnover | 8.9094 | 0.86794 | 10.265 | 0 | 0 | 0 | Fail RIM; Pass PCT
[12 empty] | Industrial | Motor Improved Controls | Y | Stone/Clay/Glass/Concrete | Existing | 11.4686 | 0.86934 | 13.1923 | 0 | 0 | 0 | Fail RIM; Pass PCT
[12 empty] | Industrial | Motor Improved Controls | Y | Stone/Clay/Glass/Concrete | New | 11.4686 | 0.86934 | 13.1923 | 0 | 0 | 0 | Fail RIM; Pass PCT
[12 empty] | Industrial | Motor Optimization | Y | Stone/Clay/Glass/Concrete | Existing | 8.3504 | 0.86794 | 9.621 | 0 | 0 | 0 | Fail RIM; Pass PCT
[12 empty] | Industrial | Motor Optimization | Y | Stone/Clay/Glass/Concrete | New | 8.3504 | 0.86794 | 9.621 | 0 | 0 | 0 | Fail RIM; Pass PCT
[12 empty] | Industrial | Pump Equipment Upgrade | Y | Stone/Clay/Glass/Concrete | New | 4.0118 | 0.86934 | 4.6148 | 0 | 0 | 0 | Fail RIM; Pass PCT
[12 empty] | Industrial | Pump Equipment Upgrade | Y | Stone/Clay/Glass/Concrete | Turnover | 4.0118 | 0.86934 | 4.6148 | 0 | 0 | 0 | Fail RIM; Pass PCT
[12 empty] | Industrial | Pump Improved Controls | Y | Stone/Clay/Glass/Concrete | Existing | 11.4686 | 0.86934 | 13.1923 | 0 | 0 | 0 | Fail RIM; Pass PCT
[12 empty] | Industrial | Pump Improved Controls | Y | Stone/Clay/Glass/Concrete | New | 11.4686 | 0.86934 | 13.1923 | 0 | 0 | 0 | Fail RIM; Pass PCT
[12 empty] | Industrial | Pump System Optimization | Y | Stone/Clay/Glass/Concrete | Existing | 60.0848 | 0.86794 | 69.2272 | 0 | 0 | 0 | Fail RIM; Pass PCT
[12 empty] | Industrial | Pump System Optimization | Y | Stone/Clay/Glass/Concrete | New | 60.0848 | 0.86794 | 69.2272 | 0 | 0 | 0 | Fail RIM; Pass PCT
[12 empty] | Industrial | Process Refrig Controls | Y | Stone/Clay/Glass/Concrete | Existing | 0.83215 | 0.8663 | 0.96057 | 0 | 0 | 0 | Fail RIM; Fail PCT
[12 empty] | Industrial | Process Refrig Controls | Y | Stone/Clay/Glass/Concrete | New | 0.83215 | 0.8663 | 0.96057 | 0 | 0 | 0 | Fail RIM; Fail PCT
[12 empty] | Industrial | Process Refrig Equipment Upgrade | Y | Stone/Clay/Glass/Concrete | New | 2.1171 | 0.86426 | 2.4496 | 0 | 0 | 0 | Fail RIM; Pass PCT
[12 empty] | Industrial | Process Refrig Equipment Upgrade | Y | Stone/Clay/Glass/Concrete | Turnover | 2.1171 | 0.86426 | 2.4496 | 0 | 0 | 0 | Fail RIM; Pass PCT
[12 empty] | Industrial | Process Heat Equipment Upgrade | Y | Stone/Clay/Glass/Concrete | New | 2.3508 | 0.86426 | 2.7201 | 0 | 0 | 0 | Fail RIM; Pass PCT
[12 empty] | Industrial | Process Heat Equipment Upgrade | Y | Stone/Clay/Glass/Concrete | Turnover | 2.3508 | 0.86426 | 2.7201 | 0 | 0 | 0 | Fail RIM; Pass PCT
[12 empty] | Industrial | Process Heat Improved Controls | Y | Stone/Clay/Glass/Concrete | Existing | 0.81598 | 0.8663 | 0.94192 | 0 | 0 | 0 | Fail RIM; Fail PCT
[12 empty] | Industrial | Process Heat Improved Controls | Y | Stone/Clay/Glass/Concrete | New | 0.81598 | 0.8663 | 0.94192 | 0 | 0 | 0 | Fail RIM; Fail PCT
[12 empty] | Industrial | Process Heat System Optimization | Y | Stone/Clay/Glass/Concrete | Existing | 0.33976 | 0.72358 | 0.46956 | 0 | 0 | 0 | Fail RIM; Fail PCT
[12 empty] | Industrial | Process Heat System Optimization | Y | Stone/Clay/Glass/Concrete | New | 0.33976 | 0.72358 | 0.46956 | 0 | 0 | 0 | Fail RIM; Fail PCT
[12 empty] | Industrial | Process Other Systems Optimization | Y | Stone/Clay/Glass/Concrete | Existing | 12.2552 | 0.757 | 16.1892 | 0 | 0 | 0 | Fail RIM; Pass PCT
[12 empty] | Industrial | Process Other Systems Optimization | Y | Stone/Clay/Glass/Concrete | New | 12.2552 | 0.757 | 16.1892 | 0 | 0 | 0 | Fail RIM; Pass PCT
[12 empty] | Industrial | Compressed Air Controls | Y | Textiles and Leather | Existing | 11.6367 | 0.86174 | 13.5037 | 0 | 0 | 0 | Fail RIM; Pass PCT
[12 empty] | Industrial | Compressed Air Controls | Y | Textiles and Leather | New | 11.6367 | 0.86174 | 13.5037 | 0 | 0 | 0 | Fail RIM; Pass PCT
[12 empty] | Industrial | Compressed Air Equipment | Y | Textiles and Leather | New | 5.8118 | 0.86934 | 6.6853 | 0 | 0 | 0 | Fail RIM; Pass PCT
[12 empty] | Industrial | Compressed Air Equipment | Y | Textiles and Leather | Turnover | 5.8118 | 0.86934 | 6.6853 | 0 | 0 | 0 | Fail RIM; Pass PCT
[12 empty] | Industrial | Compressed Air System Optimization | Y | Textiles and Leather | Existing | 10.913 | 0.86794 | 12.5735 | 0 | 0 | 0 | Fail RIM; Pass PCT
[12 empty] | Industrial | Compressed Air System Optimization | Y | Textiles and Leather | New | 10.913 | 0.86794 | 12.5735 | 0 | 0 | 0 | Fail RIM; Pass PCT
[12 empty] | Industrial | Efficient Lighting - Exterior | Y | Textiles and Leather | New | 5.8425 | 1.0491 | 5.5691 | 0 | 0 | 0 | Pass RIM; Pass PCT; Fail 2-year Threshold
[12 empty] | Industrial | Efficient Lighting - Exterior | Y | Textiles and Leather | Turnover | 5.8425 | 1.0491 | 5.5691 | 0 | 0 | 0 | Pass RIM; Pass PCT; Fail 2-year Threshold
[12 empty] | Industrial | Building Envelope Improvements | Y | Textiles and Leather | Existing | 2.606 | 0.86249 | 3.0215 | 0 | 0 | 0 | Fail RIM; Pass PCT
[12 empty] | Industrial | Building Envelope Improvements | Y | Textiles and Leather | New | 2.606 | 0.86249 | 3.0215 | 0 | 0 | 0 | Fail RIM; Pass PCT
[12 empty] | Industrial | HVAC Equipment Upgrades | Y | Textiles and Leather | New | 6.4939 | 0.8666 | 7.4936 | 0 | 0 | 0 | Fail RIM; Pass PCT
[12 empty] | Industrial | HVAC Equipment Upgrades | Y | Textiles and Leather | Turnover | 6.4939 | 0.8666 | 7.4936 | 0 | 0 | 0 | Fail RIM; Pass PCT
[12 empty] | Industrial | HVAC Improved Controls | Y | Textiles and Leather | Existing | 224.1434 | 0.86249 | 259.8787 | 0 | 0 | 0 | Fail RIM; Pass PCT
[12 empty] | Industrial | HVAC Improved Controls | Y | Textiles and Leather | New | 224.1434 | 0.86249 | 259.8787 | 0 | 0 | 0 | Fail RIM; Pass PCT
[12 empty] | Industrial | HVAC Recommissioning | Y | Textiles and Leather | Existing | 9.1993 | 0.85949 | 10.7031 | 0 | 0 | 0 | Fail RIM; Pass PCT
[12 empty] | Industrial | HVAC Recommissioning | Y | Textiles and Leather | New | 9.1993 | 0.85949 | 10.7031 | 0 | 0 | 0 | Fail RIM; Pass PCT
[12 empty] | Industrial | Efficient Lighting - High Bay | Y | Textiles and Leather | New | 3.1763 | 0.8587 | 3.6989 | 0 | 0 | 0 | Fail RIM; Pass PCT
[12 empty] | Industrial | Efficient Lighting - High Bay | Y | Textiles and Leather | Turnover | 3.1763 | 0.8587 | 3.6989 | 0 | 0 | 0 | Fail RIM; Pass PCT
[12 empty] | Industrial | Efficient Lighting - Other Interior Lighting | Y | Textiles and Leather | New | 1.795 | 0.86117 | 2.0844 | 0 | 0 | 0 | Fail RIM; Pass PCT
[12 empty] | Industrial | Efficient Lighting - Other Interior Lighting | Y | Textiles and Leather | Turnover | 1.795 | 0.86117 | 2.0844 | 0 | 0 | 0 | Fail RIM; Pass PCT
[12 empty] | Industrial | Lighting Controls | Y | Textiles and Leather | Existing | 4.2535 | 0.85931 | 4.9499 | 0 | 0 | 0 | Fail RIM; Pass PCT
[12 empty] | Industrial | Lighting Controls | Y | Textiles and Leather | New | 4.2535 | 0.85931 | 4.9499 | 0 | 0 | 0 | Fail RIM; Pass PCT
[12 empty] | Industrial | Fan Equipment Upgrades | Y | Textiles and Leather | New | 5.722 | 0.86934 | 6.582 | 0 | 0 | 0 | Fail RIM; Pass PCT
[12 empty] | Industrial | Fan Equipment Upgrades | Y | Textiles and Leather | Turnover | 5.722 | 0.86934 | 6.582 | 0 | 0 | 0 | Fail RIM; Pass PCT
[12 empty] | Industrial | Fan Improved Controls | Y | Textiles and Leather | Existing | 29.7427 | 0.86934 | 34.213 | 0 | 0 | 0 | Fail RIM; Pass PCT
[12 empty] | Industrial | Fan Improved Controls | Y | Textiles and Leather | New | 29.7427 | 0.86934 | 34.213 | 0 | 0 | 0 | Fail RIM; Pass PCT
[12 empty] | Industrial | Motor Equipment Upgrades | Y | Textiles and Leather | New | 3.8768 | 0.86794 | 4.4667 | 0 | 0 | 0 | Fail RIM; Pass PCT
[12 empty] | Industrial | Motor Equipment Upgrades | Y | Textiles and Leather | Turnover | 3.8768 | 0.86794 | 4.4667 | 0 | 0 | 0 | Fail RIM; Pass PCT
[12 empty] | Industrial | Motor Improved Controls | Y | Textiles and Leather | Existing | 11.4686 | 0.86934 | 13.1923 | 0 | 0 | 0 | Fail RIM; Pass PCT
[12 empty] | Industrial | Motor Improved Controls | Y | Textiles and Leather | New | 11.4686 | 0.86934 | 13.1923 | 0 | 0 | 0 | Fail RIM; Pass PCT
[12 empty] | Industrial | Motor Optimization | Y | Textiles and Leather | Existing | 1.7809 | 0.86794 | 2.0519 | 0 | 0 | 0 | Fail RIM; Pass PCT
[12 empty] | Industrial | Motor Optimization | Y | Textiles and Leather | New | 1.7809 | 0.86794 | 2.0519 | 0 | 0 | 0 | Fail RIM; Pass PCT
[12 empty] | Industrial | Pump Equipment Upgrade | Y | Textiles and Leather | New | 5.722 | 0.86934 | 6.582 | 0 | 0 | 0 | Fail RIM; Pass PCT
[12 empty] | Industrial | Pump Equipment Upgrade | Y | Textiles and Leather | Turnover | 5.722 | 0.86934 | 6.582 | 0 | 0 | 0 | Fail RIM; Pass PCT
[12 empty] | Industrial | Pump Improved Controls | Y | Textiles and Leather | Existing | 11.4686 | 0.86934 | 13.1923 | 0 | 0 | 0 | Fail RIM; Pass PCT
[12 empty] | Industrial | Pump Improved Controls | Y | Textiles and Leather | New | 11.4686 | 0.86934 | 13.1923 | 0 | 0 | 0 | Fail RIM; Pass PCT
[12 empty] | Industrial | Process Refrig Controls | Y | Textiles and Leather | Existing | 0.83215 | 0.8663 | 0.96057 | 0 | 0 | 0 | Fail RIM; Fail PCT
[12 empty] | Industrial | Process Refrig Controls | Y | Textiles and Leather | New | 0.83215 | 0.8663 | 0.96057 | 0 | 0 | 0 | Fail RIM; Fail PCT
[12 empty] | Industrial | Process Refrig Equipment Upgrade | Y | Textiles and Leather | New | 3.3129 | 0.86426 | 3.8332 | 0 | 0 | 0 | Fail RIM; Pass PCT
[12 empty] | Industrial | Process Refrig Equipment Upgrade | Y | Textiles and Leather | Turnover | 3.3129 | 0.86426 | 3.8332 | 0 | 0 | 0 | Fail RIM; Pass PCT
[12 empty] | Industrial | Process Heat Equipment Upgrade | Y | Textiles and Leather | New | 14.5997 | 0.86426 | 16.8927 | 0 | 0 | 0 | Fail RIM; Pass PCT
[12 empty] | Industrial | Process Heat Equipment Upgrade | Y | Textiles and Leather | Turnover | 14.5997 | 0.86426 | 16.8927 | 0 | 0 | 0 | Fail RIM; Pass PCT
[12 empty] | Industrial | Process Heat System Optimization | Y | Textiles and Leather | Existing | 0.10456 | 0.72358 | 0.1445 | 0 | 0 | 0 | Fail RIM; Fail PCT
[12 empty] | Industrial | Process Heat System Optimization | Y | Textiles and Leather | New | 0.10456 | 0.72358 | 0.1445 | 0 | 0 | 0 | Fail RIM; Fail PCT
[12 empty] | Industrial | Process Other Systems Optimization | Y | Textiles and Leather | Existing | 5.1996 | 0.757 | 6.8688 | 0 | 0 | 0 | Fail RIM; Pass PCT
[12 empty] | Industrial | Process Other Systems Optimization | Y | Textiles and Leather | New | 5.1996 | 0.757 | 6.8688 | 0 | 0 | 0 | Fail RIM; Pass PCT
[12 empty] | Industrial | Compressed Air Controls | Y | Transportation Equipment | Existing | 9.3823 | 0.86174 | 10.8877 | 0 | 0 | 0 | Fail RIM; Pass PCT
[12 empty] | Industrial | Compressed Air Controls | Y | Transportation Equipment | New | 9.3823 | 0.86174 | 10.8877 | 0 | 0 | 0 | Fail RIM; Pass PCT
[12 empty] | Industrial | Compressed Air Equipment | Y | Transportation Equipment | New | 8.4436 | 0.86934 | 9.7126 | 0 | 0 | 0 | Fail RIM; Pass PCT
[12 empty] | Industrial | Compressed Air Equipment | Y | Transportation Equipment | Turnover | 8.4436 | 0.86934 | 9.7126 | 0 | 0 | 0 | Fail RIM; Pass PCT
[12 empty] | Industrial | Compressed Air System Optimization | Y | Transportation Equipment | Existing | 8.9305 | 0.86794 | 10.2893 | 0 | 0 | 0 | Fail RIM; Pass PCT
[12 empty] | Industrial | Compressed Air System Optimization | Y | Transportation Equipment | New | 8.9305 | 0.86794 | 10.2893 | 0 | 0 | 0 | Fail RIM; Pass PCT
[12 empty] | Industrial | Plant Energy Management | Y | Transportation Equipment | Existing | 24.3492 | 0.86242 | 28.2337 | 0 | 0 | 0 | Fail RIM; Pass PCT
[12 empty] | Industrial | Plant Energy Management | Y | Transportation Equipment | New | 24.3492 | 0.86242 | 28.2337 | 0 | 0 | 0 | Fail RIM; Pass PCT
[12 empty] | Industrial | Efficient Lighting - Exterior | Y | Transportation Equipment | New | 5.8425 | 1.0491 | 5.5691 | 0 | 0 | 0 | Pass RIM; Pass PCT; Fail 2-year Threshold
[12 empty] | Industrial | Efficient Lighting - Exterior | Y | Transportation Equipment | Turnover | 5.8425 | 1.0491 | 5.5691 | 0 | 0 | 0 | Pass RIM; Pass PCT; Fail 2-year Threshold
[12 empty] | Industrial | Building Envelope Improvements | Y | Transportation Equipment | Existing | 5.4174 | 0.86249 | 6.2811 | 0 | 0 | 0 | Fail RIM; Pass PCT
[12 empty] | Industrial | Building Envelope Improvements | Y | Transportation Equipment | New | 5.4174 | 0.86249 | 6.2811 | 0 | 0 | 0 | Fail RIM; Pass PCT
[12 empty] | Industrial | HVAC Equipment Upgrades | Y | Transportation Equipment | New | 6.658 | 0.8666 | 7.6829 | 0 | 0 | 0 | Fail RIM; Pass PCT
[12 empty] | Industrial | HVAC Equipment Upgrades | Y | Transportation Equipment | Turnover | 6.658 | 0.8666 | 7.6829 | 0 | 0 | 0 | Fail RIM; Pass PCT
[12 empty] | Industrial | HVAC Improved Controls | Y | Transportation Equipment | Existing | 48.7504 | 0.86249 | 56.5227 | 0 | 0 | 0 | Fail RIM; Pass PCT
[12 empty] | Industrial | HVAC Improved Controls | Y | Transportation Equipment | New | 48.7504 | 0.86249 | 56.5227 | 0 | 0 | 0 | Fail RIM; Pass PCT
[12 empty] | Industrial | HVAC Recommissioning | Y | Transportation Equipment | Existing | 2.3452 | 0.85949 | 2.7286 | 0 | 0 | 0 | Fail RIM; Pass PCT
[12 empty] | Industrial | HVAC Recommissioning | Y | Transportation Equipment | New | 2.3452 | 0.85949 | 2.7286 | 0 | 0 | 0 | Fail RIM; Pass PCT
[12 empty] | Industrial | Efficient Lighting - High Bay | Y | Transportation Equipment | New | 3.1763 | 0.8587 | 3.6989 | 0 | 0 | 0 | Fail RIM; Pass PCT
[12 empty] | Industrial | Efficient Lighting - High Bay | Y | Transportation Equipment | Turnover | 3.1763 | 0.8587 | 3.6989 | 0 | 0 | 0 | Fail RIM; Pass PCT
[12 empty] | Industrial | Efficient Lighting - Other Interior Lighting | Y | Transportation Equipment | New | 1.795 | 0.86117 | 2.0844 | 0 | 0 | 0 | Fail RIM; Pass PCT
[12 empty] | Industrial | Efficient Lighting - Other Interior Lighting | Y | Transportation Equipment | Turnover | 1.795 | 0.86117 | 2.0844 | 0 | 0 | 0 | Fail RIM; Pass PCT
[12 empty] | Industrial | Lighting Controls | Y | Transportation Equipment | Existing | 4.1549 | 0.85931 | 4.8351 | 0 | 0 | 0 | Fail RIM; Pass PCT
[12 empty] | Industrial | Lighting Controls | Y | Transportation Equipment | New | 4.1549 | 0.85931 | 4.8351 | 0 | 0 | 0 | Fail RIM; Pass PCT
[12 empty] | Industrial | Fan Equipment Upgrades | Y | Transportation Equipment | New | 2.8834 | 0.86934 | 3.3168 | 0 | 0 | 0 | Fail RIM; Pass PCT
[12 empty] | Industrial | Fan Equipment Upgrades | Y | Transportation Equipment | Turnover | 2.8834 | 0.86934 | 3.3168 | 0 | 0 | 0 | Fail RIM; Pass PCT
[12 empty] | Industrial | Fan Improved Controls | Y | Transportation Equipment | Existing | 74.226 | 0.86934 | 85.382 | 0 | 0 | 0 | Fail RIM; Pass PCT
[12 empty] | Industrial | Fan Improved Controls | Y | Transportation Equipment | New | 74.226 | 0.86934 | 85.382 | 0 | 0 | 0 | Fail RIM; Pass PCT
[12 empty] | Industrial | Fan System Optimization | Y | Transportation Equipment | Existing | 15.5563 | 0.86794 | 17.9233 | 0 | 0 | 0 | Fail RIM; Pass PCT
[12 empty] | Industrial | Fan System Optimization | Y | Transportation Equipment | New | 15.5563 | 0.86794 | 17.9233 | 0 | 0 | 0 | Fail RIM; Pass PCT
[12 empty] | Industrial | Motor Equipment Upgrades | Y | Transportation Equipment | New | 17.3392 | 0.86794 | 19.9775 | 0 | 0 | 0 | Fail RIM; Pass PCT
[12 empty] | Industrial | Motor Equipment Upgrades | Y | Transportation Equipment | Turnover | 17.3392 | 0.86794 | 19.9775 | 0 | 0 | 0 | Fail RIM; Pass PCT
[12 empty] | Industrial | Motor Improved Controls | Y | Transportation Equipment | Existing | 11.4686 | 0.86934 | 13.1923 | 0 | 0 | 0 | Fail RIM; Pass PCT
[12 empty] | Industrial | Motor Improved Controls | Y | Transportation Equipment | New | 11.4686 | 0.86934 | 13.1923 | 0 | 0 | 0 | Fail RIM; Pass PCT
[12 empty] | Industrial | Motor Optimization | Y | Transportation Equipment | Existing | 6.5106 | 0.86794 | 7.5012 | 0 | 0 | 0 | Fail RIM; Pass PCT
[12 empty] | Industrial | Motor Optimization | Y | Transportation Equipment | New | 6.5106 | 0.86794 | 7.5012 | 0 | 0 | 0 | Fail RIM; Pass PCT
[12 empty] | Industrial | Pump Equipment Upgrade | Y | Transportation Equipment | New | 2.8834 | 0.86934 | 3.3168 | 0 | 0 | 0 | Fail RIM; Pass PCT
[12 empty] | Industrial | Pump Equipment Upgrade | Y | Transportation Equipment | Turnover | 2.8834 | 0.86934 | 3.3168 | 0 | 0 | 0 | Fail RIM; Pass PCT
[12 empty] | Industrial | Pump Improved Controls | Y | Transportation Equipment | Existing | 11.4686 | 0.86934 | 13.1923 | 0 | 0 | 0 | Fail RIM; Pass PCT
[12 empty] | Industrial | Pump Improved Controls | Y | Transportation Equipment | New | 11.4686 | 0.86934 | 13.1923 | 0 | 0 | 0 | Fail RIM; Pass PCT
[12 empty] | Industrial | Pump System Optimization | Y | Transportation Equipment | Existing | 6.9631 | 0.86794 | 8.0226 | 0 | 0 | 0 | Fail RIM; Pass PCT
[12 empty] | Industrial | Pump System Optimization | Y | Transportation Equipment | New | 6.9631 | 0.86794 | 8.0226 | 0 | 0 | 0 | Fail RIM; Pass PCT
[12 empty] | Industrial | Process Refrig Controls | Y | Transportation Equipment | Existing | 0.83215 | 0.8663 | 0.96057 | 0 | 0 | 0 | Fail RIM; Fail PCT
[12 empty] | Industrial | Process Refrig Controls | Y | Transportation Equipment | New | 0.83215 | 0.8663 | 0.96057 | 0 | 0 | 0 | Fail RIM; Fail PCT
[12 empty] | Industrial | Process Refrig Equipment Upgrade | Y | Transportation Equipment | New | 4.4572 | 0.86426 | 5.1572 | 0 | 0 | 0 | Fail RIM; Pass PCT
[12 empty] | Industrial | Process Refrig Equipment Upgrade | Y | Transportation Equipment | Turnover | 4.4572 | 0.86426 | 5.1572 | 0 | 0 | 0 | Fail RIM; Pass PCT
[12 empty] | Industrial | Process Heat Improved Controls | Y | Transportation Equipment | Existing | 0.81598 | 0.8663 | 0.94192 | 0 | 0 | 0 | Fail RIM; Fail PCT
[12 empty] | Industrial | Process Heat Improved Controls | Y | Transportation Equipment | New | 0.81598 | 0.8663 | 0.94192 | 0 | 0 | 0 | Fail RIM; Fail PCT
[12 empty] | Industrial | Process Heat System Optimization | Y | Transportation Equipment | Existing | 1.1935 | 0.72358 | 1.6494 | 0 | 0 | 0 | Fail RIM; Pass PCT
[12 empty] | Industrial | Process Heat System Optimization | Y | Transportation Equipment | New | 1.1935 | 0.72358 | 1.6494 | 0 | 0 | 0 | Fail RIM; Pass PCT
[12 empty] | Industrial | Process Other Systems Optimization | Y | Transportation Equipment | Existing | 12.2552 | 0.757 | 16.1892 | 0 | 0 | 0 | Fail RIM; Pass PCT
[12 empty] | Industrial | Process Other Systems Optimization | Y | Transportation Equipment | New | 12.2552 | 0.757 | 16.1892 | 0 | 0 | 0 | Fail RIM; Pass PCT
[12 empty] | Industrial | Compressed Air Controls | Y | Water and Wastewater | Existing | 11.5498 | 0.86174 | 13.4029 | 0 | 0 | 0 | Fail RIM; Pass PCT
[12 empty] | Industrial | Compressed Air Controls | Y | Water and Wastewater | New | 11.5498 | 0.86174 | 13.4029 | 0 | 0 | 0 | Fail RIM; Pass PCT
[12 empty] | Industrial | Compressed Air Equipment | Y | Water and Wastewater | New | 7.067 | 0.86934 | 8.1292 | 0 | 0 | 0 | Fail RIM; Pass PCT
[12 empty] | Industrial | Compressed Air Equipment | Y | Water and Wastewater | Turnover | 7.067 | 0.86934 | 8.1292 | 0 | 0 | 0 | Fail RIM; Pass PCT
[12 empty] | Industrial | Compressed Air System Optimization | Y | Water and Wastewater | Existing | 10.1056 | 0.86794 | 11.6432 | 0 | 0 | 0 | Fail RIM; Pass PCT
[12 empty] | Industrial | Compressed Air System Optimization | Y | Water and Wastewater | New | 10.1056 | 0.86794 | 11.6432 | 0 | 0 | 0 | Fail RIM; Pass PCT
[12 empty] | Industrial | Plant Energy Management | Y | Water and Wastewater | Existing | 24.3492 | 0.86242 | 28.2337 | 0 | 0 | 0 | Fail RIM; Pass PCT
[12 empty] | Industrial | Plant Energy Management | Y | Water and Wastewater | New | 24.3492 | 0.86242 | 28.2337 | 0 | 0 | 0 | Fail RIM; Pass PCT
[12 empty] | Industrial | Efficient Lighting - Exterior | Y | Water and Wastewater | New | 5.8425 | 1.0491 | 5.5691 | 0 | 0 | 0 | Pass RIM; Pass PCT; Fail 2-year Threshold
[12 empty] | Industrial | Efficient Lighting - Exterior | Y | Water and Wastewater | Turnover | 5.8425 | 1.0491 | 5.5691 | 0 | 0 | 0 | Pass RIM; Pass PCT; Fail 2-year Threshold
[12 empty] | Industrial | Building Envelope Improvements | Y | Water and Wastewater | Existing | 5.083 | 0.86249 | 5.8934 | 0 | 0 | 0 | Fail RIM; Pass PCT
[12 empty] | Industrial | Building Envelope Improvements | Y | Water and Wastewater | New | 5.083 | 0.86249 | 5.8934 | 0 | 0 | 0 | Fail RIM; Pass PCT
[12 empty] | Industrial | HVAC Equipment Upgrades | Y | Water and Wastewater | New | 6.0369 | 0.8666 | 6.9662 | 0 | 0 | 0 | Fail RIM; Pass PCT
[12 empty] | Industrial | HVAC Equipment Upgrades | Y | Water and Wastewater | Turnover | 6.0369 | 0.8666 | 6.9662 | 0 | 0 | 0 | Fail RIM; Pass PCT
[12 empty] | Industrial | HVAC Improved Controls | Y | Water and Wastewater | Existing | 14.5374 | 0.86249 | 16.8551 | 0 | 0 | 0 | Fail RIM; Pass PCT
[12 empty] | Industrial | HVAC Improved Controls | Y | Water and Wastewater | New | 14.5374 | 0.86249 | 16.8551 | 0 | 0 | 0 | Fail RIM; Pass PCT
[12 empty] | Industrial | HVAC Recommissioning | Y | Water and Wastewater | Existing | 2.3635 | 0.85949 | 2.7499 | 0 | 0 | 0 | Fail RIM; Pass PCT
[12 empty] | Industrial | HVAC Recommissioning | Y | Water and Wastewater | New | 2.3635 | 0.85949 | 2.7499 | 0 | 0 | 0 | Fail RIM; Pass PCT
[12 empty] | Industrial | Efficient Lighting - High Bay | Y | Water and Wastewater | New | 3.1763 | 0.8587 | 3.6989 | 0 | 0 | 0 | Fail RIM; Pass PCT
[12 empty] | Industrial | Efficient Lighting - High Bay | Y | Water and Wastewater | Turnover | 3.1763 | 0.8587 | 3.6989 | 0 | 0 | 0 | Fail RIM; Pass PCT
[12 empty] | Industrial | Efficient Lighting - Other Interior Lighting | Y | Water and Wastewater | New | 1.795 | 0.86117 | 2.0844 | 0 | 0 | 0 | Fail RIM; Pass PCT
[12 empty] | Industrial | Efficient Lighting - Other Interior Lighting | Y | Water and Wastewater | Turnover | 1.795 | 0.86117 | 2.0844 | 0 | 0 | 0 | Fail RIM; Pass PCT
[12 empty] | Industrial | Lighting Controls | Y | Water and Wastewater | Existing | 3.9033 | 0.85931 | 4.5424 | 0 | 0 | 0 | Fail RIM; Pass PCT
[12 empty] | Industrial | Lighting Controls | Y | Water and Wastewater | New | 3.9033 | 0.85931 | 4.5424 | 0 | 0 | 0 | Fail RIM; Pass PCT
[12 empty] | Industrial | Fan Equipment Upgrades | Y | Water and Wastewater | New | 4.0118 | 0.86934 | 4.6148 | 0 | 0 | 0 | Fail RIM; Pass PCT
[12 empty] | Industrial | Fan Equipment Upgrades | Y | Water and Wastewater | Turnover | 4.0118 | 0.86934 | 4.6148 | 0 | 0 | 0 | Fail RIM; Pass PCT
[12 empty] | Industrial | Fan Improved Controls | Y | Water and Wastewater | Existing | 21.9549 | 0.86934 | 25.2547 | 0 | 0 | 0 | Fail RIM; Pass PCT
[12 empty] | Industrial | Fan Improved Controls | Y | Water and Wastewater | New | 21.9549 | 0.86934 | 25.2547 | 0 | 0 | 0 | Fail RIM; Pass PCT
[12 empty] | Industrial | Fan System Optimization | Y | Water and Wastewater | Existing | 15.443 | 0.86794 | 17.7928 | 0 | 0 | 0 | Fail RIM; Pass PCT
[12 empty] | Industrial | Fan System Optimization | Y | Water and Wastewater | New | 15.443 | 0.86794 | 17.7928 | 0 | 0 | 0 | Fail RIM; Pass PCT
[12 empty] | Industrial | Motor Equipment Upgrades | Y | Water and Wastewater | New | 3.2717 | 0.86794 | 3.7695 | 0 | 0 | 0 | Fail RIM; Pass PCT
[12 empty] | Industrial | Motor Equipment Upgrades | Y | Water and Wastewater | Turnover | 3.2717 | 0.86794 | 3.7695 | 0 | 0 | 0 | Fail RIM; Pass PCT
[12 empty] | Industrial | Motor Improved Controls | Y | Water and Wastewater | Existing | 7.0559 | 0.86934 | 8.1164 | 0 | 0 | 0 | Fail RIM; Pass PCT
[12 empty] | Industrial | Motor Improved Controls | Y | Water and Wastewater | New | 7.0559 | 0.86934 | 8.1164 | 0 | 0 | 0 | Fail RIM; Pass PCT
[12 empty] | Industrial | Motor Optimization | Y | Water and Wastewater | Existing | 1.1959 | 0.86794 | 1.3778 | 0 | 0 | 0 | Fail RIM; Pass PCT
[12 empty] | Industrial | Motor Optimization | Y | Water and Wastewater | New | 1.1959 | 0.86794 | 1.3778 | 0 | 0 | 0 | Fail RIM; Pass PCT
[12 empty] | Industrial | Pump Equipment Upgrade | Y | Water and Wastewater | New | 5.4954 | 0.86934 | 6.3214 | 0 | 0 | 0 | Fail RIM; Pass PCT
[12 empty] | Industrial | Pump Equipment Upgrade | Y | Water and Wastewater | Turnover | 5.4954 | 0.86934 | 6.3214 | 0 | 0 | 0 | Fail RIM; Pass PCT
[12 empty] | Industrial | Pump Improved Controls | Y | Water and Wastewater | Existing | 11.4686 | 0.86934 | 13.1923 | 0 | 0 | 0 | Fail RIM; Pass PCT
[12 empty] | Industrial | Pump Improved Controls | Y | Water and Wastewater | New | 11.4686 | 0.86934 | 13.1923 | 0 | 0 | 0 | Fail RIM; Pass PCT
[12 empty] | Industrial | Pump System Optimization | Y | Water and Wastewater | Existing | 8.2189 | 0.86794 | 9.4695 | 0 | 0 | 0 | Fail RIM; Pass PCT
[12 empty] | Industrial | Pump System Optimization | Y | Water and Wastewater | New | 8.2189 | 0.86794 | 9.4695 | 0 | 0 | 0 | Fail RIM; Pass PCT
[12 empty] | Industrial | Process Refrig Controls | Y | Water and Wastewater | Existing | 11.0402 | 0.8663 | 12.744 | 0 | 0 | 0 | Fail RIM; Pass PCT
[12 empty] | Industrial | Process Refrig Controls | Y | Water and Wastewater | New | 11.0402 | 0.8663 | 12.744 | 0 | 0 | 0 | Fail RIM; Pass PCT
[12 empty] | Industrial | Process Refrig Equipment Upgrade | Y | Water and Wastewater | New | 2.6385 | 0.86426 | 3.0529 | 0 | 0 | 0 | Fail RIM; Pass PCT
[12 empty] | Industrial | Process Refrig Equipment Upgrade | Y | Water and Wastewater | Turnover | 2.6385 | 0.86426 | 3.0529 | 0 | 0 | 0 | Fail RIM; Pass PCT
[12 empty] | Industrial | Process Refrig System Optimization | Y | Water and Wastewater | Existing | 2.225 | 0.75423 | 2.95 | 0 | 0 | 0 | Fail RIM; Pass PCT
[12 empty] | Industrial | Process Refrig System Optimization | Y | Water and Wastewater | New | 2.225 | 0.75423 | 2.95 | 0 | 0 | 0 | Fail RIM; Pass PCT
[12 empty] | Industrial | Process Heat Improved Controls | Y | Water and Wastewater | Existing | 0.7604 | 0.8663 | 0.87775 | 0 | 0 | 0 | Fail RIM; Fail PCT
[12 empty] | Industrial | Process Heat Improved Controls | Y | Water and Wastewater | New | 0.7604 | 0.8663 | 0.87775 | 0 | 0 | 0 | Fail RIM; Fail PCT
[12 empty] | Industrial | Process Heat System Optimization | Y | Water and Wastewater | Existing | 0.35724 | 0.72358 | 0.49371 | 0 | 0 | 0 | Fail RIM; Fail PCT
[12 empty] | Industrial | Process Heat System Optimization | Y | Water and Wastewater | New | 0.35724 | 0.72358 | 0.49371 | 0 | 0 | 0 | Fail RIM; Fail PCT
[12 empty] | Industrial | Process Other Systems Optimization | Y | Water and Wastewater | Existing | 8.6823 | 0.757 | 11.4694 | 0 | 0 | 0 | Fail RIM; Pass PCT
[12 empty] | Industrial | Process Other Systems Optimization | Y | Water and Wastewater | New | 8.6823 | 0.757 | 11.4694 | 0 | 0 | 0 | Fail RIM; Pass PCT
Custom Incentive Program

## Staff ROG29_AP
Q29
| Achievable Potential - RIM | [10 empty] | Achievable Potential - RIM | [11 empty] | Achievable Potential - TRC | [10 empty] | Achievable Potential - TRC
| Passing Measures Results | [10 empty] | Falling Measures Results | [11 empty] | Passing Measures Results | [10 empty] | Falling Measures Results
| [Economic Potential or Achievable Potential] – [TRC or RIM] | [10 empty] | [Economic Potential or Achievable Potential] – [TRC or RIM] | [11 empty] | [Economic Potential or Achievable Potential] – [TRC or RIM] | [10 empty] | [Economic Potential or Achievable Potential] – [TRC or RIM]
| Customer | Measure | Included | Segment | Vintage | TRC | RIM | PCT | Summer | Winter | Energy | Customer | Measure | Included | Segment | Vintage | TRC | RIM | PCT | Summer | Winter | Energy | Reason For | Customer | Measure | Included | Segment | Vintage | TRC | RIM | PCT | Summer | Winter | Energy | Customer | Measure | Included | Segment | Vintage | TRC | RIM | PCT | Summer | Winter | Energy | Reason For
| Class | Name | (Y/N) | [5 empty] | (MW) | (MW) | (GWh) | Class | Name | (Y/N) | [5 empty] | (MW) | (MW) | (GWh) | Failure | Class | Name | (Y/N) | [5 empty] | (MW) | (MW) | (GWh) | Class | Name | (Y/N) | [5 empty] | (MW) | (MW) | (GWh) | Failure
| Industrial | Lighting Controls - Exterior | N | Agriculture and Assembly | Existing | 3.6875 | 1.0293 | 4.0368 | 0 | 0 | 0.00040786 | N/A |  | NA | [9 empty] | Residential | High Efficiency Induction Cooktop | N | Single Family | Turnover | 1.0203 | 0.4626 | 2.5338 | 0.11534 | 0.027672 | 0.48637 | Residential | Thermostatic Shower Restriction Valve | N | Multi-Family | Existing | 0.91557 | 0.44471 | 2.4081 | 0 | 0 | 0 | Fail TRC; Pass PCT
| Industrial | Lighting Controls - Exterior | N | Agriculture and Assembly | New | 3.6875 | 1.0293 | 4.0368 | 0 | 0 | 0.00011857 | * No more permutations screened out from achievable screening process | [11 empty] | Residential | High Efficiency Induction Cooktop | N | Multi-Family | Turnover | 1.0203 | 0.4626 | 2.5338 | 0.089534 | 0.021481 | 0.37755 | Residential | Thermostatic Shower Restriction Valve | N | Manufactured Home | Existing | 0.91008 | 0.44341 | 2.3969 | 0 | 0 | 0 | Fail TRC; Pass PCT
| Industrial | Lighting Controls - Exterior | N | Chemicals and Plastics | Existing | 3.3461 | 1.0008 | 3.7115 | 0 | 0 | 0.0010324 | [12 empty] | Residential | High Efficiency Induction Cooktop | N | Manufactured Home | Turnover | 1.0203 | 0.4626 | 2.5338 | 0.001409 | 0.00033805 | 0.0059415 | Residential | Thermostatic Shower Restriction Valve | N | Multi-Family | New | 0.91557 | 0.44471 | 2.4081 | 0 | 0 | 0 | Fail TRC; Pass PCT
| Industrial | Lighting Controls - Exterior | N | Chemicals and Plastics | New | 3.3461 | 1.0008 | 3.7115 | 0 | 0 | 0.00030011 | [12 empty] | Residential | High Efficiency Induction Cooktop | N | Single Family | New | 1.0203 | 0.4626 | 2.5338 | 0.044745 | 0.010735 | 0.18868 | Residential | Thermostatic Shower Restriction Valve | N | Manufactured Home | New | 0.91008 | 0.44341 | 2.3969 | 0 | 0 | 0 | Fail TRC; Pass PCT
| Industrial | Lighting Controls - Exterior | N | Construction | Existing | 3.3811 | 1.0039 | 3.7443 | 0 | 0 | 0.00017154 | [12 empty] | Residential | High Efficiency Induction Cooktop | N | Multi-Family | New | 1.0203 | 0.4626 | 2.5338 | 0.034734 | 0.0083336 | 0.14647 | Residential | Duct Repair | Y | Multi-Family | Existing | 0.78956 | 0.39899 | 2.3429 | 0 | 0 | 0 | Fail TRC; Pass PCT
| Industrial | Lighting Controls - Exterior | N | Construction | New | 3.3811 | 1.0039 | 3.7443 | 0 | 0 | 4.9866e-05 | [12 empty] | Residential | High Efficiency Induction Cooktop | N | Manufactured Home | New | 1.0203 | 0.4626 | 2.5338 | 0.0005466 | 0.00013114 | 0.0023049 | Residential | Smart Thermostat | N | Single Family | New | 0.96699 | 0.47719 | 2.434 | 0 | 0 | 0 | Fail TRC; Pass PCT
| Industrial | Lighting Controls - Exterior | N | Electrical and Electronic Equip. | Existing | 3.2885 | 1 | 3.6408 | 0 | 0 | 0.00034122 | [12 empty] | Residential | CFL-13W | N | Single Family | Turnover | 1.5295 | 0.57759 | 2.9854 | 0.73304 | 0.76964 | 8.3336 | Residential | Smart Thermostat | N | Manufactured Home | New | 0.95182 | 0.47346 | 2.4028 | 0 | 0 | 0 | Fail TRC; Pass PCT
| Industrial | Lighting Controls - Exterior | N | Electrical and Electronic Equip. | New | 3.2885 | 1 | 3.6408 | 0 | 0 | 9.9193e-05 | [12 empty] | Residential | CFL-13W | N | Multi-Family | Turnover | 1.5295 | 0.57759 | 2.9854 | 0.54977 | 0.57723 | 6.2502 | Commercial | Heat Pump Water Heater | Y | Schools K-12 | Turnover | 0.99431 | 0.47134 | 2.1545 | 0 | 0 | 0 | Fail TRC; Pass PCT
| Industrial | Lighting Controls - Exterior | N | Lumber/Furniture/Pulp/Paper | Existing | 2.7866 | 1 | 3.0143 | 0 | 0 | 0.00041954 | [12 empty] | Residential | CFL-13W | N | Manufactured Home | Turnover | 1.5295 | 0.57759 | 2.9854 | 0.0086916 | 0.0091256 | 0.098811 | Commercial | Heat Pump Water Heater | Y | Schools K-12 | New | 0.99431 | 0.47134 | 2.1545 | 0 | 0 | 0 | Fail TRC; Pass PCT
| Industrial | Lighting Controls - Exterior | N | Lumber/Furniture/Pulp/Paper | New | 2.7866 | 1 | 3.0143 | 0 | 0 | 0.00012196 | [12 empty] | Residential | CFL-13W | N | Single Family | New | 1.5295 | 0.57759 | 2.9854 | 0.1795 | 0.18846 | 2.0406 | Commercial | High Efficiency Chiller (Water cooled-positive displacement, 100 tons) | Y | College and University | Turnover | 0.98324 | 0.45931 | 2.1925 | 0 | 0 | 0 | Fail TRC; Pass PCT
| Industrial | Lighting Controls - Exterior | N | Metal Products and Machinery | Existing | 3.0223 | 1 | 3.305 | 0 | 0 | 0.00091146 | [12 empty] | Residential | CFL-13W | N | Multi-Family | New | 1.5295 | 0.57759 | 2.9854 | 0.13462 | 0.14134 | 1.5305 | Commercial | High Efficiency Chiller (Water cooled-positive displacement, 100 tons) | Y | Offices | Turnover | 0.99685 | 0.46226 | 2.2097 | 0 | 0 | 0 | Fail TRC; Pass PCT
| Industrial | Lighting Controls - Exterior | N | Metal Products and Machinery | New | 3.0223 | 1 | 3.305 | 0 | 0 | 0.00026496 | [12 empty] | Residential | CFL-13W | N | Manufactured Home | New | 1.5295 | 0.57759 | 2.9854 | 0.0021283 | 0.0022346 | 0.024196 | Commercial | High Efficiency Chiller (Water cooled-positive displacement, 100 tons) | Y | Schools K-12 | Turnover | 0.9787 | 0.45832 | 2.1867 | 0 | 0 | 0 | Fail TRC; Pass PCT
| Industrial | Lighting Controls - Exterior | N | Primary Resources Industries | Existing | 3.2398 | 1 | 3.5787 | 0 | 0 | 0.00063243 | [12 empty] | Residential | LED - 9W Flood | N | Single Family | Turnover | 1.6595 | 0.56267 | 3.3017 | 1.5234 | 1.5994 | 17.3186 | Commercial | High Efficiency Chiller (Water cooled-positive displacement, 100 tons) | Y | College and University | New | 0.98324 | 0.45931 | 2.1925 | 0 | 0 | 0 | Fail TRC; Pass PCT
| Industrial | Lighting Controls - Exterior | N | Primary Resources Industries | New | 3.2398 | 1 | 3.5787 | 0 | 0 | 0.00018385 | [12 empty] | Residential | LED - 9W Flood | N | Multi-Family | Turnover | 1.6595 | 0.56267 | 3.3017 | 1.1425 | 1.1996 | 12.9888 | Commercial | High Efficiency Chiller (Water cooled-positive displacement, 100 tons) | Y | Offices | New | 0.99685 | 0.46226 | 2.2097 | 0 | 0 | 0 | Fail TRC; Pass PCT
| Industrial | Lighting Controls - Exterior | N | Stone/Clay/Glass/Concrete | Existing | 3.1852 | 1 | 3.5095 | 0 | 0 | 0.00014976 | [12 empty] | Residential | LED - 9W Flood | N | Manufactured Home | Turnover | 1.6595 | 0.56267 | 3.3017 | 0.018062 | 0.018964 | 0.20535 | Commercial | High Efficiency Chiller (Water cooled-positive displacement, 100 tons) | Y | Schools K-12 | New | 0.9787 | 0.45832 | 2.1867 | 0 | 0 | 0 | Fail TRC; Pass PCT
| Industrial | Lighting Controls - Exterior | N | Stone/Clay/Glass/Concrete | New | 3.1852 | 1 | 3.5095 | 0 | 0 | 4.3536e-05 | [12 empty] | Residential | LED - 9W Flood | N | Single Family | New | 1.6595 | 0.56267 | 3.3017 | 0.37098 | 0.3895 | 4.2175 | Commercial | Variable Refrigerant Flow (VRF) HVAC Systems | Y | Lodging/Hospitality | Turnover | 0.95895 | 0.44506 | 2.2221 | 0 | 0 | 0 | Fail TRC; Pass PCT
| Industrial | Lighting Controls - Exterior | N | Textiles and Leather | Existing | 3.6396 | 1.0256 | 3.9905 | 0 | 0 | 0.00010677 | [12 empty] | Residential | LED - 9W Flood | N | Multi-Family | New | 1.6595 | 0.56267 | 3.3017 | 0.27823 | 0.29212 | 3.1631 | Commercial | Variable Refrigerant Flow (VRF) HVAC Systems | Y | Restaurants | Turnover | 0.96816 | 0.43543 | 2.299 | 0 | 0 | 0 | Fail TRC; Pass PCT
| Industrial | Lighting Controls - Exterior | N | Textiles and Leather | New | 3.6396 | 1.0256 | 3.9905 | 0 | 0 | 3.1038e-05 | [12 empty] | Residential | LED - 9W Flood | N | Manufactured Home | New | 1.6595 | 0.56267 | 3.3017 | 0.0043986 | 0.0046183 | 0.050007 | Commercial | Variable Refrigerant Flow (VRF) HVAC Systems | Y | Lodging/Hospitality | New | 0.95895 | 0.44506 | 2.2221 | 0 | 0 | 0 | Fail TRC; Pass PCT
| Industrial | Lighting Controls - Exterior | N | Transportation Equipment | Existing | 3.5674 | 1.0198 | 3.9211 | 0 | 0 | 0.00044041 | [12 empty] | Residential | LED Specialty Lamps-5W Chandelier | N | Single Family | Turnover | 1.7466 | 0.57235 | 3.4458 | 0.054307 | 0.057019 | 0.6174 | Commercial | Variable Refrigerant Flow (VRF) HVAC Systems | Y | Restaurants | New | 0.96816 | 0.43543 | 2.299 | 0 | 0 | 0 | Fail TRC; Pass PCT
| Industrial | Lighting Controls - Exterior | N | Transportation Equipment | New | 3.5674 | 1.0198 | 3.9211 | 0 | 0 | 0.00012803 | [12 empty] | Residential | LED Specialty Lamps-5W Chandelier | N | Multi-Family | Turnover | 1.7466 | 0.57235 | 3.4458 | 0.04073 | 0.042764 | 0.46304 | Commercial | Premium T8 - Fixture Replacement | Y | Lodging/Hospitality | Turnover | 0.96121 | 0.49246 | 1.9938 | 0 | 0 | 0 | Fail TRC; Pass PCT
| Industrial | Lighting Controls - Exterior | N | Water and Wastewater | Existing | 3.3811 | 1.0039 | 3.7443 | 0 | 0 | 2.1009e-06 | [12 empty] | Residential | LED Specialty Lamps-5W Chandelier | N | Manufactured Home | Turnover | 1.7466 | 0.57235 | 3.4458 | 0.00064391 | 0.00067607 | 0.0073204 | Commercial | Premium T8 - Fixture Replacement | Y | Lodging/Hospitality | New | 0.96121 | 0.49246 | 1.9938 | 0 | 0 | 0 | Fail TRC; Pass PCT
| Industrial | Lighting Controls - Exterior | N | Water and Wastewater | New | 3.3811 | 1.0039 | 3.7443 | 0 | 0 | 6.1074e-07 | [12 empty] | Residential | LED Specialty Lamps-5W Chandelier | N | Single Family | New | 1.7466 | 0.57235 | 3.4458 | 0.017164 | 0.018021 | 0.19513 | Commercial | Hot Water Circulation Pump Control | Y | Assembly | Existing | 0.97001 | 0.43042 | 2.2932 | 0 | 0 | 0 | Fail TRC; Pass PCT
[24 empty] | Residential | LED Specialty Lamps-5W Chandelier | N | Multi-Family | New | 1.7466 | 0.57235 | 3.4458 | 0.012873 | 0.013516 | 0.14635 | Commercial | Hot Water Circulation Pump Control | Y | Healthcare | Existing | 0.97001 | 0.43042 | 2.2932 | 0 | 0 | 0 | Fail TRC; Pass PCT
[24 empty] | Residential | LED Specialty Lamps-5W Chandelier | N | Manufactured Home | New | 1.7466 | 0.57235 | 3.4458 | 0.00020351 | 0.00021368 | 0.0023137 | Commercial | Hot Water Circulation Pump Control | Y | Institutional | Existing | 0.97001 | 0.43042 | 2.2932 | 0 | 0 | 0 | Fail TRC; Pass PCT
[24 empty] | Residential | Solar Pool Heater | N | Single Family | Turnover | 1.5943 | 0.52162 | 3.7481 | 0 | 0 | 0.3572 | Commercial | Hot Water Circulation Pump Control | Y | Miscellaneous | Existing | 0.97001 | 0.43042 | 2.2932 | 0 | 0 | 0 | Fail TRC; Pass PCT
[24 empty] | Residential | Solar Pool Heater | N | Multi-Family | Turnover | 1.5943 | 0.52162 | 3.7481 | 0 | 0 | 0 | Commercial | Hot Water Circulation Pump Control | Y | Offices | Existing | 0.97001 | 0.43042 | 2.2932 | 0 | 0 | 0 | Fail TRC; Pass PCT
[24 empty] | Residential | Solar Pool Heater | N | Manufactured Home | Turnover | 1.5943 | 0.52162 | 3.7481 | 0 | 0 | 0 | Commercial | Hot Water Circulation Pump Control | Y | Schools K-12 | Existing | 0.97001 | 0.43042 | 2.2932 | 0 | 0 | 0 | Fail TRC; Pass PCT
[24 empty] | Residential | Solar Pool Heater | N | Single Family | New | 1.5943 | 0.52162 | 3.7481 | 0 | 0 | 0.062198 | Commercial | Hot Water Circulation Pump Control | Y | Warehouse | Existing | 0.97001 | 0.43042 | 2.2932 | 0 | 0 | 0 | Fail TRC; Pass PCT
[24 empty] | Residential | Solar Pool Heater | N | Multi-Family | New | 1.5943 | 0.52162 | 3.7481 | 0 | 0 | 0 | Commercial | Hot Water Circulation Pump Control | Y | Assembly | New | 0.97001 | 0.43042 | 2.2932 | 0 | 0 | 0 | Fail TRC; Pass PCT
[24 empty] | Residential | Solar Pool Heater | N | Manufactured Home | New | 1.5943 | 0.52162 | 3.7481 | 0 | 0 | 0 | Commercial | Hot Water Circulation Pump Control | Y | Healthcare | New | 0.97001 | 0.43042 | 2.2932 | 0 | 0 | 0 | Fail TRC; Pass PCT
[24 empty] | Residential | Two Speed Pool Pump | N | Single Family | Turnover | 1.203 | 0.49741 | 2.8958 | 0 | 0 | 0 | Commercial | Hot Water Circulation Pump Control | Y | Institutional | New | 0.97001 | 0.43042 | 2.2932 | 0 | 0 | 0 | Fail TRC; Pass PCT
[24 empty] | Residential | Two Speed Pool Pump | N | Multi-Family | Turnover | 1.203 | 0.49741 | 2.8958 | 0 | 0 | 0 | Commercial | Hot Water Circulation Pump Control | Y | Miscellaneous | New | 0.97001 | 0.43042 | 2.2932 | 0 | 0 | 0 | Fail TRC; Pass PCT
[24 empty] | Residential | Two Speed Pool Pump | N | Manufactured Home | Turnover | 1.203 | 0.49741 | 2.8958 | 0 | 0 | 0 | Commercial | Hot Water Circulation Pump Control | Y | Offices | New | 0.97001 | 0.43042 | 2.2932 | 0 | 0 | 0 | Fail TRC; Pass PCT
[24 empty] | Residential | Two Speed Pool Pump | N | Single Family | New | 1.203 | 0.49741 | 2.8958 | 0 | 0 | 0 | Commercial | Hot Water Circulation Pump Control | Y | Schools K-12 | New | 0.97001 | 0.43042 | 2.2932 | 0 | 0 | 0 | Fail TRC; Pass PCT
[24 empty] | Residential | Two Speed Pool Pump | N | Multi-Family | New | 1.203 | 0.49741 | 2.8958 | 0 | 0 | 0 | Commercial | Hot Water Circulation Pump Control | Y | Warehouse | New | 0.97001 | 0.43042 | 2.2932 | 0 | 0 | 0 | Fail TRC; Pass PCT
[24 empty] | Residential | Two Speed Pool Pump | N | Manufactured Home | New | 1.203 | 0.49741 | 2.8958 | 0 | 0 | 0 | Commercial | HVAC tune-up | Y | Retail | Existing | 0.877 | 0.46827 | 2.0188 | 0 | 0 | 0 | Fail TRC; Pass PCT
[24 empty] | Residential | Variable Speed Pool Pump | N | Single Family | Turnover | 1.2031 | 0.49743 | 2.896 | 0.41266 | 0 | 0.75929 | Commercial | HVAC tune-up | Y | Retail | New | 0.877 | 0.46827 | 2.0188 | 0 | 0 | 0 | Fail TRC; Pass PCT
[24 empty] | Residential | Variable Speed Pool Pump | N | Multi-Family | Turnover | 1.2031 | 0.49743 | 2.896 | 0 | 0 | 0 | Commercial | HVAC tune-up_RTU | Y | Lodging/Hospitality | Existing | 0.87614 | 0.4693 | 2.0083 | 0 | 0 | 0 | Fail TRC; Pass PCT
[24 empty] | Residential | Variable Speed Pool Pump | N | Manufactured Home | Turnover | 1.2031 | 0.49743 | 2.896 | 0 | 0 | 0 | Commercial | HVAC tune-up_RTU | Y | Lodging/Hospitality | New | 0.87614 | 0.4693 | 2.0083 | 0 | 0 | 0 | Fail TRC; Pass PCT
[24 empty] | Residential | Variable Speed Pool Pump | N | Single Family | New | 1.2031 | 0.49743 | 2.896 | 0.13344 | 0 | 0.24553 | Commercial | Low U-Value Windows | Y | Lodging/Hospitality | Existing | 0.98111 | 0.48036 | 2.0854 | 0 | 0 | 0 | Fail TRC; Pass PCT
[24 empty] | Residential | Variable Speed Pool Pump | N | Multi-Family | New | 1.2031 | 0.49743 | 2.896 | 0 | 0 | 0 | Commercial | Low U-Value Windows | Y | Miscellaneous | Existing | 0.96744 | 0.47514 | 2.0788 | 0 | 0 | 0 | Fail TRC; Pass PCT
[24 empty] | Residential | Variable Speed Pool Pump | N | Manufactured Home | New | 1.2031 | 0.49743 | 2.896 | 0 | 0 | 0 | Commercial | Low U-Value Windows | Y | Warehouse | Existing | 0.96744 | 0.47514 | 2.0788 | 0 | 0 | 0 | Fail TRC; Pass PCT
[24 empty] | Residential | Thermostatic Shower Restriction Valve | N | Single Family | Existing | 1.0911 | 0.4824 | 2.7914 | 0.001595 | 0.0034333 | 0.017708 | Commercial | Bi-Level Lighting Control (Interior) | Y | Healthcare | Existing | 0.99046 | 0.49952 | 2.0285 | 0 | 0 | 0 | Fail TRC; Pass PCT
[24 empty] | Residential | Thermostatic Shower Restriction Valve | N | Single Family | New | 1.0911 | 0.4824 | 2.7914 | 0.0027375 | 0.0058926 | 0.030392 | Commercial | Bi-Level Lighting Control (Interior) | Y | Healthcare | New | 0.99046 | 0.49952 | 2.0285 | 0 | 0 | 0 | Fail TRC; Pass PCT
[24 empty] | Residential | Ceiling Insulation(R2 to R38) | Y | Single Family | Existing | 1.6656 | 0.50653 | 4.7344 | 1.0763 | 0.58382 | 2.8633
[24 empty] | Residential | Ceiling Insulation(R2 to R38) | Y | Multi-Family | Existing | 1.3516 | 0.47311 | 3.7078 | 1.0246 | 0.70383 | 2.9373
[24 empty] | Residential | Ceiling Insulation(R2 to R38) | Y | Manufactured Home | Existing | 1.3296 | 0.47038 | 3.644 | 0.011953 | 0.010579 | 0.035937
[24 empty] | Residential | Ceiling Insulation(R2 to R38) | Y | Single Family | New | 1.6656 | 0.50653 | 4.7344 | 0 | 0 | 0
[24 empty] | Residential | Ceiling Insulation(R2 to R38) | Y | Multi-Family | New | 1.3516 | 0.47311 | 3.7078 | 0 | 0 | 0
[24 empty] | Residential | Ceiling Insulation(R2 to R38) | Y | Manufactured Home | New | 1.3296 | 0.47038 | 3.644 | 0 | 0 | 0
[24 empty] | Residential | Duct Repair | Y | Single Family | Existing | 1.0597 | 0.45799 | 3.0652 | 0.5883 | 0.19233 | 1.1689
[24 empty] | Residential | Duct Repair | Y | Manufactured Home | Existing | 1.0449 | 0.4552 | 3.0202 | 0.032361 | 0.010582 | 0.064303
[24 empty] | Residential | Programmable Thermostat | N | Single Family | New | 1.3807 | 0.56 | 3.4667 | 0.014562 | 0 | 0.011228
[24 empty] | Residential | Programmable Thermostat | N | Multi-Family | New | 1.0464 | 0.49575 | 2.604 | 0.06174 | 0 | 0.035464
[24 empty] | Residential | Programmable Thermostat | N | Manufactured Home | New | 1.3627 | 0.55701 | 3.413 | 0.0009609 | 0 | 0.00050394
[24 empty] | Commercial | Efficient Exhaust Hood | N | Assembly | Turnover | 3.0124 | 0.6797 | 4.7417 | 0 | 0 | 0
[24 empty] | Commercial | Efficient Exhaust Hood | N | College and University | Turnover | 3.0124 | 0.6797 | 4.7417 | 3.7637e-05 | 1.4772e-05 | 0.00017216
[24 empty] | Commercial | Efficient Exhaust Hood | N | Grocery | Turnover | 3.0124 | 0.6797 | 4.7417 | 0 | 0 | 0
[24 empty] | Commercial | Efficient Exhaust Hood | N | Healthcare | Turnover | 3.0124 | 0.6797 | 4.7417 | 0.00038294 | 0.0001503 | 0.0017516
[24 empty] | Commercial | Efficient Exhaust Hood | N | Hospitals | Turnover | 3.0124 | 0.6797 | 4.7417 | 0.00090904 | 0.0003568 | 0.0041581
[24 empty] | Commercial | Efficient Exhaust Hood | N | Institutional | Turnover | 3.0124 | 0.6797 | 4.7417 | 0 | 0 | 0
[24 empty] | Commercial | Efficient Exhaust Hood | N | Lodging/Hospitality | Turnover | 3.0124 | 0.6797 | 4.7417 | 0.027654 | 0.010854 | 0.12649
[24 empty] | Commercial | Efficient Exhaust Hood | N | Miscellaneous | Turnover | 3.0124 | 0.6797 | 4.7417 | 0 | 0 | 0
[24 empty] | Commercial | Efficient Exhaust Hood | N | Offices | Turnover | 3.0124 | 0.6797 | 4.7417 | 0 | 0 | 0
[24 empty] | Commercial | Efficient Exhaust Hood | N | Restaurants | Turnover | 3.0124 | 0.6797 | 4.7417 | 0.035843 | 0.014068 | 0.16395
[24 empty] | Commercial | Efficient Exhaust Hood | N | Retail | Turnover | 3.0124 | 0.6797 | 4.7417 | 0 | 0 | 0
[24 empty] | Commercial | Efficient Exhaust Hood | N | Schools K-12 | Turnover | 3.0124 | 0.6797 | 4.7417 | 0.0012582 | 0.00049382 | 0.005755
[24 empty] | Commercial | Efficient Exhaust Hood | N | Warehouse | Turnover | 3.0124 | 0.6797 | 4.7417 | 0 | 0 | 0
[24 empty] | Commercial | Efficient Exhaust Hood | N | Assembly | New | 3.0124 | 0.6797 | 4.7417 | 0 | 0 | 0
[24 empty] | Commercial | Efficient Exhaust Hood | N | College and University | New | 3.0124 | 0.6797 | 4.7417 | 8.2645e-06 | 3.2438e-06 | 3.7803e-05
[24 empty] | Commercial | Efficient Exhaust Hood | N | Grocery | New | 3.0124 | 0.6797 | 4.7417 | 0 | 0 | 0
[24 empty] | Commercial | Efficient Exhaust Hood | N | Healthcare | New | 3.0124 | 0.6797 | 4.7417 | 8.4089e-05 | 3.3005e-05 | 0.00038464
[24 empty] | Commercial | Efficient Exhaust Hood | N | Hospitals | New | 3.0124 | 0.6797 | 4.7417 | 0.00019962 | 7.8349e-05 | 0.00091308
[24 empty] | Commercial | Efficient Exhaust Hood | N | Institutional | New | 3.0124 | 0.6797 | 4.7417 | 0 | 0 | 0
[24 empty] | Commercial | Efficient Exhaust Hood | N | Lodging/Hospitality | New | 3.0124 | 0.6797 | 4.7417 | 0.0060723 | 0.0023834 | 0.027776
[24 empty] | Commercial | Efficient Exhaust Hood | N | Miscellaneous | New | 3.0124 | 0.6797 | 4.7417 | 0 | 0 | 0
[24 empty] | Commercial | Efficient Exhaust Hood | N | Offices | New | 3.0124 | 0.6797 | 4.7417 | 0 | 0 | 0
[24 empty] | Commercial | Efficient Exhaust Hood | N | Restaurants | New | 3.0124 | 0.6797 | 4.7417 | 0.0078705 | 0.0030891 | 0.036001
[24 empty] | Commercial | Efficient Exhaust Hood | N | Retail | New | 3.0124 | 0.6797 | 4.7417 | 0 | 0 | 0
[24 empty] | Commercial | Efficient Exhaust Hood | N | Schools K-12 | New | 3.0124 | 0.6797 | 4.7417 | 0.00027628 | 0.00010844 | 0.0012637
[24 empty] | Commercial | Efficient Exhaust Hood | N | Warehouse | New | 3.0124 | 0.6797 | 4.7417 | 0 | 0 | 0
[24 empty] | Commercial | Energy Star Hot Food Holding Cabinet | N | Assembly | Turnover | 1.3869 | 0.54539 | 2.6162 | 0 | 0 | 0
[24 empty] | Commercial | Energy Star Hot Food Holding Cabinet | N | College and University | Turnover | 1.3869 | 0.54539 | 2.6162 | 0.0001123 | 5.4341e-05 | 0.00060982
[24 empty] | Commercial | Energy Star Hot Food Holding Cabinet | N | Grocery | Turnover | 1.3869 | 0.54539 | 2.6162 | 0 | 0 | 0
[24 empty] | Commercial | Energy Star Hot Food Holding Cabinet | N | Healthcare | Turnover | 1.3869 | 0.54539 | 2.6162 | 0.0011369 | 0.0005501 | 0.0061732
[24 empty] | Commercial | Energy Star Hot Food Holding Cabinet | N | Hospitals | Turnover | 1.3869 | 0.54539 | 2.6162 | 0.0025033 | 0.0012113 | 0.013593
[24 empty] | Commercial | Energy Star Hot Food Holding Cabinet | N | Institutional | Turnover | 1.3869 | 0.54539 | 2.6162 | 0 | 0 | 0
[24 empty] | Commercial | Energy Star Hot Food Holding Cabinet | N | Lodging/Hospitality | Turnover | 1.3869 | 0.54539 | 2.6162 | 0.063923 | 0.030931 | 0.3471
[24 empty] | Commercial | Energy Star Hot Food Holding Cabinet | N | Miscellaneous | Turnover | 1.3869 | 0.54539 | 2.6162 | 0 | 0 | 0
[24 empty] | Commercial | Energy Star Hot Food Holding Cabinet | N | Offices | Turnover | 1.3869 | 0.54539 | 2.6162 | 0 | 0 | 0
[24 empty] | Commercial | Energy Star Hot Food Holding Cabinet | N | Restaurants | Turnover | 1.3869 | 0.54539 | 2.6162 | 0.082854 | 0.040091 | 0.4499
[24 empty] | Commercial | Energy Star Hot Food Holding Cabinet | N | Retail | Turnover | 1.3869 | 0.54539 | 2.6162 | 0 | 0 | 0
[24 empty] | Commercial | Energy Star Hot Food Holding Cabinet | N | Schools K-12 | Turnover | 1.3869 | 0.54539 | 2.6162 | 0.0037543 | 0.0018166 | 0.020386
[24 empty] | Commercial | Energy Star Hot Food Holding Cabinet | N | Warehouse | Turnover | 1.3869 | 0.54539 | 2.6162 | 0 | 0 | 0
[24 empty] | Commercial | Energy Star Hot Food Holding Cabinet | N | Assembly | New | 1.3869 | 0.54539 | 2.6162 | 0 | 0 | 0
[24 empty] | Commercial | Energy Star Hot Food Holding Cabinet | N | College and University | New | 1.3869 | 0.54539 | 2.6162 | 2.4657e-05 | 1.1931e-05 | 0.00013389
[24 empty] | Commercial | Energy Star Hot Food Holding Cabinet | N | Grocery | New | 1.3869 | 0.54539 | 2.6162 | 0 | 0 | 0
[24 empty] | Commercial | Energy Star Hot Food Holding Cabinet | N | Healthcare | New | 1.3869 | 0.54539 | 2.6162 | 0.00024961 | 0.00012078 | 0.0013554
[24 empty] | Commercial | Energy Star Hot Food Holding Cabinet | N | Hospitals | New | 1.3869 | 0.54539 | 2.6162 | 0.00054961 | 0.00026594 | 0.0029844
[24 empty] | Commercial | Energy Star Hot Food Holding Cabinet | N | Institutional | New | 1.3869 | 0.54539 | 2.6162 | 0 | 0 | 0
[24 empty] | Commercial | Energy Star Hot Food Holding Cabinet | N | Lodging/Hospitality | New | 1.3869 | 0.54539 | 2.6162 | 0.014034 | 0.0067907 | 0.076205
[24 empty] | Commercial | Energy Star Hot Food Holding Cabinet | N | Miscellaneous | New | 1.3869 | 0.54539 | 2.6162 | 0 | 0 | 0
[24 empty] | Commercial | Energy Star Hot Food Holding Cabinet | N | Offices | New | 1.3869 | 0.54539 | 2.6162 | 0 | 0 | 0
[24 empty] | Commercial | Energy Star Hot Food Holding Cabinet | N | Restaurants | New | 1.3869 | 0.54539 | 2.6162 | 0.01819 | 0.0088016 | 0.098772
[24 empty] | Commercial | Energy Star Hot Food Holding Cabinet | N | Retail | New | 1.3869 | 0.54539 | 2.6162 | 0 | 0 | 0
[24 empty] | Commercial | Energy Star Hot Food Holding Cabinet | N | Schools K-12 | New | 1.3869 | 0.54539 | 2.6162 | 0.00082427 | 0.00039884 | 0.0044758
[24 empty] | Commercial | Energy Star Hot Food Holding Cabinet | N | Warehouse | New | 1.3869 | 0.54539 | 2.6162 | 0 | 0 | 0
[24 empty] | Commercial | Heat Pump Water Heater | N | Assembly | Turnover | 2.263 | 0.64194 | 3.7707 | 0.00042641 | 0.00028362 | 0.0025233
[24 empty] | Commercial | Heat Pump Water Heater | N | Assembly | New | 2.263 | 0.64194 | 3.7707 | 7.8148e-05 | 5.1978e-05 | 0.00046243
[24 empty] | Commercial | Solar Water Heater | N | College and University | Turnover | 1.2606 | 0.49602 | 2.6015 | 0.00038405 | 5.3918e-05 | 0.0051384
[24 empty] | Commercial | Solar Water Heater | N | Grocery | Turnover | 1.1016 | 0.46936 | 2.3926 | 0.0017329 | 0.00024328 | 0.023185
[24 empty] | Commercial | Solar Water Heater | N | Hospitals | Turnover | 1.4645 | 0.52477 | 2.8723 | 9.6213e-05 | 1.3508e-05 | 0.0012873
[24 empty] | Commercial | Solar Water Heater | N | Institutional | Turnover | 1.7285 | 0.55515 | 3.2282 | 0.021647 | 0.0030391 | 0.28963
[24 empty] | Commercial | Solar Water Heater | N | Lodging/Hospitality | Turnover | 1.7285 | 0.55515 | 3.2282 | 0.0087164 | 0.0012237 | 0.11662
[24 empty] | Commercial | Solar Water Heater | N | Miscellaneous | Turnover | 1.6257 | 0.5441 | 3.089 | 2.2891e-05 | 3.2138e-06 | 0.00030627
[24 empty] | Commercial | Solar Water Heater | N | Offices | Turnover | 1.5107 | 0.53058 | 2.9342 | 0.0014592 | 0.00020486 | 0.019523
[24 empty] | Commercial | Solar Water Heater | N | Retail | Turnover | 1.0909 | 0.46741 | 2.3787 | 0.0023271 | 0.00032671 | 0.031135
[24 empty] | Commercial | Solar Water Heater | N | Warehouse | Turnover | 1.1016 | 0.46936 | 2.3926 | 0.0030596 | 0.00042955 | 0.040935
[24 empty] | Commercial | Solar Water Heater | N | College and University | New | 1.2606 | 0.49602 | 2.6015 | 7.0383e-05 | 9.8814e-06 | 0.00094168
[24 empty] | Commercial | Solar Water Heater | N | Grocery | New | 1.1016 | 0.46936 | 2.3926 | 0.00031756 | 4.4584e-05 | 0.0042488
[24 empty] | Commercial | Solar Water Heater | N | Hospitals | New | 1.4645 | 0.52477 | 2.8723 | 1.7633e-05 | 2.4755e-06 | 0.00023591
[24 empty] | Commercial | Solar Water Heater | N | Institutional | New | 1.7285 | 0.55515 | 3.2282 | 0.0039671 | 0.00055696 | 0.053077
[24 empty] | Commercial | Solar Water Heater | N | Lodging/Hospitality | New | 1.7285 | 0.55515 | 3.2282 | 0.0015974 | 0.00022427 | 0.021372
[24 empty] | Commercial | Solar Water Heater | N | Miscellaneous | New | 1.6257 | 0.5441 | 3.089 | 4.1951e-06 | 5.8897e-07 | 5.6128e-05
[24 empty] | Commercial | Solar Water Heater | N | Offices | New | 1.5107 | 0.53058 | 2.9342 | 0.00026742 | 3.7544e-05 | 0.0035779
[24 empty] | Commercial | Solar Water Heater | N | Retail | New | 1.0909 | 0.46741 | 2.3787 | 0.00042647 | 5.9875e-05 | 0.005706
[24 empty] | Commercial | Solar Water Heater | N | Warehouse | New | 1.1016 | 0.46936 | 2.3926 | 0.00056072 | 7.8721e-05 | 0.007502
[24 empty] | Commercial | High Efficiency HID Lighting | Y | Assembly | Turnover | 1.52 | 0.52285 | 3.0133 | 0 | 0 | 0.0091515
[24 empty] | Commercial | High Efficiency HID Lighting | Y | College and University | Turnover | 1.52 | 0.52285 | 3.0133 | 0 | 0 | 0.013588
[24 empty] | Commercial | High Efficiency HID Lighting | Y | Grocery | Turnover | 1.52 | 0.52285 | 3.0133 | 0 | 0 | 0.073296
[24 empty] | Commercial | High Efficiency HID Lighting | Y | Healthcare | Turnover | 1.52 | 0.52285 | 3.0133 | 0 | 0 | 0.021775
[24 empty] | Commercial | High Efficiency HID Lighting | Y | Hospitals | Turnover | 1.52 | 0.52285 | 3.0133 | 0 | 0 | 0.014571
[24 empty] | Commercial | High Efficiency HID Lighting | Y | Institutional | Turnover | 1.52 | 0.52285 | 3.0133 | 0 | 0 | 0.19893
[24 empty] | Commercial | High Efficiency HID Lighting | Y | Lodging/Hospitality | Turnover | 1.52 | 0.52285 | 3.0133 | 0 | 0 | 0.15433
[24 empty] | Commercial | High Efficiency HID Lighting | Y | Miscellaneous | Turnover | 1.52 | 0.52285 | 3.0133 | 0 | 0 | 0.069108
[24 empty] | Commercial | High Efficiency HID Lighting | Y | Offices | Turnover | 1.52 | 0.52285 | 3.0133 | 0 | 0 | 0.19364
[24 empty] | Commercial | High Efficiency HID Lighting | Y | Restaurants | Turnover | 1.52 | 0.52285 | 3.0133 | 0 | 0 | 0.041943
[24 empty] | Commercial | High Efficiency HID Lighting | Y | Retail | Turnover | 1.52 | 0.52285 | 3.0133 | 0 | 0 | 0.16628
[24 empty] | Commercial | High Efficiency HID Lighting | Y | Schools K-12 | Turnover | 1.52 | 0.52285 | 3.0133 | 0 | 0 | 0.057919
[24 empty] | Commercial | High Efficiency HID Lighting | Y | Warehouse | Turnover | 1.52 | 0.52285 | 3.0133 | 0 | 0 | 0.21367
[24 empty] | Commercial | High Efficiency HID Lighting | Y | Assembly | New | 1.52 | 0.52285 | 3.0133 | 0 | 0 | 0.038754
[24 empty] | Commercial | High Efficiency HID Lighting | Y | College and University | New | 1.52 | 0.52285 | 3.0133 | 0 | 0 | 0.0042647
[24 empty] | Commercial | High Efficiency HID Lighting | Y | Grocery | New | 1.52 | 0.52285 | 3.0133 | 0 | 0 | 0.31044
[24 empty] | Commercial | High Efficiency HID Lighting | Y | Healthcare | New | 1.52 | 0.52285 | 3.0133 | 0 | 0 | 0.0068343
[24 empty] | Commercial | High Efficiency HID Lighting | Y | Hospitals | New | 1.52 | 0.52285 | 3.0133 | 0 | 0 | 0.060745
[24 empty] | Commercial | High Efficiency HID Lighting | Y | Institutional | New | 1.52 | 0.52285 | 3.0133 | 0 | 0 | 0.062673
[24 empty] | Commercial | High Efficiency HID Lighting | Y | Lodging/Hospitality | New | 1.52 | 0.52285 | 3.0133 | 0 | 0 | 0.64352
[24 empty] | Commercial | High Efficiency HID Lighting | Y | Miscellaneous | New | 1.52 | 0.52285 | 3.0133 | 0 | 0 | 0.021772
[24 empty] | Commercial | High Efficiency HID Lighting | Y | Offices | New | 1.52 | 0.52285 | 3.0133 | 0 | 0 | 0.80739
[24 empty] | Commercial | High Efficiency HID Lighting | Y | Restaurants | New | 1.52 | 0.52285 | 3.0133 | 0 | 0 | 0.18022
[24 empty] | Commercial | High Efficiency HID Lighting | Y | Retail | New | 1.52 | 0.52285 | 3.0133 | 0 | 0 | 0.69339
[24 empty] | Commercial | High Efficiency HID Lighting | Y | Schools K-12 | New | 1.52 | 0.52285 | 3.0133 | 0 | 0 | 0.018246
[24 empty] | Commercial | High Efficiency HID Lighting | Y | Warehouse | New | 1.52 | 0.52285 | 3.0133 | 0 | 0 | 0.067064
[24 empty] | Commercial | LED Exterior Lighting | Y | Assembly | Turnover | 1.61 | 0.5331 | 3.1397 | 0 | 0 | 0
[24 empty] | Commercial | LED Exterior Lighting | Y | College and University | Turnover | 1.61 | 0.5331 | 3.1397 | 0 | 0 | 0.00023799
[24 empty] | Commercial | LED Exterior Lighting | Y | Grocery | Turnover | 1.61 | 0.5331 | 3.1397 | 0 | 0 | 0.0010397
[24 empty] | Commercial | LED Exterior Lighting | Y | Healthcare | Turnover | 1.61 | 0.5331 | 3.1397 | 0 | 0 | 0.00034673
[24 empty] | Commercial | LED Exterior Lighting | Y | Hospitals | Turnover | 1.61 | 0.5331 | 3.1397 | 0 | 0 | 0.0001378
[24 empty] | Commercial | LED Exterior Lighting | Y | Institutional | Turnover | 1.61 | 0.5331 | 3.1397 | 0 | 0 | 0
[24 empty] | Commercial | LED Exterior Lighting | Y | Lodging/Hospitality | Turnover | 1.61 | 0.5331 | 3.1397 | 0 | 0 | 0
[24 empty] | Commercial | LED Exterior Lighting | Y | Miscellaneous | Turnover | 1.61 | 0.5331 | 3.1397 | 0 | 0 | 0.00086461
[24 empty] | Commercial | LED Exterior Lighting | Y | Offices | Turnover | 1.61 | 0.5331 | 3.1397 | 0 | 0 | 0.0027469
[24 empty] | Commercial | LED Exterior Lighting | Y | Restaurants | Turnover | 1.61 | 0.5331 | 3.1397 | 0 | 0 | 0.00047599
[24 empty] | Commercial | LED Exterior Lighting | Y | Retail | Turnover | 1.61 | 0.5331 | 3.1397 | 0 | 0 | 0
[24 empty] | Commercial | LED Exterior Lighting | Y | Schools K-12 | Turnover | 1.61 | 0.5331 | 3.1397 | 0 | 0 | 0.0010145
[24 empty] | Commercial | LED Exterior Lighting | Y | Warehouse | Turnover | 1.61 | 0.5331 | 3.1397 | 0 | 0 | 0.0033228
[24 empty] | Commercial | LED Exterior Lighting | Y | Assembly | New | 1.61 | 0.5331 | 3.1397 | 0 | 0 | 0
[24 empty] | Commercial | LED Exterior Lighting | Y | College and University | New | 1.61 | 0.5331 | 3.1397 | 0 | 0 | 5.7265e-05
[24 empty] | Commercial | LED Exterior Lighting | Y | Grocery | New | 1.61 | 0.5331 | 3.1397 | 0 | 0 | 0.00027105
[24 empty] | Commercial | LED Exterior Lighting | Y | Healthcare | New | 1.61 | 0.5331 | 3.1397 | 0 | 0 | 8.3427e-05
[24 empty] | Commercial | LED Exterior Lighting | Y | Hospitals | New | 1.61 | 0.5331 | 3.1397 | 0 | 0 | 3.5919e-05
[24 empty] | Commercial | LED Exterior Lighting | Y | Institutional | New | 1.61 | 0.5331 | 3.1397 | 0 | 0 | 0
[24 empty] | Commercial | LED Exterior Lighting | Y | Lodging/Hospitality | New | 1.61 | 0.5331 | 3.1397 | 0 | 0 | 0
[24 empty] | Commercial | LED Exterior Lighting | Y | Miscellaneous | New | 1.61 | 0.5331 | 3.1397 | 0 | 0 | 0.00020805
[24 empty] | Commercial | LED Exterior Lighting | Y | Offices | New | 1.61 | 0.5331 | 3.1397 | 0 | 0 | 0.00071605
[24 empty] | Commercial | LED Exterior Lighting | Y | Restaurants | New | 1.61 | 0.5331 | 3.1397 | 0 | 0 | 0.00012408
[24 empty] | Commercial | LED Exterior Lighting | Y | Retail | New | 1.61 | 0.5331 | 3.1397 | 0 | 0 | 0
[24 empty] | Commercial | LED Exterior Lighting | Y | Schools K-12 | New | 1.61 | 0.5331 | 3.1397 | 0 | 0 | 0.0002441
[24 empty] | Commercial | LED Exterior Lighting | Y | Warehouse | New | 1.61 | 0.5331 | 3.1397 | 0 | 0 | 0.00079955
[24 empty] | Commercial | High Efficiency Chiller (Air Cooled, 50 tons) | Y | Assembly | Turnover | 1.5141 | 0.51737 | 3.0801 | 0.018474 | 0.001082 | 0.068655
[24 empty] | Commercial | High Efficiency Chiller (Air Cooled, 50 tons) | Y | College and University | Turnover | 1.6663 | 0.53404 | 3.3077 | 0.0061942 | 0.00036279 | 0.02302
[24 empty] | Commercial | High Efficiency Chiller (Air Cooled, 50 tons) | Y | Healthcare | Turnover | 3.0312 | 0.62412 | 5.5263 | 0 | 0 | 0
[24 empty] | Commercial | High Efficiency Chiller (Air Cooled, 50 tons) | Y | Hospitals | Turnover | 2.8939 | 0.61808 | 5.2875 | 0.026403 | 0.0015464 | 0.098121
[24 empty] | Commercial | High Efficiency Chiller (Air Cooled, 50 tons) | Y | Lodging/Hospitality | Turnover | 2.3861 | 0.59121 | 4.4361 | 0.039355 | 0.002305 | 0.14625
[24 empty] | Commercial | High Efficiency Chiller (Air Cooled, 50 tons) | Y | Offices | Turnover | 1.6884 | 0.5363 | 3.3411 | 0.070283 | 0.0041164 | 0.26119
[24 empty] | Commercial | High Efficiency Chiller (Air Cooled, 50 tons) | Y | Restaurants | Turnover | 2.346 | 0.58871 | 4.3708 | 0.0027946 | 0.00016368 | 0.010386
[24 empty] | Commercial | High Efficiency Chiller (Air Cooled, 50 tons) | Y | Retail | Turnover | 1.8854 | 0.5547 | 3.6419 | 0 | 0 | 0
[24 empty] | Commercial | High Efficiency Chiller (Air Cooled, 50 tons) | Y | Schools K-12 | Turnover | 1.6589 | 0.53328 | 3.2966 | 0.09209 | 0.0053936 | 0.34224
[24 empty] | Commercial | High Efficiency Chiller (Air Cooled, 50 tons) | Y | Assembly | New | 1.5141 | 0.51737 | 3.0801 | 0.0060422 | 0.00035389 | 0.022455
[24 empty] | Commercial | High Efficiency Chiller (Air Cooled, 50 tons) | Y | College and University | New | 1.6663 | 0.53404 | 3.3077 | 0.0022296 | 0.00013058 | 0.0082857
[24 empty] | Commercial | High Efficiency Chiller (Air Cooled, 50 tons) | Y | Healthcare | New | 3.0312 | 0.62412 | 5.5263 | 0 | 0 | 0
[24 empty] | Commercial | High Efficiency Chiller (Air Cooled, 50 tons) | Y | Hospitals | New | 2.8939 | 0.61808 | 5.2875 | 0.009576 | 0.00056086 | 0.035587
[24 empty] | Commercial | High Efficiency Chiller (Air Cooled, 50 tons) | Y | Lodging/Hospitality | New | 2.3861 | 0.59121 | 4.4361 | 0.012826 | 0.00075122 | 0.047666
[24 empty] | Commercial | High Efficiency Chiller (Air Cooled, 50 tons) | Y | Offices | New | 1.6884 | 0.5363 | 3.3411 | 0.022605 | 0.001324 | 0.084008
[24 empty] | Commercial | High Efficiency Chiller (Air Cooled, 50 tons) | Y | Restaurants | New | 2.346 | 0.58871 | 4.3708 | 0.00092349 | 5.4088e-05 | 0.003432
[24 empty] | Commercial | High Efficiency Chiller (Air Cooled, 50 tons) | Y | Retail | New | 1.8854 | 0.5547 | 3.6419 | 0 | 0 | 0
[24 empty] | Commercial | High Efficiency Chiller (Air Cooled, 50 tons) | Y | Schools K-12 | New | 1.6589 | 0.53328 | 3.2966 | 0.031514 | 0.0018457 | 0.11711
[24 empty] | Commercial | High Efficiency Chiller (Water cooled-centrifugal, 200 tons) | Y | Assembly | Turnover | 1.488 | 0.5458 | 2.8477 | 0.012739 | 3.1846e-05 | 0.034225
[24 empty] | Commercial | High Efficiency Chiller (Water cooled-centrifugal, 200 tons) | Y | College and University | Turnover | 1.639 | 0.5649 | 3.0499 | 0.0042878 | 1.0719e-05 | 0.011519
[24 empty] | Commercial | High Efficiency Chiller (Water cooled-centrifugal, 200 tons) | Y | Healthcare | Turnover | 3.0054 | 0.66986 | 5.0206 | 0 | 0 | 0
[24 empty] | Commercial | High Efficiency Chiller (Water cooled-centrifugal, 200 tons) | Y | Hospitals | Turnover | 2.867 | 0.66273 | 4.8085 | 0.018631 | 4.6574e-05 | 0.050054
[24 empty] | Commercial | High Efficiency Chiller (Water cooled-centrifugal, 200 tons) | Y | Lodging/Hospitality | Turnover | 2.3569 | 0.63116 | 4.0522 | 0.02755 | 6.887e-05 | 0.074015
[24 empty] | Commercial | High Efficiency Chiller (Water cooled-centrifugal, 200 tons) | Y | Offices | Turnover | 1.661 | 0.56749 | 3.0796 | 0.048583 | 0.00012145 | 0.13052
[24 empty] | Commercial | High Efficiency Chiller (Water cooled-centrifugal, 200 tons) | Y | Restaurants | Turnover | 2.3168 | 0.62824 | 3.9942 | 0.001955 | 4.8872e-06 | 0.0052523
[24 empty] | Commercial | High Efficiency Chiller (Water cooled-centrifugal, 200 tons) | Y | Retail | Turnover | 1.8569 | 0.5887 | 3.3467 | 0 | 0 | 0
[24 empty] | Commercial | High Efficiency Chiller (Water cooled-centrifugal, 200 tons) | Y | Schools K-12 | Turnover | 1.6317 | 0.56402 | 3.04 | 0.063741 | 0.00015934 | 0.17124
[24 empty] | Commercial | High Efficiency Chiller (Water cooled-centrifugal, 200 tons) | Y | Assembly | New | 1.488 | 0.5458 | 2.8477 | 0.0037863 | 9.4649e-06 | 0.010172
[24 empty] | Commercial | High Efficiency Chiller (Water cooled-centrifugal, 200 tons) | Y | College and University | New | 1.639 | 0.5649 | 3.0499 | 0.0015406 | 3.8512e-06 | 0.0041389
[24 empty] | Commercial | High Efficiency Chiller (Water cooled-centrifugal, 200 tons) | Y | Healthcare | New | 3.0054 | 0.66986 | 5.0206 | 0 | 0 | 0
[24 empty] | Commercial | High Efficiency Chiller (Water cooled-centrifugal, 200 tons) | Y | Hospitals | New | 2.867 | 0.66273 | 4.8085 | 0.006757 | 1.6891e-05 | 0.018153
[24 empty] | Commercial | High Efficiency Chiller (Water cooled-centrifugal, 200 tons) | Y | Lodging/Hospitality | New | 2.3569 | 0.63116 | 4.0522 | 0.0087472 | 2.1866e-05 | 0.0235
[24 empty] | Commercial | High Efficiency Chiller (Water cooled-centrifugal, 200 tons) | Y | Offices | New | 1.661 | 0.56749 | 3.0796 | 0.014332 | 3.5828e-05 | 0.038504
[24 empty] | Commercial | High Efficiency Chiller (Water cooled-centrifugal, 200 tons) | Y | Restaurants | New | 2.3168 | 0.62824 | 3.9942 | 0.00063162 | 1.5789e-06 | 0.0016969
[24 empty] | Commercial | High Efficiency Chiller (Water cooled-centrifugal, 200 tons) | Y | Retail | New | 1.8569 | 0.5887 | 3.3467 | 0 | 0 | 0
[24 empty] | Commercial | High Efficiency Chiller (Water cooled-centrifugal, 200 tons) | Y | Schools K-12 | New | 1.6317 | 0.56402 | 3.04 | 0.021513 | 5.3777e-05 | 0.057795
[24 empty] | Commercial | High Efficiency Chiller (Water cooled-positive displacement, 100 tons) | Y | Healthcare | Turnover | 1.8512 | 0.58813 | 3.3389 | 0 | 0 | 0
[24 empty] | Commercial | High Efficiency Chiller (Water cooled-positive displacement, 100 tons) | Y | Hospitals | Turnover | 1.7611 | 0.57873 | 3.2155 | 0.012751 | 3.1874e-05 | 0.034256
[24 empty] | Commercial | High Efficiency Chiller (Water cooled-positive displacement, 100 tons) | Y | Lodging/Hospitality | Turnover | 1.4336 | 0.53831 | 2.7755 | 0.018376 | 4.5937e-05 | 0.049368
[24 empty] | Commercial | High Efficiency Chiller (Water cooled-positive displacement, 100 tons) | Y | Restaurants | Turnover | 1.408 | 0.53467 | 2.7418 | 0.0013015 | 3.2535e-06 | 0.0034965
[24 empty] | Commercial | High Efficiency Chiller (Water cooled-positive displacement, 100 tons) | Y | Retail | Turnover | 1.1186 | 0.48683 | 2.3652 | 0 | 0 | 0
[24 empty] | Commercial | High Efficiency Chiller (Water cooled-positive displacement, 100 tons) | Y | Healthcare | New | 1.8512 | 0.58813 | 3.3389 | 0 | 0 | 0
[24 empty] | Commercial | High Efficiency Chiller (Water cooled-positive displacement, 100 tons) | Y | Hospitals | New | 1.7611 | 0.57873 | 3.2155 | 0.0040845 | 1.021e-05 | 0.010973
[24 empty] | Commercial | High Efficiency Chiller (Water cooled-positive displacement, 100 tons) | Y | Lodging/Hospitality | New | 1.4336 | 0.53831 | 2.7755 | 0.0039434 | 9.8575e-06 | 0.010594
[24 empty] | Commercial | High Efficiency Chiller (Water cooled-positive displacement, 100 tons) | Y | Restaurants | New | 1.408 | 0.53467 | 2.7418 | 0.00030619 | 7.6541e-07 | 0.0008226
[24 empty] | Commercial | High Efficiency Chiller (Water cooled-positive displacement, 100 tons) | Y | Retail | New | 1.1186 | 0.48683 | 2.3652 | 0 | 0 | 0
[24 empty] | Commercial | High Efficiency PTAC | Y | Grocery | Turnover | 2.2259 | 0.60653 | 4.0523 | 0 | 0 | 0
[24 empty] | Commercial | High Efficiency PTAC | Y | Institutional | Turnover | 2.1826 | 0.60327 | 3.9847 | 0 | 0 | 0
[24 empty] | Commercial | High Efficiency PTAC | Y | Miscellaneous | Turnover | 2.3688 | 0.6435 | 4.0695 | 0.0027324 | 0 | 0.0069812
[24 empty] | Commercial | High Efficiency PTAC | Y | Warehouse | Turnover | 1.0512 | 0.46495 | 2.3402 | 0 | 0 | 0
[24 empty] | Commercial | High Efficiency PTAC | Y | Grocery | New | 2.2259 | 0.60653 | 4.0523 | 0 | 0 | 0
[24 empty] | Commercial | High Efficiency PTAC | Y | Institutional | New | 2.1826 | 0.60327 | 3.9847 | 0 | 0 | 0
[24 empty] | Commercial | High Efficiency PTAC | Y | Miscellaneous | New | 2.3688 | 0.6435 | 4.0695 | 0.00075478 | 0 | 0.0019284
[24 empty] | Commercial | High Efficiency PTAC | Y | Warehouse | New | 1.0512 | 0.46495 | 2.3402 | 0 | 0 | 0
[24 empty] | Commercial | High Efficiency PTHP | Y | Grocery | Turnover | 2.3018 | 0.61203 | 4.1719 | 0 | 8.8738e-07 | 0.0048728
[24 empty] | Commercial | High Efficiency PTHP | Y | Institutional | Turnover | 2.2214 | 0.6062 | 4.0453 | 0.0061484 | 1.0589e-06 | 0.018176
[24 empty] | Commercial | High Efficiency PTHP | Y | Miscellaneous | Turnover | 2.2718 | 0.60989 | 4.1245 | 0 | 0 | 0
[24 empty] | Commercial | High Efficiency PTHP | Y | Warehouse | Turnover | 1.0794 | 0.4704 | 2.3785 | 0 | 1.4276e-06 | 0.0078394
[24 empty] | Commercial | High Efficiency PTHP | Y | Grocery | New | 2.3018 | 0.61203 | 4.1719 | 0 | 2.5947e-07 | 0.0014248
[24 empty] | Commercial | High Efficiency PTHP | Y | Institutional | New | 2.2214 | 0.6062 | 4.0453 | 0.0017416 | 3.0961e-07 | 0.0052017
[24 empty] | Commercial | High Efficiency PTHP | Y | Miscellaneous | New | 2.2718 | 0.60989 | 4.1245 | 0 | 0 | 0
[24 empty] | Commercial | High Efficiency PTHP | Y | Warehouse | New | 1.0794 | 0.4704 | 2.3785 | 0 | 4.1745e-07 | 0.0022923
[24 empty] | Commercial | Variable Refrigerant Flow (VRF) HVAC Systems | Y | Healthcare | Turnover | 1.1943 | 0.47597 | 2.6258 | 0.0041902 | 0.00081037 | 0.016405
[24 empty] | Commercial | Variable Refrigerant Flow (VRF) HVAC Systems | Y | Hospitals | Turnover | 1.1428 | 0.46757 | 2.5505 | 0.00039932 | 0.00046172 | 0.0028135
[24 empty] | Commercial | Variable Refrigerant Flow (VRF) HVAC Systems | Y | Healthcare | New | 1.1943 | 0.47597 | 2.6258 | 0.0011555 | 0.00023069 | 0.0045476
[24 empty] | Commercial | Variable Refrigerant Flow (VRF) HVAC Systems | Y | Hospitals | New | 1.1428 | 0.46757 | 2.5505 | 0.00011103 | 0.00013253 | 0.0007958
[24 empty] | Commercial | High Bay Fluorescent (T5) | Y | Schools K-12 | Turnover | 3.2544 | 0.65549 | 5.3852 | 0 | 0 | 0
[24 empty] | Commercial | High Bay Fluorescent (T5) | Y | Schools K-12 | New | 3.2544 | 0.65549 | 5.3852 | 0 | 0 | 0
[24 empty] | Commercial | High Bay LED | Y | Assembly | Turnover | 2.7138 | 0.6302 | 4.5934 | 0.089179 | 0.087495 | 0.48223
[24 empty] | Commercial | High Bay LED | Y | Institutional | Turnover | 3.0768 | 0.64795 | 5.122 | 0 | 0 | 0
[24 empty] | Commercial | High Bay LED | Y | Offices | Turnover | 3.0377 | 0.6462 | 5.0645 | 0 | 0 | 0
[24 empty] | Commercial | High Bay LED | Y | Restaurants | Turnover | 3.1259 | 0.6501 | 5.1944 | 0 | 0 | 0
[24 empty] | Commercial | High Bay LED | Y | Schools K-12 | Turnover | 2.2763 | 0.60327 | 3.9725 | 0 | 0 | 0
[24 empty] | Commercial | High Bay LED | Y | Assembly | New | 2.7138 | 0.6302 | 4.5934 | 0 | 0 | 0
[24 empty] | Commercial | High Bay LED | Y | Institutional | New | 3.0768 | 0.64795 | 5.122 | 0 | 0 | 0
[24 empty] | Commercial | High Bay LED | Y | Offices | New | 3.0377 | 0.6462 | 5.0645 | 0 | 0 | 0
[24 empty] | Commercial | High Bay LED | Y | Restaurants | New | 3.1259 | 0.6501 | 5.1944 | 0 | 0 | 0
[24 empty] | Commercial | High Bay LED | Y | Schools K-12 | New | 2.2763 | 0.60327 | 3.9725 | 0 | 0 | 0
[24 empty] | Commercial | Premium T8 - Fixture Replacement | Y | College and University | Turnover | 1.0448 | 0.49805 | 2.1547 | 0.0048453 | 0.0044942 | 0.046237
[24 empty] | Commercial | Premium T8 - Fixture Replacement | Y | Grocery | Turnover | 1.3915 | 0.58517 | 2.4677 | 0.050829 | 2.7846e-06 | 0.20843
[24 empty] | Commercial | Premium T8 - Fixture Replacement | Y | Healthcare | Turnover | 1.1867 | 0.52585 | 2.3309 | 0.017496 | 0.0040025 | 0.072179
[24 empty] | Commercial | Premium T8 - Fixture Replacement | Y | Hospitals | Turnover | 1.5703 | 0.59257 | 2.7818 | 0.0048784 | 0.0045249 | 0.046553
[24 empty] | Commercial | Premium T8 - Fixture Replacement | Y | Miscellaneous | Turnover | 1.0476 | 0.49662 | 2.1668 | 0.054054 | 0.012366 | 0.22299
[24 empty] | Commercial | Premium T8 - Fixture Replacement | Y | Retail | Turnover | 1.2587 | 0.56032 | 2.3194 | 0.13573 | 7.4359e-06 | 0.55657
[24 empty] | Commercial | Premium T8 - Fixture Replacement | Y | College and University | New | 1.0448 | 0.49805 | 2.1547 | 0 | 0 | 0
[24 empty] | Commercial | Premium T8 - Fixture Replacement | Y | Grocery | New | 1.3915 | 0.58517 | 2.4677 | 0 | 0 | 0
[24 empty] | Commercial | Premium T8 - Fixture Replacement | Y | Healthcare | New | 1.1867 | 0.52585 | 2.3309 | 0 | 0 | 0
[24 empty] | Commercial | Premium T8 - Fixture Replacement | Y | Hospitals | New | 1.5703 | 0.59257 | 2.7818 | 0 | 0 | 0
[24 empty] | Commercial | Premium T8 - Fixture Replacement | Y | Miscellaneous | New | 1.0476 | 0.49662 | 2.1668 | 0 | 0 | 0
[24 empty] | Commercial | Premium T8 - Fixture Replacement | Y | Retail | New | 1.2587 | 0.56032 | 2.3194 | 0 | 0 | 0
[24 empty] | Commercial | Efficient Battery Charger | Y | Assembly | Turnover | 1.2206 | 0.578 | 2.2177 | 0.06956 | 0 | 0.12695
[24 empty] | Commercial | Efficient Battery Charger | Y | College and University | Turnover | 1.2206 | 0.578 | 2.2177 | 0 | 0 | 0
[24 empty] | Commercial | Efficient Battery Charger | Y | Grocery | Turnover | 1.2206 | 0.578 | 2.2177 | 0.1943 | 0 | 0.35459
[24 empty] | Commercial | Efficient Battery Charger | Y | Healthcare | Turnover | 1.2206 | 0.578 | 2.2177 | 0.095058 | 0 | 0.17348
[24 empty] | Commercial | Efficient Battery Charger | Y | Hospitals | Turnover | 1.2206 | 0.578 | 2.2177 | 0.086159 | 0 | 0.15724
[24 empty] | Commercial | Efficient Battery Charger | Y | Institutional | Turnover | 1.2206 | 0.578 | 2.2177 | 0.93741 | 0 | 1.7108
[24 empty] | Commercial | Efficient Battery Charger | Y | Lodging/Hospitality | Turnover | 1.2206 | 0.578 | 2.2177 | 1.227 | 0 | 2.2392
[24 empty] | Commercial | Efficient Battery Charger | Y | Miscellaneous | Turnover | 1.2206 | 0.578 | 2.2177 | 0 | 0 | 0
[24 empty] | Commercial | Efficient Battery Charger | Y | Offices | Turnover | 1.2206 | 0.578 | 2.2177 | 1.2087 | 0 | 2.2059
[24 empty] | Commercial | Efficient Battery Charger | Y | Restaurants | Turnover | 1.2206 | 0.578 | 2.2177 | 0 | 0 | 0
[24 empty] | Commercial | Efficient Battery Charger | Y | Retail | Turnover | 1.2206 | 0.578 | 2.2177 | 0.39637 | 0 | 0.72337
[24 empty] | Commercial | Efficient Battery Charger | Y | Schools K-12 | Turnover | 1.2206 | 0.578 | 2.2177 | 0 | 0 | 0
[24 empty] | Commercial | Efficient Battery Charger | Y | Warehouse | Turnover | 1.2206 | 0.578 | 2.2177 | 0.64395 | 0 | 1.1752
[24 empty] | Commercial | Efficient Battery Charger | Y | Assembly | New | 1.2206 | 0.578 | 2.2177 | 0.009774 | 0 | 0.017837
[24 empty] | Commercial | Efficient Battery Charger | Y | College and University | New | 1.2206 | 0.578 | 2.2177 | 0 | 0 | 0
[24 empty] | Commercial | Efficient Battery Charger | Y | Grocery | New | 1.2206 | 0.578 | 2.2177 | 0.027442 | 0 | 0.050082
[24 empty] | Commercial | Efficient Battery Charger | Y | Healthcare | New | 1.2206 | 0.578 | 2.2177 | 0.01321 | 0 | 0.024108
[24 empty] | Commercial | Efficient Battery Charger | Y | Hospitals | New | 1.2206 | 0.578 | 2.2177 | 0.012106 | 0 | 0.022094
[24 empty] | Commercial | Efficient Battery Charger | Y | Institutional | New | 1.2206 | 0.578 | 2.2177 | 0.13171 | 0 | 0.24038
[24 empty] | Commercial | Efficient Battery Charger | Y | Lodging/Hospitality | New | 1.2206 | 0.578 | 2.2177 | 0.17051 | 0 | 0.31117
[24 empty] | Commercial | Efficient Battery Charger | Y | Miscellaneous | New | 1.2206 | 0.578 | 2.2177 | 0 | 0 | 0
[24 empty] | Commercial | Efficient Battery Charger | Y | Offices | New | 1.2206 | 0.578 | 2.2177 | 0.16983 | 0 | 0.30995
[24 empty] | Commercial | Efficient Battery Charger | Y | Restaurants | New | 1.2206 | 0.578 | 2.2177 | 0 | 0 | 0
[24 empty] | Commercial | Efficient Battery Charger | Y | Retail | New | 1.2206 | 0.578 | 2.2177 | 0.055082 | 0 | 0.10053
[24 empty] | Commercial | Efficient Battery Charger | Y | Schools K-12 | New | 1.2206 | 0.578 | 2.2177 | 0 | 0 | 0
[24 empty] | Commercial | Efficient Battery Charger | Y | Warehouse | New | 1.2206 | 0.578 | 2.2177 | 0.089488 | 0 | 0.16332
[24 empty] | Commercial | Solar Pool Heater | Y | Assembly | Turnover | 2.2063 | 0.64748 | 3.6482 | 0 | 2.1013e-05 | 0.00057522
[24 empty] | Commercial | Solar Pool Heater | Y | College and University | Turnover | 2.2063 | 0.64748 | 3.6482 | 0 | 0 | 0
[24 empty] | Commercial | Solar Pool Heater | Y | Grocery | Turnover | 2.2063 | 0.64748 | 3.6482 | 0 | 0 | 0
[24 empty] | Commercial | Solar Pool Heater | Y | Healthcare | Turnover | 2.2063 | 0.64748 | 3.6482 | 0 | 0 | 0
[24 empty] | Commercial | Solar Pool Heater | Y | Hospitals | Turnover | 2.2063 | 0.64748 | 3.6482 | 0 | 0 | 0
[24 empty] | Commercial | Solar Pool Heater | Y | Institutional | Turnover | 2.2063 | 0.64748 | 3.6482 | 0 | 0 | 0
[24 empty] | Commercial | Solar Pool Heater | Y | Lodging/Hospitality | Turnover | 2.2063 | 0.64748 | 3.6482 | 0 | 0.0044936 | 0.12301
[24 empty] | Commercial | Solar Pool Heater | Y | Miscellaneous | Turnover | 2.2063 | 0.64748 | 3.6482 | 0 | 0 | 0
[24 empty] | Commercial | Solar Pool Heater | Y | Offices | Turnover | 2.2063 | 0.64748 | 3.6482 | 0 | 0 | 0
[24 empty] | Commercial | Solar Pool Heater | Y | Restaurants | Turnover | 2.2063 | 0.64748 | 3.6482 | 0 | 0 | 0
[24 empty] | Commercial | Solar Pool Heater | Y | Retail | Turnover | 2.2063 | 0.64748 | 3.6482 | 0 | 0 | 0
[24 empty] | Commercial | Solar Pool Heater | Y | Schools K-12 | Turnover | 2.2063 | 0.64748 | 3.6482 | 0 | 0 | 0
[24 empty] | Commercial | Solar Pool Heater | Y | Warehouse | Turnover | 2.2063 | 0.64748 | 3.6482 | 0 | 0 | 0
[24 empty] | Commercial | Solar Pool Heater | Y | Assembly | New | 2.2063 | 0.64748 | 3.6482 | 0 | 3.0498e-06 | 8.3488e-05
[24 empty] | Commercial | Solar Pool Heater | Y | College and University | New | 2.2063 | 0.64748 | 3.6482 | 0 | 0 | 0
[24 empty] | Commercial | Solar Pool Heater | Y | Grocery | New | 2.2063 | 0.64748 | 3.6482 | 0 | 0 | 0
[24 empty] | Commercial | Solar Pool Heater | Y | Healthcare | New | 2.2063 | 0.64748 | 3.6482 | 0 | 0 | 0
[24 empty] | Commercial | Solar Pool Heater | Y | Hospitals | New | 2.2063 | 0.64748 | 3.6482 | 0 | 0 | 0
[24 empty] | Commercial | Solar Pool Heater | Y | Institutional | New | 2.2063 | 0.64748 | 3.6482 | 0 | 0 | 0
[24 empty] | Commercial | Solar Pool Heater | Y | Lodging/Hospitality | New | 2.2063 | 0.64748 | 3.6482 | 0 | 0.00065218 | 0.017853
[24 empty] | Commercial | Solar Pool Heater | Y | Miscellaneous | New | 2.2063 | 0.64748 | 3.6482 | 0 | 0 | 0
[24 empty] | Commercial | Solar Pool Heater | Y | Offices | New | 2.2063 | 0.64748 | 3.6482 | 0 | 0 | 0
[24 empty] | Commercial | Solar Pool Heater | Y | Restaurants | New | 2.2063 | 0.64748 | 3.6482 | 0 | 0 | 0
[24 empty] | Commercial | Solar Pool Heater | Y | Retail | New | 2.2063 | 0.64748 | 3.6482 | 0 | 0 | 0
[24 empty] | Commercial | Solar Pool Heater | Y | Schools K-12 | New | 2.2063 | 0.64748 | 3.6482 | 0 | 0 | 0
[24 empty] | Commercial | Solar Pool Heater | Y | Warehouse | New | 2.2063 | 0.64748 | 3.6482 | 0 | 0 | 0
[24 empty] | Commercial | Variable Speed Pool Pump | Y | Assembly | Turnover | 1.4547 | 0.5346 | 2.897 | 0.00043389 | 6.7349e-05 | 0.0018437
[24 empty] | Commercial | Variable Speed Pool Pump | Y | College and University | Turnover | 1.4547 | 0.5346 | 2.897 | 0 | 0 | 0
[24 empty] | Commercial | Variable Speed Pool Pump | Y | Grocery | Turnover | 1.4547 | 0.5346 | 2.897 | 0 | 0 | 0
[24 empty] | Commercial | Variable Speed Pool Pump | Y | Healthcare | Turnover | 1.4547 | 0.5346 | 2.897 | 0 | 0 | 0
[24 empty] | Commercial | Variable Speed Pool Pump | Y | Hospitals | Turnover | 1.4547 | 0.5346 | 2.897 | 0 | 0 | 0
[24 empty] | Commercial | Variable Speed Pool Pump | Y | Institutional | Turnover | 1.4547 | 0.5346 | 2.897 | 0 | 0 | 0
[24 empty] | Commercial | Variable Speed Pool Pump | Y | Lodging/Hospitality | Turnover | 1.4547 | 0.5346 | 2.897 | 0.22397 | 0.034765 | 0.95168
[24 empty] | Commercial | Variable Speed Pool Pump | Y | Miscellaneous | Turnover | 1.4547 | 0.5346 | 2.897 | 0 | 0 | 0
[24 empty] | Commercial | Variable Speed Pool Pump | Y | Offices | Turnover | 1.4547 | 0.5346 | 2.897 | 0 | 0 | 0
[24 empty] | Commercial | Variable Speed Pool Pump | Y | Restaurants | Turnover | 1.4547 | 0.5346 | 2.897 | 0 | 0 | 0
[24 empty] | Commercial | Variable Speed Pool Pump | Y | Retail | Turnover | 1.4547 | 0.5346 | 2.897 | 0 | 0 | 0
[24 empty] | Commercial | Variable Speed Pool Pump | Y | Schools K-12 | Turnover | 1.4547 | 0.5346 | 2.897 | 0 | 0 | 0
[24 empty] | Commercial | Variable Speed Pool Pump | Y | Assembly | New | 1.4547 | 0.5346 | 2.897 | 6.2963e-05 | 9.7732e-06 | 0.00026754
[24 empty] | Commercial | Variable Speed Pool Pump | Y | College and University | New | 1.4547 | 0.5346 | 2.897 | 0 | 0 | 0
[24 empty] | Commercial | Variable Speed Pool Pump | Y | Grocery | New | 1.4547 | 0.5346 | 2.897 | 0 | 0 | 0
[24 empty] | Commercial | Variable Speed Pool Pump | Y | Healthcare | New | 1.4547 | 0.5346 | 2.897 | 0 | 0 | 0
[24 empty] | Commercial | Variable Speed Pool Pump | Y | Hospitals | New | 1.4547 | 0.5346 | 2.897 | 0 | 0 | 0
[24 empty] | Commercial | Variable Speed Pool Pump | Y | Institutional | New | 1.4547 | 0.5346 | 2.897 | 0 | 0 | 0
[24 empty] | Commercial | Variable Speed Pool Pump | Y | Lodging/Hospitality | New | 1.4547 | 0.5346 | 2.897 | 0.032503 | 0.0050451 | 0.13811
[24 empty] | Commercial | Variable Speed Pool Pump | Y | Miscellaneous | New | 1.4547 | 0.5346 | 2.897 | 0 | 0 | 0
[24 empty] | Commercial | Variable Speed Pool Pump | Y | Offices | New | 1.4547 | 0.5346 | 2.897 | 0 | 0 | 0
[24 empty] | Commercial | Variable Speed Pool Pump | Y | Restaurants | New | 1.4547 | 0.5346 | 2.897 | 0 | 0 | 0
[24 empty] | Commercial | Variable Speed Pool Pump | Y | Retail | New | 1.4547 | 0.5346 | 2.897 | 0 | 0 | 0
[24 empty] | Commercial | Variable Speed Pool Pump | Y | Schools K-12 | New | 1.4547 | 0.5346 | 2.897 | 0 | 0 | 0
[24 empty] | Commercial | Energy Star Uninterruptable Power Supply | Y | Assembly | Turnover | 1.7541 | 0.57913 | 3.185 | 0 | 0 | 0
[24 empty] | Commercial | Energy Star Uninterruptable Power Supply | Y | College and University | Turnover | 1.7541 | 0.57913 | 3.185 | 0.00059457 | 0.00059457 | 0.0052084
[24 empty] | Commercial | Energy Star Uninterruptable Power Supply | Y | Grocery | Turnover | 1.7541 | 0.57913 | 3.185 | 0 | 0 | 0
[24 empty] | Commercial | Energy Star Uninterruptable Power Supply | Y | Healthcare | Turnover | 1.7541 | 0.57913 | 3.185 | 0.00035858 | 0.00035858 | 0.0031411
[24 empty] | Commercial | Energy Star Uninterruptable Power Supply | Y | Hospitals | Turnover | 1.7541 | 0.57913 | 3.185 | 0.00029861 | 0.00029861 | 0.0026158
[24 empty] | Commercial | Energy Star Uninterruptable Power Supply | Y | Institutional | Turnover | 1.7541 | 0.57913 | 3.185 | 0.002293 | 0.002293 | 0.020087
[24 empty] | Commercial | Energy Star Uninterruptable Power Supply | Y | Lodging/Hospitality | Turnover | 1.7541 | 0.57913 | 3.185 | 0.016067 | 0.016067 | 0.14075
[24 empty] | Commercial | Energy Star Uninterruptable Power Supply | Y | Miscellaneous | Turnover | 1.7541 | 0.57913 | 3.185 | 9.9228e-05 | 9.9228e-05 | 0.00086924
[24 empty] | Commercial | Energy Star Uninterruptable Power Supply | Y | Offices | Turnover | 1.7541 | 0.57913 | 3.185 | 0.004219 | 0.004219 | 0.036958
[24 empty] | Commercial | Energy Star Uninterruptable Power Supply | Y | Restaurants | Turnover | 1.7541 | 0.57913 | 3.185 | 0 | 0 | 0
[24 empty] | Commercial | Energy Star Uninterruptable Power Supply | Y | Retail | Turnover | 1.7541 | 0.57913 | 3.185 | 0 | 0 | 0
[24 empty] | Commercial | Energy Star Uninterruptable Power Supply | Y | Schools K-12 | Turnover | 1.7541 | 0.57913 | 3.185 | 0.0012233 | 0.0012233 | 0.010716
[24 empty] | Commercial | Energy Star Uninterruptable Power Supply | Y | Warehouse | Turnover | 1.7541 | 0.57913 | 3.185 | 0 | 0 | 0
[24 empty] | Commercial | Energy Star Uninterruptable Power Supply | Y | Assembly | New | 1.7541 | 0.57913 | 3.185 | 0 | 0 | 0
[24 empty] | Commercial | Energy Star Uninterruptable Power Supply | Y | College and University | New | 1.7541 | 0.57913 | 3.185 | 0.00010785 | 0.00010785 | 0.00094473
[24 empty] | Commercial | Energy Star Uninterruptable Power Supply | Y | Grocery | New | 1.7541 | 0.57913 | 3.185 | 0 | 0 | 0
[24 empty] | Commercial | Energy Star Uninterruptable Power Supply | Y | Healthcare | New | 1.7541 | 0.57913 | 3.185 | 6.5041e-05 | 6.5041e-05 | 0.00056976
[24 empty] | Commercial | Energy Star Uninterruptable Power Supply | Y | Hospitals | New | 1.7541 | 0.57913 | 3.185 | 5.4164e-05 | 5.4164e-05 | 0.00047448
[24 empty] | Commercial | Energy Star Uninterruptable Power Supply | Y | Institutional | New | 1.7541 | 0.57913 | 3.185 | 0.00041591 | 0.00041591 | 0.0036434
[24 empty] | Commercial | Energy Star Uninterruptable Power Supply | Y | Lodging/Hospitality | New | 1.7541 | 0.57913 | 3.185 | 0.0029142 | 0.0029142 | 0.025529
[24 empty] | Commercial | Energy Star Uninterruptable Power Supply | Y | Miscellaneous | New | 1.7541 | 0.57913 | 3.185 | 1.7998e-05 | 1.7998e-05 | 0.00015766
[24 empty] | Commercial | Energy Star Uninterruptable Power Supply | Y | Offices | New | 1.7541 | 0.57913 | 3.185 | 0.00076526 | 0.00076526 | 0.0067036
[24 empty] | Commercial | Energy Star Uninterruptable Power Supply | Y | Restaurants | New | 1.7541 | 0.57913 | 3.185 | 0 | 0 | 0
[24 empty] | Commercial | Energy Star Uninterruptable Power Supply | Y | Retail | New | 1.7541 | 0.57913 | 3.185 | 0 | 0 | 0
[24 empty] | Commercial | Energy Star Uninterruptable Power Supply | Y | Schools K-12 | New | 1.7541 | 0.57913 | 3.185 | 0.00022189 | 0.00022189 | 0.0019438
[24 empty] | Commercial | Energy Star Uninterruptable Power Supply | Y | Warehouse | New | 1.7541 | 0.57913 | 3.185 | 0 | 0 | 0
[24 empty] | Commercial | Refrigerated Display Case LED Lighting | Y | Assembly | Turnover | 1.3605 | 0.57452 | 2.4571 | 0 | 0 | 0
[24 empty] | Commercial | Refrigerated Display Case LED Lighting | Y | College and University | Turnover | 1.2979 | 0.54854 | 2.4549 | 0 | 0 | 0
[24 empty] | Commercial | Refrigerated Display Case LED Lighting | Y | Grocery | Turnover | 1.3605 | 0.57452 | 2.4571 | 0.022896 | 0.012472 | 0.15357
[24 empty] | Commercial | Refrigerated Display Case LED Lighting | Y | Healthcare | Turnover | 1.2979 | 0.54854 | 2.4549 | 0 | 0 | 0
[24 empty] | Commercial | Refrigerated Display Case LED Lighting | Y | Hospitals | Turnover | 1.2979 | 0.54854 | 2.4549 | 0 | 0 | 0
[24 empty] | Commercial | Refrigerated Display Case LED Lighting | Y | Institutional | Turnover | 1.3605 | 0.57452 | 2.4571 | 0 | 0 | 0
[24 empty] | Commercial | Refrigerated Display Case LED Lighting | Y | Lodging/Hospitality | Turnover | 1.2979 | 0.54854 | 2.4549 | 0 | 0 | 0
[24 empty] | Commercial | Refrigerated Display Case LED Lighting | Y | Miscellaneous | Turnover | 1.3605 | 0.57452 | 2.4571 | 0 | 0 | 0
[24 empty] | Commercial | Refrigerated Display Case LED Lighting | Y | Offices | Turnover | 1.3605 | 0.57452 | 2.4571 | 0 | 0 | 0
[24 empty] | Commercial | Refrigerated Display Case LED Lighting | Y | Restaurants | Turnover | 1.2979 | 0.54854 | 2.4549 | 0 | 0 | 0
[24 empty] | Commercial | Refrigerated Display Case LED Lighting | Y | Retail | Turnover | 1.3605 | 0.57452 | 2.4571 | 0 | 0 | 0
[24 empty] | Commercial | Refrigerated Display Case LED Lighting | Y | Schools K-12 | Turnover | 1.2979 | 0.54854 | 2.4549 | 0 | 0 | 0
[24 empty] | Commercial | Refrigerated Display Case LED Lighting | Y | Warehouse | Turnover | 1.3605 | 0.57452 | 2.4571 | 0 | 0 | 0
[24 empty] | Commercial | High Speed Fans | Y | Assembly | Turnover | 1.3231 | 0.58752 | 2.439 | 2.0926e-07 | 1.917e-08 | 1.5035e-06
[24 empty] | Commercial | High Speed Fans | Y | College and University | Turnover | 1.2585 | 0.55907 | 2.4379 | 0 | 0 | 0
[24 empty] | Commercial | High Speed Fans | Y | Grocery | Turnover | 1.3231 | 0.58752 | 2.439 | 3.1935e-05 | 2.9255e-06 | 0.00022945
[24 empty] | Commercial | High Speed Fans | Y | Healthcare | Turnover | 1.2585 | 0.55907 | 2.4379 | 3.462e-05 | 2.8998e-05 | 0.00026701
[24 empty] | Commercial | High Speed Fans | Y | Hospitals | Turnover | 1.2585 | 0.55907 | 2.4379 | 0.00025636 | 0.00021473 | 0.0019772
[24 empty] | Commercial | High Speed Fans | Y | Institutional | Turnover | 1.3231 | 0.58752 | 2.439 | 0 | 0 | 0
[24 empty] | Commercial | High Speed Fans | Y | Lodging/Hospitality | Turnover | 1.2585 | 0.55907 | 2.4379 | 0.00018763 | 0.00015716 | 0.0014472
[24 empty] | Commercial | High Speed Fans | Y | Miscellaneous | Turnover | 1.3231 | 0.58752 | 2.439 | 3.1913e-06 | 2.9235e-07 | 2.2929e-05
[24 empty] | Commercial | High Speed Fans | Y | Offices | Turnover | 1.3231 | 0.58752 | 2.439 | 7.6118e-05 | 6.973e-06 | 0.00054689
[24 empty] | Commercial | High Speed Fans | Y | Restaurants | Turnover | 1.2585 | 0.55907 | 2.4379 | 3.597e-05 | 3.0129e-05 | 0.00027742
[24 empty] | Commercial | High Speed Fans | Y | Retail | Turnover | 1.3231 | 0.58752 | 2.439 | 8.3836e-05 | 7.68e-06 | 0.00060234
[24 empty] | Commercial | High Speed Fans | Y | Schools K-12 | Turnover | 1.2585 | 0.55907 | 2.4379 | 4.3643e-05 | 3.6557e-05 | 0.00033661
[24 empty] | Commercial | High Speed Fans | Y | Warehouse | Turnover | 1.3231 | 0.58752 | 2.439 | 4.3521e-07 | 3.9869e-08 | 3.1269e-06
[24 empty] | Commercial | High Speed Fans | Y | Assembly | New | 1.3231 | 0.58752 | 2.439 | 6.4168e-08 | 5.8783e-09 | 4.6103e-07
[24 empty] | Commercial | High Speed Fans | Y | College and University | New | 1.2585 | 0.55907 | 2.4379 | 0 | 0 | 0
[24 empty] | Commercial | High Speed Fans | Y | Grocery | New | 1.3231 | 0.58752 | 2.439 | 9.792e-06 | 8.9702e-07 | 7.0353e-05
[24 empty] | Commercial | High Speed Fans | Y | Healthcare | New | 1.2585 | 0.55907 | 2.4379 | 1.0616e-05 | 8.8919e-06 | 8.1876e-05
[24 empty] | Commercial | High Speed Fans | Y | Hospitals | New | 1.2585 | 0.55907 | 2.4379 | 7.8609e-05 | 6.5845e-05 | 0.0006063
[24 empty] | Commercial | High Speed Fans | Y | Institutional | New | 1.3231 | 0.58752 | 2.439 | 0 | 0 | 0
[24 empty] | Commercial | High Speed Fans | Y | Lodging/Hospitality | New | 1.2585 | 0.55907 | 2.4379 | 5.7533e-05 | 4.8191e-05 | 0.00044374
[24 empty] | Commercial | High Speed Fans | Y | Miscellaneous | New | 1.3231 | 0.58752 | 2.439 | 9.743e-07 | 8.9254e-08 | 7.0002e-06
[24 empty] | Commercial | High Speed Fans | Y | Offices | New | 1.3231 | 0.58752 | 2.439 | 2.2808e-05 | 2.0894e-06 | 0.00016387
[24 empty] | Commercial | High Speed Fans | Y | Restaurants | New | 1.2585 | 0.55907 | 2.4379 | 1.1029e-05 | 9.2383e-06 | 8.5065e-05
[24 empty] | Commercial | High Speed Fans | Y | Retail | New | 1.3231 | 0.58752 | 2.439 | 2.5706e-05 | 2.3549e-06 | 0.00018469
[24 empty] | Commercial | High Speed Fans | Y | Schools K-12 | New | 1.2585 | 0.55907 | 2.4379 | 1.3383e-05 | 1.121e-05 | 0.00010322
[24 empty] | Commercial | High Speed Fans | Y | Warehouse | New | 1.3231 | 0.58752 | 2.439 | 1.3345e-07 | 1.2225e-08 | 9.588e-07
[24 empty] | Commercial | Hot Water Circulation Pump Control | Y | College and University | Existing | 1.0163 | 0.44966 | 2.2998 | 6.9011e-06 | 6.9011e-06 | 5.5416e-05
[24 empty] | Commercial | Hot Water Circulation Pump Control | Y | Hospitals | Existing | 1.0163 | 0.44966 | 2.2998 | 0.00011354 | 0.00011354 | 0.00091177
[24 empty] | Commercial | Hot Water Circulation Pump Control | Y | College and University | New | 1.0163 | 0.44966 | 2.2998 | 0 | 0 | 0
[24 empty] | Commercial | Hot Water Circulation Pump Control | Y | Hospitals | New | 1.0163 | 0.44966 | 2.2998 | 0 | 0 | 0
[24 empty] | Commercial | Bi-Level Lighting Control (Exterior) | Y | Assembly | Existing | 1.5868 | 0.57185 | 2.9092 | 0 | 0 | 0.0030083
[24 empty] | Commercial | Bi-Level Lighting Control (Exterior) | Y | College and University | Existing | 1.5868 | 0.57185 | 2.9092 | 0 | 0 | 0.0068108
[24 empty] | Commercial | Bi-Level Lighting Control (Exterior) | Y | Grocery | Existing | 1.5868 | 0.57185 | 2.9092 | 0 | 0 | 0.13311
[24 empty] | Commercial | Bi-Level Lighting Control (Exterior) | Y | Healthcare | Existing | 1.5868 | 0.57185 | 2.9092 | 0 | 0 | 0.0109
[24 empty] | Commercial | Bi-Level Lighting Control (Exterior) | Y | Hospitals | Existing | 1.5868 | 0.57185 | 2.9092 | 0 | 0 | 0.0076792
[24 empty] | Commercial | Bi-Level Lighting Control (Exterior) | Y | Institutional | Existing | 1.5868 | 0.57185 | 2.9092 | 0 | 0 | 0.062386
[24 empty] | Commercial | Bi-Level Lighting Control (Exterior) | Y | Lodging/Hospitality | Existing | 1.5868 | 0.57185 | 2.9092 | 0 | 0 | 0.081575
[24 empty] | Commercial | Bi-Level Lighting Control (Exterior) | Y | Miscellaneous | Existing | 1.5868 | 0.57185 | 2.9092 | 0 | 0 | 0.021647
[24 empty] | Commercial | Bi-Level Lighting Control (Exterior) | Y | Offices | Existing | 1.5868 | 0.57185 | 2.9092 | 0 | 0 | 0.10228
[24 empty] | Commercial | Bi-Level Lighting Control (Exterior) | Y | Restaurants | Existing | 1.5868 | 0.57185 | 2.9092 | 0 | 0 | 0.030536
[24 empty] | Commercial | Bi-Level Lighting Control (Exterior) | Y | Retail | Existing | 1.5868 | 0.57185 | 2.9092 | 0 | 0 | 0.087972
[24 empty] | Commercial | Bi-Level Lighting Control (Exterior) | Y | Schools K-12 | Existing | 1.5868 | 0.57185 | 2.9092 | 0 | 0 | 0.018109
[24 empty] | Commercial | Bi-Level Lighting Control (Exterior) | Y | Warehouse | Existing | 1.5868 | 0.57185 | 2.9092 | 0 | 0 | 0.095155
[24 empty] | Commercial | Bi-Level Lighting Control (Exterior) | Y | Assembly | New | 1.5868 | 0.57185 | 2.9092 | 0 | 0 | 0.0023342
[24 empty] | Commercial | Bi-Level Lighting Control (Exterior) | Y | College and University | New | 1.5868 | 0.57185 | 2.9092 | 0 | 0 | 0.0052712
[24 empty] | Commercial | Bi-Level Lighting Control (Exterior) | Y | Grocery | New | 1.5868 | 0.57185 | 2.9092 | 0 | 0 | 0.018619
[24 empty] | Commercial | Bi-Level Lighting Control (Exterior) | Y | Healthcare | New | 1.5868 | 0.57185 | 2.9092 | 0 | 0 | 0.008457
[24 empty] | Commercial | Bi-Level Lighting Control (Exterior) | Y | Hospitals | New | 1.5868 | 0.57185 | 2.9092 | 0 | 0 | 0.0059582
[24 empty] | Commercial | Bi-Level Lighting Control (Exterior) | Y | Institutional | New | 1.5868 | 0.57185 | 2.9092 | 0 | 0 | 0.048018
[24 empty] | Commercial | Bi-Level Lighting Control (Exterior) | Y | Lodging/Hospitality | New | 1.5868 | 0.57185 | 2.9092 | 0 | 0 | 0.062957
[24 empty] | Commercial | Bi-Level Lighting Control (Exterior) | Y | Miscellaneous | New | 1.5868 | 0.57185 | 2.9092 | 0 | 0 | 0.016698
[24 empty] | Commercial | Bi-Level Lighting Control (Exterior) | Y | Offices | New | 1.5868 | 0.57185 | 2.9092 | 0 | 0 | 0.079042
[24 empty] | Commercial | Bi-Level Lighting Control (Exterior) | Y | Restaurants | New | 1.5868 | 0.57185 | 2.9092 | 0 | 0 | 0.0042698
[24 empty] | Commercial | Bi-Level Lighting Control (Exterior) | Y | Retail | New | 1.5868 | 0.57185 | 2.9092 | 0 | 0 | 0.067783
[24 empty] | Commercial | Bi-Level Lighting Control (Exterior) | Y | Schools K-12 | New | 1.5868 | 0.57185 | 2.9092 | 0 | 0 | 0.014015
[24 empty] | Commercial | Bi-Level Lighting Control (Exterior) | Y | Warehouse | New | 1.5868 | 0.57185 | 2.9092 | 0 | 0 | 0.073558
[24 empty] | Commercial | Outdoor Lighting Controls | Y | Assembly | Existing | 1.5707 | 0.53378 | 3.1296 | 0 | 0 | 0.049436
[24 empty] | Commercial | Outdoor Lighting Controls | Y | College and University | Existing | 1.5707 | 0.53378 | 3.1296 | 0 | 0 | 0.069806
[24 empty] | Commercial | Outdoor Lighting Controls | Y | Grocery | Existing | 1.5707 | 0.53378 | 3.1296 | 0 | 0 | 0.39753
[24 empty] | Commercial | Outdoor Lighting Controls | Y | Healthcare | Existing | 1.5707 | 0.53378 | 3.1296 | 0 | 0 | 0.11172
[24 empty] | Commercial | Outdoor Lighting Controls | Y | Hospitals | Existing | 1.5707 | 0.53378 | 3.1296 | 0 | 0 | 0.078707
[24 empty] | Commercial | Outdoor Lighting Controls | Y | Institutional | Existing | 1.5707 | 0.53378 | 3.1296 | 0 | 0 | 1.0252
[24 empty] | Commercial | Outdoor Lighting Controls | Y | Lodging/Hospitality | Existing | 1.5707 | 0.53378 | 3.1296 | 0 | 0 | 0.83609
[24 empty] | Commercial | Outdoor Lighting Controls | Y | Miscellaneous | Existing | 1.5707 | 0.53378 | 3.1296 | 0 | 0 | 0.35573
[24 empty] | Commercial | Outdoor Lighting Controls | Y | Offices | Existing | 1.5707 | 0.53378 | 3.1296 | 0 | 0 | 1.0483
[24 empty] | Commercial | Outdoor Lighting Controls | Y | Restaurants | Existing | 1.5707 | 0.53378 | 3.1296 | 0 | 0 | 0.22769
[24 empty] | Commercial | Outdoor Lighting Controls | Y | Retail | Existing | 1.5707 | 0.53378 | 3.1296 | 0 | 0 | 0.90165
[24 empty] | Commercial | Outdoor Lighting Controls | Y | Schools K-12 | Existing | 1.5707 | 0.53378 | 3.1296 | 0 | 0 | 0.29758
[24 empty] | Commercial | Outdoor Lighting Controls | Y | Warehouse | Existing | 1.5707 | 0.53378 | 3.1296 | 0 | 0 | 0.97527
[24 empty] | Commercial | Outdoor Lighting Controls | Y | Assembly | New | 1.5707 | 0.53378 | 3.1296 | 0 | 0 | 0.006912
[24 empty] | Commercial | Outdoor Lighting Controls | Y | College and University | New | 1.5707 | 0.53378 | 3.1296 | 0 | 0 | 0.0096789
[24 empty] | Commercial | Outdoor Lighting Controls | Y | Grocery | New | 1.5707 | 0.53378 | 3.1296 | 0 | 0 | 0.055134
[24 empty] | Commercial | Outdoor Lighting Controls | Y | Healthcare | New | 1.5707 | 0.53378 | 3.1296 | 0 | 0 | 0.015529
[24 empty] | Commercial | Outdoor Lighting Controls | Y | Hospitals | New | 1.5707 | 0.53378 | 3.1296 | 0 | 0 | 0.01094
[24 empty] | Commercial | Outdoor Lighting Controls | Y | Institutional | New | 1.5707 | 0.53378 | 3.1296 | 0 | 0 | 0.14219
[24 empty] | Commercial | Outdoor Lighting Controls | Y | Lodging/Hospitality | New | 1.5707 | 0.53378 | 3.1296 | 0 | 0 | 0.1156
[24 empty] | Commercial | Outdoor Lighting Controls | Y | Miscellaneous | New | 1.5707 | 0.53378 | 3.1296 | 0 | 0 | 0.049445
[24 empty] | Commercial | Outdoor Lighting Controls | Y | Offices | New | 1.5707 | 0.53378 | 3.1296 | 0 | 0 | 0.14514
[24 empty] | Commercial | Outdoor Lighting Controls | Y | Restaurants | New | 1.5707 | 0.53378 | 3.1296 | 0 | 0 | 0.03173
[24 empty] | Commercial | Outdoor Lighting Controls | Y | Retail | New | 1.5707 | 0.53378 | 3.1296 | 0 | 0 | 0.12446
[24 empty] | Commercial | Outdoor Lighting Controls | Y | Schools K-12 | New | 1.5707 | 0.53378 | 3.1296 | 0 | 0 | 0.041501
[24 empty] | Commercial | Outdoor Lighting Controls | Y | Warehouse | New | 1.5707 | 0.53378 | 3.1296 | 0 | 0 | 0.13507
[24 empty] | Commercial | Ceiling Insulation(R2 to R38) | Y | Assembly | Existing | 1.7543 | 0.46782 | 4.0802 | 0 | 0 | 0
[24 empty] | Commercial | Ceiling Insulation(R2 to R38) | Y | College and University | Existing | 2.1579 | 0.56499 | 4.158 | 0 | 0 | 0
[24 empty] | Commercial | Ceiling Insulation(R2 to R38) | Y | Grocery | Existing | 1.981 | 0.52376 | 4.1166 | 0 | 0 | 0
[24 empty] | Commercial | Ceiling Insulation(R2 to R38) | Y | Healthcare | Existing | 1.7543 | 0.46782 | 4.0802 | 0.0048486 | 0.0016091 | 0.24587
[24 empty] | Commercial | Ceiling Insulation(R2 to R38) | Y | Hospitals | Existing | 2.1579 | 0.56499 | 4.158 | 0 | 0 | 0
[24 empty] | Commercial | Ceiling Insulation(R2 to R38) | Y | Institutional | Existing | 1.7543 | 0.46782 | 4.0802 | 0 | 0 | 0
[24 empty] | Commercial | Ceiling Insulation(R2 to R38) | Y | Lodging/Hospitality | Existing | 2.1579 | 0.56499 | 4.158 | 0 | 0 | 0
[24 empty] | Commercial | Ceiling Insulation(R2 to R38) | Y | Miscellaneous | Existing | 1.7543 | 0.46782 | 4.0802 | 0 | 0 | 0
[24 empty] | Commercial | Ceiling Insulation(R2 to R38) | Y | Offices | Existing | 1.7543 | 0.46782 | 4.0802 | 0.0066806 | 0.020999 | 0.38041
[24 empty] | Commercial | Ceiling Insulation(R2 to R38) | Y | Restaurants | Existing | 1.981 | 0.52376 | 4.1166 | 0 | 0 | 0
[24 empty] | Commercial | Ceiling Insulation(R2 to R38) | Y | Retail | Existing | 1.981 | 0.52376 | 4.1166 | 0 | 0 | 0
[24 empty] | Commercial | Ceiling Insulation(R2 to R38) | Y | Schools K-12 | Existing | 1.7543 | 0.46782 | 4.0802 | 0 | 0 | 0
[24 empty] | Commercial | Ceiling Insulation(R2 to R38) | Y | Warehouse | Existing | 1.5424 | 0.48918 | 3.3491 | 0 | 0 | 0
[24 empty] | Commercial | Ceiling Insulation(R2 to R38) | Y | Assembly | New | 1.7278 | 0.46592 | 4.0282 | 0 | 0 | 0
[24 empty] | Commercial | Ceiling Insulation(R2 to R38) | Y | College and University | New | 2.1253 | 0.56273 | 4.1047 | 0 | 0 | 0
[24 empty] | Commercial | Ceiling Insulation(R2 to R38) | Y | Grocery | New | 1.9511 | 0.52164 | 4.064 | 0 | 0 | 0
[24 empty] | Commercial | Ceiling Insulation(R2 to R38) | Y | Healthcare | New | 1.7278 | 0.46592 | 4.0282 | 0 | 0 | 0
[24 empty] | Commercial | Ceiling Insulation(R2 to R38) | Y | Hospitals | New | 2.1253 | 0.56273 | 4.1047 | 0 | 0 | 0
[24 empty] | Commercial | Ceiling Insulation(R2 to R38) | Y | Institutional | New | 1.7278 | 0.46592 | 4.0282 | 0 | 0 | 0
[24 empty] | Commercial | Ceiling Insulation(R2 to R38) | Y | Lodging/Hospitality | New | 2.1253 | 0.56273 | 4.1047 | 0 | 0 | 0
[24 empty] | Commercial | Ceiling Insulation(R2 to R38) | Y | Miscellaneous | New | 1.7278 | 0.46592 | 4.0282 | 0 | 0 | 0
[24 empty] | Commercial | Ceiling Insulation(R2 to R38) | Y | Offices | New | 1.7278 | 0.46592 | 4.0282 | 0 | 0 | 0
[24 empty] | Commercial | Ceiling Insulation(R2 to R38) | Y | Restaurants | New | 1.9511 | 0.52164 | 4.064 | 0 | 0 | 0
[24 empty] | Commercial | Ceiling Insulation(R2 to R38) | Y | Retail | New | 1.9511 | 0.52164 | 4.064 | 0 | 0 | 0
[24 empty] | Commercial | Ceiling Insulation(R2 to R38) | Y | Schools K-12 | New | 1.7278 | 0.46592 | 4.0282 | 0 | 0 | 0
[24 empty] | Commercial | Ceiling Insulation(R2 to R38) | Y | Warehouse | New | 1.5424 | 0.48918 | 3.3491 | 0 | 0 | 0
[24 empty] | Commercial | Chilled Water System - Variable Speed Drives | Y | Assembly | Existing | 2.5871 | 0.61781 | 4.8557 | 0.0095887 | 0.00055339 | 0.088844
[24 empty] | Commercial | Chilled Water System - Variable Speed Drives | Y | College and University | Existing | 2.5871 | 0.61781 | 4.8557 | 0.00028356 | 1.6365e-05 | 0.0026274
[24 empty] | Commercial | Chilled Water System - Variable Speed Drives | Y | Grocery | Existing | 2.5871 | 0.61781 | 4.8557 | 0 | 0 | 0
[24 empty] | Commercial | Chilled Water System - Variable Speed Drives | Y | Healthcare | Existing | 2.5871 | 0.61781 | 4.8557 | 0 | 0 | 0
[24 empty] | Commercial | Chilled Water System - Variable Speed Drives | Y | Hospitals | Existing | 2.5871 | 0.61781 | 4.8557 | 0.0055064 | 0.00031779 | 0.051019
[24 empty] | Commercial | Chilled Water System - Variable Speed Drives | Y | Institutional | Existing | 2.5871 | 0.61781 | 4.8557 | 0.057316 | 0.0033079 | 0.53107
[24 empty] | Commercial | Chilled Water System - Variable Speed Drives | Y | Lodging/Hospitality | Existing | 2.5871 | 0.61781 | 4.8557 | 0.026274 | 0.0015164 | 0.24345
[24 empty] | Commercial | Chilled Water System - Variable Speed Drives | Y | Miscellaneous | Existing | 2.5871 | 0.61781 | 4.8557 | 0.025098 | 0.0014485 | 0.23254
[24 empty] | Commercial | Chilled Water System - Variable Speed Drives | Y | Offices | Existing | 2.5871 | 0.61781 | 4.8557 | 0.22045 | 0.012723 | 2.0426
[24 empty] | Commercial | Chilled Water System - Variable Speed Drives | Y | Restaurants | Existing | 2.5871 | 0.61781 | 4.8557 | 0.010476 | 0.00060458 | 0.097064
[24 empty] | Commercial | Chilled Water System - Variable Speed Drives | Y | Retail | Existing | 2.5871 | 0.61781 | 4.8557 | 0 | 0 | 0
[24 empty] | Commercial | Chilled Water System - Variable Speed Drives | Y | Schools K-12 | Existing | 2.5871 | 0.61781 | 4.8557 | 0.031462 | 0.0018157 | 0.29151
[24 empty] | Commercial | Chilled Water System - Variable Speed Drives | Y | Warehouse | Existing | 2.5871 | 0.61781 | 4.8557 | 0 | 0 | 0
[24 empty] | Commercial | Chilled Water System - Variable Speed Drives | Y | Assembly | New | 2.5871 | 0.61781 | 4.8557 | 0.013129 | 0.00075769 | 0.12164
[24 empty] | Commercial | Chilled Water System - Variable Speed Drives | Y | College and University | New | 2.5871 | 0.61781 | 4.8557 | 0.00038722 | 2.2348e-05 | 0.0035878
[24 empty] | Commercial | Chilled Water System - Variable Speed Drives | Y | Grocery | New | 2.5871 | 0.61781 | 4.8557 | 0 | 0 | 0
[24 empty] | Commercial | Chilled Water System - Variable Speed Drives | Y | Healthcare | New | 2.5871 | 0.61781 | 4.8557 | 0 | 0 | 0
[24 empty] | Commercial | Chilled Water System - Variable Speed Drives | Y | Hospitals | New | 2.5871 | 0.61781 | 4.8557 | 0.0062203 | 0.00035899 | 0.057634
[24 empty] | Commercial | Chilled Water System - Variable Speed Drives | Y | Institutional | New | 2.5871 | 0.61781 | 4.8557 | 0.077821 | 0.0044913 | 0.72105
[24 empty] | Commercial | Chilled Water System - Variable Speed Drives | Y | Lodging/Hospitality | New | 2.5871 | 0.61781 | 4.8557 | 0.035774 | 0.0020646 | 0.33147
[24 empty] | Commercial | Chilled Water System - Variable Speed Drives | Y | Miscellaneous | New | 2.5871 | 0.61781 | 4.8557 | 0.0053084 | 0.00030636 | 0.049186
[24 empty] | Commercial | Chilled Water System - Variable Speed Drives | Y | Offices | New | 2.5871 | 0.61781 | 4.8557 | 0.045746 | 0.0026401 | 0.42386
[24 empty] | Commercial | Chilled Water System - Variable Speed Drives | Y | Restaurants | New | 2.5871 | 0.61781 | 4.8557 | 0.0022167 | 0.00012793 | 0.020539
[24 empty] | Commercial | Chilled Water System - Variable Speed Drives | Y | Retail | New | 2.5871 | 0.61781 | 4.8557 | 0 | 0 | 0
[24 empty] | Commercial | Chilled Water System - Variable Speed Drives | Y | Schools K-12 | New | 2.5871 | 0.61781 | 4.8557 | 0.042963 | 0.0024795 | 0.39807
[24 empty] | Commercial | Chilled Water System - Variable Speed Drives | Y | Warehouse | New | 2.5871 | 0.61781 | 4.8557 | 0 | 0 | 0
[24 empty] | Commercial | Dedicated Outdoor Air System on VRF unit | Y | Healthcare | Existing | 1.1739 | 0.47269 | 2.5959 | 0.0044305 | 0.00059154 | 0.016483
[24 empty] | Commercial | Dedicated Outdoor Air System on VRF unit | Y | Hospitals | Existing | 1.1221 | 0.46407 | 2.5204 | 0.00042256 | 0.00033761 | 0.0024864
[24 empty] | Commercial | Dedicated Outdoor Air System on VRF unit | Y | Healthcare | New | 1.1739 | 0.47269 | 2.5959 | 0.00085565 | 0.00011646 | 0.0031906
[24 empty] | Commercial | Dedicated Outdoor Air System on VRF unit | Y | Hospitals | New | 1.1221 | 0.46407 | 2.5204 | 8.2175e-05 | 6.6872e-05 | 0.00048748
[24 empty] | Commercial | Duct Sealing Repair | Y | Assembly | Existing | 1.7907 | 0.553 | 3.5067 | 0 | 0 | 0
[24 empty] | Commercial | Duct Sealing Repair | Y | College and University | Existing | 2.5718 | 0.61023 | 4.7989 | 0 | 0 | 0
[24 empty] | Commercial | Duct Sealing Repair | Y | Schools K-12 | Existing | 2.5718 | 0.61023 | 4.7989 | 0 | 0 | 0
[24 empty] | Commercial | Duct Sealing Repair | Y | Assembly | New | 1.7907 | 0.553 | 3.5067 | 0 | 0 | 0
[24 empty] | Commercial | Duct Sealing Repair | Y | College and University | New | 2.5718 | 0.61023 | 4.7989 | 0 | 0 | 0
[24 empty] | Commercial | Duct Sealing Repair | Y | Schools K-12 | New | 2.5718 | 0.61023 | 4.7989 | 0 | 0 | 0
[24 empty] | Commercial | ECM Motors on Furnaces | Y | Assembly | Existing | 1.2237 | 0.49958 | 2.5589 | 0 | 0 | 8.3716e-05
[24 empty] | Commercial | ECM Motors on Furnaces | Y | College and University | Existing | 1.1844 | 0.48355 | 2.5589 | 0 | 0 | 0
[24 empty] | Commercial | ECM Motors on Furnaces | Y | Grocery | Existing | 1.8572 | 0.55062 | 3.6814 | 0 | 1.0256e-05 | 8.9842e-05
[24 empty] | Commercial | ECM Motors on Furnaces | Y | Healthcare | Existing | 1.8451 | 0.57923 | 3.4444 | 0 | 0 | 1.1222e-05
[24 empty] | Commercial | ECM Motors on Furnaces | Y | Hospitals | Existing | 2.0026 | 0.58036 | 3.7811 | 0 | 2.8766e-07 | 1.8852e-06
[24 empty] | Commercial | ECM Motors on Furnaces | Y | Institutional | Existing | 1.0767 | 0.47322 | 2.3594 | 0 | 0 | 0.00011483
[24 empty] | Commercial | ECM Motors on Furnaces | Y | Lodging/Hospitality | Existing | 1.1932 | 0.47264 | 2.6462 | 0 | 1.5037e-05 | 0.00013173
[24 empty] | Commercial | ECM Motors on Furnaces | Y | Retail | Existing | 2.4013 | 0.59028 | 4.6043 | 0 | 4.0304e-07 | 3.5306e-06
[24 empty] | Commercial | ECM Motors on Furnaces | Y | Schools K-12 | Existing | 2.4127 | 0.62542 | 4.3174 | 0 | 0 | 0
[24 empty] | Commercial | ECM Motors on Furnaces | Y | Assembly | New | 1.2237 | 0.49958 | 2.5589 | 0 | 0 | 2.2471e-05
[24 empty] | Commercial | ECM Motors on Furnaces | Y | College and University | New | 1.1844 | 0.48355 | 2.5589 | 0 | 0 | 0
[24 empty] | Commercial | ECM Motors on Furnaces | Y | Grocery | New | 1.8572 | 0.55062 | 3.6814 | 0 | 2.7235e-06 | 2.3858e-05
[24 empty] | Commercial | ECM Motors on Furnaces | Y | Healthcare | New | 1.8451 | 0.57923 | 3.4444 | 0 | 0 | 2.9334e-06
[24 empty] | Commercial | ECM Motors on Furnaces | Y | Hospitals | New | 2.0026 | 0.58036 | 3.7811 | 0 | 7.5807e-08 | 4.968e-07
[24 empty] | Commercial | ECM Motors on Furnaces | Y | Institutional | New | 1.0767 | 0.47322 | 2.3594 | 0 | 0 | 3.0331e-05
[24 empty] | Commercial | ECM Motors on Furnaces | Y | Lodging/Hospitality | New | 1.1932 | 0.47264 | 2.6462 | 0 | 3.8574e-06 | 3.3791e-05
[24 empty] | Commercial | ECM Motors on Furnaces | Y | Retail | New | 2.4013 | 0.59028 | 4.6043 | 0 | 1.2645e-06 | 1.1077e-05
[24 empty] | Commercial | ECM Motors on Furnaces | Y | Schools K-12 | New | 2.4127 | 0.62542 | 4.3174 | 0 | 0 | 0
[24 empty] | Commercial | Facility Energy Management System | Y | College and University | Existing | 1.3644 | 0.50568 | 2.7711 | 0.00099468 | 0.00065803 | 0.0067389
[24 empty] | Commercial | Facility Energy Management System | Y | Lodging/Hospitality | Existing | 2.0948 | 0.59638 | 3.6742 | 0.020597 | 0.0017186 | 0.082982
[24 empty] | Commercial | Facility Energy Management System | Y | Miscellaneous | Existing | 2.7839 | 0.64218 | 4.6271 | 0.0098819 | 0.00070166 | 0.04751
[24 empty] | Commercial | Facility Energy Management System | Y | Retail | Existing | 1.721 | 0.56164 | 3.172 | 0.1503 | 0.046097 | 0.58241
[24 empty] | Commercial | Facility Energy Management System | Y | Schools K-12 | Existing | 1.4233 | 0.52615 | 2.7783 | 0.0059572 | 9.1005e-05 | 0.02945
[24 empty] | Commercial | Facility Energy Management System | Y | College and University | New | 1.3644 | 0.50568 | 2.7711 | 0.0010241 | 0.00067863 | 0.006939
[24 empty] | Commercial | Facility Energy Management System | Y | Lodging/Hospitality | New | 2.0948 | 0.59638 | 3.6742 | 0.033722 | 0.0075166 | 0.13351
[24 empty] | Commercial | Facility Energy Management System | Y | Miscellaneous | New | 2.7839 | 0.64218 | 4.6271 | 0.0094125 | 0.0006681 | 0.045257
[24 empty] | Commercial | Facility Energy Management System | Y | Retail | New | 1.721 | 0.56164 | 3.172 | 0.026128 | 0.0079968 | 0.10126
[24 empty] | Commercial | Facility Energy Management System | Y | Schools K-12 | New | 1.4233 | 0.52615 | 2.7783 | 0.009815 | 0.00043281 | 0.047919
[24 empty] | Commercial | Hotel Card Energy Control Systems | Y | Lodging/Hospitality | Existing | 1.6019 | 0.57353 | 2.9637 | 0.013258 | -0.002947 | 1.7563
[24 empty] | Commercial | Hotel Card Energy Control Systems | Y | Lodging/Hospitality | New | 1.6019 | 0.57353 | 2.9637 | 0.0027638 | -0.0006295 | 0.36663
[24 empty] | Commercial | HVAC tune-up | Y | Restaurants | Existing | 1.0764 | 0.51968 | 2.2999 | 0.00012987 | 1.3645e-06 | 0.00069191
[24 empty] | Commercial | HVAC tune-up | Y | Restaurants | New | 1.0764 | 0.51968 | 2.2999 | 2.7488e-05 | 2.8879e-07 | 0.00014644
[24 empty] | Commercial | HVAC tune-up_RTU | Y | Healthcare | Existing | 1.1049 | 0.52785 | 2.3282 | 0.073631 | 0.00051596 | 0.22174
[24 empty] | Commercial | HVAC tune-up_RTU | Y | Hospitals | Existing | 1.0534 | 0.51434 | 2.2613 | 0.021589 | 0.00042114 | 0.060419
[24 empty] | Commercial | HVAC tune-up_RTU | Y | Healthcare | New | 1.1049 | 0.52785 | 2.3282 | 0.017101 | 0.00011983 | 0.051498
[24 empty] | Commercial | HVAC tune-up_RTU | Y | Hospitals | New | 1.0534 | 0.51434 | 2.2613 | 0.0050505 | 9.8521e-05 | 0.014135
[24 empty] | Commercial | Programmable Thermostat | Y | Healthcare | Existing | 1.7372 | 0.6889 | 2.6856 | 0 | 0 | 0
[24 empty] | Commercial | Programmable Thermostat | Y | Hospitals | Existing | 1.5565 | 0.59771 | 2.7863 | 0 | 0 | 0
[24 empty] | Commercial | Programmable Thermostat | Y | Institutional | Existing | 1.9782 | 0.72387 | 2.9486 | 0.0088831 | -0.00021357 | 0.74943
[24 empty] | Commercial | Programmable Thermostat | Y | Miscellaneous | Existing | 1.4354 | 0.63588 | 2.3672 | 0 | 0 | 0
[24 empty] | Commercial | Programmable Thermostat | Y | Offices | Existing | 1.8575 | 0.70707 | 2.816 | 0 | 0 | 0
[24 empty] | Commercial | Programmable Thermostat | Y | Healthcare | New | 1.7372 | 0.6889 | 2.6856 | 0 | 0 | 0
[24 empty] | Commercial | Programmable Thermostat | Y | Hospitals | New | 1.5565 | 0.59771 | 2.7863 | 0 | 0 | 0
[24 empty] | Commercial | Programmable Thermostat | Y | Institutional | New | 1.9782 | 0.72387 | 2.9486 | 0.0018189 | -0.00029082 | 0.15495
[24 empty] | Commercial | Programmable Thermostat | Y | Miscellaneous | New | 1.4354 | 0.63588 | 2.3672 | 0 | 0 | 0
[24 empty] | Commercial | Programmable Thermostat | Y | Offices | New | 1.8575 | 0.70707 | 2.816 | 0 | 0 | 0
[24 empty] | Commercial | Smart Thermostat | Y | College and University | Existing | 1.0738 | 0.50972 | 2.1904 | 0.0063681 | 2.3702e-05 | 0.077145
[24 empty] | Commercial | Smart Thermostat | Y | Healthcare | Existing | 2.866 | 0.81642 | 3.9904 | 0.00065832 | -0.00011325 | 0.056132
[24 empty] | Commercial | Smart Thermostat | Y | Hospitals | Existing | 2.5591 | 0.70357 | 4.169 | 0.01976 | 2.512e-06 | 0.2365
[24 empty] | Commercial | Smart Thermostat | Y | Lodging/Hospitality | Existing | 1.2866 | 0.49531 | 2.78 | -0.10599 | 0.5839 | 3.5044
[24 empty] | Commercial | Smart Thermostat | Y | Miscellaneous | Existing | 2.3972 | 0.77334 | 3.4254 | 0.001396 | -0.00081945 | 0.12256
[24 empty] | Commercial | Smart Thermostat | Y | Offices | Existing | 3.0498 | 0.83068 | 4.2216 | 0.0033952 | -0.005519 | 0.31953
[24 empty] | Commercial | Smart Thermostat | Y | Retail | Existing | 1.3477 | 0.59819 | 2.359 | 0.41317 | -2.5569e-05 | 1.1513
[24 empty] | Commercial | Smart Thermostat | Y | Schools K-12 | Existing | 1.2521 | 0.59715 | 2.1794 | 0.013861 | -0.0080794 | 1.2165
[24 empty] | Commercial | Smart Thermostat | Y | College and University | New | 1.0738 | 0.50972 | 2.1904 | 0.0013176 | 5.0781e-06 | 0.015969
[24 empty] | Commercial | Smart Thermostat | Y | Healthcare | New | 2.866 | 0.81642 | 3.9904 | 0.00090282 | -0.00015655 | 0.076987
[24 empty] | Commercial | Smart Thermostat | Y | Hospitals | New | 2.5591 | 0.70357 | 4.169 | 0.0040704 | 3.4705e-06 | 0.048837
[24 empty] | Commercial | Smart Thermostat | Y | Lodging/Hospitality | New | 1.2866 | 0.49531 | 2.78 | -0.021844 | 0.12333 | 0.72322
[24 empty] | Commercial | Smart Thermostat | Y | Miscellaneous | New | 2.3972 | 0.77334 | 3.4254 | 0.00028783 | -0.00017468 | 0.025304
[24 empty] | Commercial | Smart Thermostat | Y | Offices | New | 3.0498 | 0.83068 | 4.2216 | 0.0046354 | -0.0075947 | 0.43661
[24 empty] | Commercial | Smart Thermostat | Y | Retail | New | 1.3477 | 0.59819 | 2.359 | 0.087569 | -5.4545e-06 | 0.24406
[24 empty] | Commercial | Smart Thermostat | Y | Schools K-12 | New | 1.2521 | 0.59715 | 2.1794 | 0.0027409 | -0.0017308 | 0.24137
[24 empty] | Commercial | Wall Insulation | Y | Assembly | Existing | 1.3279 | 0.43093 | 3.2654 | 0 | 0 | 0
[24 empty] | Commercial | Wall Insulation | Y | College and University | Existing | 1.5902 | 0.51669 | 3.2559 | 0 | 0 | 0
[24 empty] | Commercial | Wall Insulation | Y | Grocery | Existing | 1.4795 | 0.48067 | 3.2588 | 0 | 0 | 0
[24 empty] | Commercial | Wall Insulation | Y | Healthcare | Existing | 1.2758 | 0.42528 | 3.1689 | 0.0031762 | 0.00015387 | 0.15907
[24 empty] | Commercial | Wall Insulation | Y | Hospitals | Existing | 1.6115 | 0.51893 | 3.2888 | 0 | 0 | 0
[24 empty] | Commercial | Wall Insulation | Y | Institutional | Existing | 1.2927 | 0.42716 | 3.2003 | 0 | 0 | 0
[24 empty] | Commercial | Wall Insulation | Y | Lodging/Hospitality | Existing | 1.5902 | 0.51669 | 3.2559 | 0 | 0 | 0
[24 empty] | Commercial | Wall Insulation | Y | Miscellaneous | Existing | 1.3101 | 0.42904 | 3.2324 | 0 | 0 | 0
[24 empty] | Commercial | Wall Insulation | Y | Offices | Existing | 1.3101 | 0.42904 | 3.2324 | 0.045165 | 0.020726 | 2.303
[24 empty] | Commercial | Wall Insulation | Y | Restaurants | Existing | 1.4996 | 0.48278 | 3.2922 | 0 | 0 | 0
[24 empty] | Commercial | Wall Insulation | Y | Retail | Existing | 1.4795 | 0.48067 | 3.2588 | 0.18267 | 0.0023526 | 0.90017
[24 empty] | Commercial | Wall Insulation | Y | Schools K-12 | Existing | 1.3461 | 0.43283 | 3.2993 | 0 | 0 | 0
[24 empty] | Commercial | Wall Insulation | Y | Warehouse | Existing | 1.5001 | 0.48484 | 3.279 | 0 | 0 | 0
[24 empty] | Commercial | Water Cooled Refrigeration Heat Recovery | Y | Miscellaneous | Existing | 1.3728 | 0.47817 | 3.0184 | 0 | 0 | 0
[24 empty] | Commercial | Water Cooled Refrigeration Heat Recovery | Y | Miscellaneous | New | 1.3728 | 0.47817 | 3.0184 | 0 | 0 | 0
[24 empty] | Commercial | Bi-Level Lighting Control (Interior) | Y | Grocery | Existing | 1.0547 | 0.50716 | 2.1349 | 0.0081636 | 0 | 0.66083
[24 empty] | Commercial | Bi-Level Lighting Control (Interior) | Y | Hospitals | Existing | 1.3192 | 0.57133 | 2.3914 | 0.00065719 | 0 | 0.23903
[24 empty] | Commercial | Bi-Level Lighting Control (Interior) | Y | Grocery | New | 1.0547 | 0.50716 | 2.1349 | 0.0011382 | 0 | 0.092131
[24 empty] | Commercial | Bi-Level Lighting Control (Interior) | Y | Hospitals | New | 1.3192 | 0.57133 | 2.3914 | 9.2457e-05 | 0 | 0.033628
[24 empty] | Commercial | Interior Lighting Controls | Y | Assembly | Existing | 1.1205 | 0.50967 | 2.2672 | 0 | 0 | 0.010451
[24 empty] | Commercial | Interior Lighting Controls | Y | College and University | Existing | 1.6692 | 0.59927 | 2.9422 | 0 | 0 | 0.033193
[24 empty] | Commercial | Interior Lighting Controls | Y | Healthcare | Existing | 1.8826 | 0.62469 | 3.2153 | 0 | 0 | 0.050397
[24 empty] | Commercial | Interior Lighting Controls | Y | Institutional | Existing | 1.2752 | 0.53942 | 2.4535 | 0 | 0 | 1.1557
[24 empty] | Commercial | Interior Lighting Controls | Y | Lodging/Hospitality | Existing | 1.4388 | 0.56669 | 2.654 | 0 | 0 | 0.9534
[24 empty] | Commercial | Interior Lighting Controls | Y | Miscellaneous | Existing | 1.6692 | 0.59927 | 2.9422 | 0 | 0 | 0.35311
[24 empty] | Commercial | Interior Lighting Controls | Y | Offices | Existing | 1.2585 | 0.53641 | 2.4333 | 0 | 0 | 2.5285
[24 empty] | Commercial | Interior Lighting Controls | Y | Restaurants | Existing | 1.2962 | 0.54315 | 2.4791 | 0 | 0 | 0.13031
[24 empty] | Commercial | Interior Lighting Controls | Y | Retail | Existing | 1.8677 | 0.62303 | 3.196 | 0 | 0 | 0.078173
[24 empty] | Commercial | Interior Lighting Controls | Y | Warehouse | Existing | 1.4637 | 0.57051 | 2.6849 | 0 | 0 | 0.26236
[24 empty] | Commercial | Interior Lighting Controls | Y | Assembly | New | 1.1205 | 0.50967 | 2.2672 | 0 | 0 | 0.0080945
[24 empty] | Commercial | Interior Lighting Controls | Y | College and University | New | 1.6692 | 0.59927 | 2.9422 | 0 | 0 | 0.025642
[24 empty] | Commercial | Interior Lighting Controls | Y | Healthcare | New | 1.8826 | 0.62469 | 3.2153 | 0 | 0 | 0.03903
[24 empty] | Commercial | Interior Lighting Controls | Y | Institutional | New | 1.2752 | 0.53942 | 2.4535 | 0 | 0 | 0.16129
[24 empty] | Commercial | Interior Lighting Controls | Y | Lodging/Hospitality | New | 1.4388 | 0.56669 | 2.654 | 0 | 0 | 0.13301
[24 empty] | Commercial | Interior Lighting Controls | Y | Miscellaneous | New | 1.6692 | 0.59927 | 2.9422 | 0 | 0 | 0.049151
[24 empty] | Commercial | Interior Lighting Controls | Y | Offices | New | 1.2585 | 0.53641 | 2.4333 | 0 | 0 | 0.35432
[24 empty] | Commercial | Interior Lighting Controls | Y | Restaurants | New | 1.2962 | 0.54315 | 2.4791 | 0 | 0 | 0.018162
[24 empty] | Commercial | Interior Lighting Controls | Y | Retail | New | 1.8677 | 0.62303 | 3.196 | 0 | 0 | 0.06012
[24 empty] | Commercial | Interior Lighting Controls | Y | Warehouse | New | 1.4637 | 0.57051 | 2.6849 | 0 | 0 | 0.20243
[24 empty] | Commercial | VSD Controlled Compressor | Y | Assembly | Existing | 2.2216 | 0.59681 | 4.031 | 0.00033425 | 0.00015644 | 0.0022167
[24 empty] | Commercial | VSD Controlled Compressor | Y | College and University | Existing | 2.2053 | 0.59302 | 4.0268 | 0.00048963 | 0.00041013 | 0.0037764
[24 empty] | Commercial | VSD Controlled Compressor | Y | Grocery | Existing | 2.2216 | 0.59681 | 4.031 | 0.047007 | 0.022001 | 0.31175
[24 empty] | Commercial | VSD Controlled Compressor | Y | Healthcare | Existing | 2.2053 | 0.59302 | 4.0268 | 0.00052371 | 0.00043867 | 0.0040392
[24 empty] | Commercial | VSD Controlled Compressor | Y | Hospitals | Existing | 2.2053 | 0.59302 | 4.0268 | 0.00035601 | 0.0002982 | 0.0027458
[24 empty] | Commercial | VSD Controlled Compressor | Y | Institutional | Existing | 2.2216 | 0.59681 | 4.031 | 0.0045426 | 0.0021261 | 0.030127
[24 empty] | Commercial | VSD Controlled Compressor | Y | Lodging/Hospitality | Existing | 2.2053 | 0.59302 | 4.0268 | 0.0067975 | 0.0056938 | 0.052428
[24 empty] | Commercial | VSD Controlled Compressor | Y | Miscellaneous | Existing | 2.2216 | 0.59681 | 4.031 | 0.011818 | 0.0055313 | 0.078377
[24 empty] | Commercial | VSD Controlled Compressor | Y | Offices | Existing | 2.2216 | 0.59681 | 4.031 | 0.0058324 | 0.0027298 | 0.03868
[24 empty] | Commercial | VSD Controlled Compressor | Y | Restaurants | Existing | 2.2053 | 0.59302 | 4.0268 | 0.011584 | 0.0097031 | 0.089345
[24 empty] | Commercial | VSD Controlled Compressor | Y | Retail | Existing | 2.2216 | 0.59681 | 4.031 | 0.0025582 | 0.0011973 | 0.016966
[24 empty] | Commercial | VSD Controlled Compressor | Y | Schools K-12 | Existing | 2.2053 | 0.59302 | 4.0268 | 0.0016262 | 0.0013621 | 0.012542
[24 empty] | Commercial | VSD Controlled Compressor | Y | Warehouse | Existing | 2.2216 | 0.59681 | 4.031 | 0.0041419 | 0.0019386 | 0.027469
[24 empty] | Commercial | VSD Controlled Compressor | Y | Assembly | New | 2.2216 | 0.59681 | 4.031 | 0.0059197 | 0.0027706 | 0.039259
[24 empty] | Commercial | VSD Controlled Compressor | Y | College and University | New | 2.2053 | 0.59302 | 4.0268 | 0.0086453 | 0.0072415 | 0.066679
[24 empty] | Commercial | VSD Controlled Compressor | Y | Grocery | New | 2.2216 | 0.59681 | 4.031 | 0.01391 | 0.0065106 | 0.092253
[24 empty] | Commercial | VSD Controlled Compressor | Y | Healthcare | New | 2.2053 | 0.59302 | 4.0268 | 0.0092745 | 0.0077685 | 0.071532
[24 empty] | Commercial | VSD Controlled Compressor | Y | Hospitals | New | 2.2053 | 0.59302 | 4.0268 | 0.0063047 | 0.005281 | 0.048627
[24 empty] | Commercial | VSD Controlled Compressor | Y | Institutional | New | 2.2216 | 0.59681 | 4.031 | 0.079684 | 0.037295 | 0.52846
[24 empty] | Commercial | VSD Controlled Compressor | Y | Lodging/Hospitality | New | 2.2053 | 0.59302 | 4.0268 | 0.11962 | 0.1002 | 0.92261
[24 empty] | Commercial | VSD Controlled Compressor | Y | Miscellaneous | New | 2.2216 | 0.59681 | 4.031 | 0.041568 | 0.019456 | 0.27568
[24 empty] | Commercial | VSD Controlled Compressor | Y | Offices | New | 2.2216 | 0.59681 | 4.031 | 0.1028 | 0.048117 | 0.6818
[24 empty] | Commercial | VSD Controlled Compressor | Y | Restaurants | New | 2.2053 | 0.59302 | 4.0268 | 0.017133 | 0.014351 | 0.13214
[24 empty] | Commercial | VSD Controlled Compressor | Y | Retail | New | 2.2216 | 0.59681 | 4.031 | 0.044931 | 0.021029 | 0.29798
[24 empty] | Commercial | VSD Controlled Compressor | Y | Schools K-12 | New | 2.2053 | 0.59302 | 4.0268 | 0.028713 | 0.024051 | 0.22146
[24 empty] | Commercial | VSD Controlled Compressor | Y | Warehouse | New | 2.2216 | 0.59681 | 4.031 | 0.07303 | 0.034181 | 0.48433
[24 empty] | Commercial | Network PC Power Management | Y | Assembly | Existing | 1.0839 | 0.53659 | 2.1146 | 0 | 0 | 0
[24 empty] | Commercial | Network PC Power Management | Y | College and University | Existing | 1.0399 | 0.51183 | 2.1289 | 0.00040095 | 0.00034615 | 0.0029839
[24 empty] | Commercial | Network PC Power Management | Y | Grocery | Existing | 1.0406 | 0.51517 | 2.1145 | 0 | 0 | 0
[24 empty] | Commercial | Network PC Power Management | Y | Healthcare | Existing | 1.0491 | 0.51726 | 2.1245 | 0.0029052 | 0.0020233 | 0.019531
[24 empty] | Commercial | Network PC Power Management | Y | Hospitals | Existing | 1.0492 | 0.51406 | 2.1399 | 0.001755 | 0.0015151 | 0.013061
[24 empty] | Commercial | Network PC Power Management | Y | Institutional | Existing | 1.0816 | 0.53603 | 2.1121 | 0.011814 | 0 | 0.07942
[24 empty] | Commercial | Network PC Power Management | Y | Lodging/Hospitality | Existing | 1.0498 | 0.51743 | 2.1253 | 0.013986 | 0.0097402 | 0.094021
[24 empty] | Commercial | Network PC Power Management | Y | Miscellaneous | Existing | 1.1076 | 0.54233 | 2.1413 | 0 | 0 | 0
[24 empty] | Commercial | Network PC Power Management | Y | Offices | Existing | 1.0514 | 0.51782 | 2.1272 | 0.023754 | 0.016544 | 0.15969
[24 empty] | Commercial | Network PC Power Management | Y | Restaurants | Existing | 1.0962 | 0.53959 | 2.1285 | 0 | 0 | 0
[24 empty] | Commercial | Network PC Power Management | Y | Retail | Existing | 1.0336 | 0.51345 | 2.1063 | 0.0019736 | 0.0013745 | 0.013268
[24 empty] | Commercial | Network PC Power Management | Y | Schools K-12 | Existing | 1.0562 | 0.51898 | 2.1328 | 0.0011434 | 0.00079629 | 0.0076865
[24 empty] | Commercial | Network PC Power Management | Y | Assembly | New | 1.0839 | 0.53659 | 2.1146 | 0 | 0 | 0
[24 empty] | Commercial | Network PC Power Management | Y | College and University | New | 1.0399 | 0.51183 | 2.1289 | 0.00059094 | 0.00051017 | 0.0043979
[24 empty] | Commercial | Network PC Power Management | Y | Grocery | New | 1.0406 | 0.51517 | 2.1145 | 0 | 0 | 0
[24 empty] | Commercial | Network PC Power Management | Y | Healthcare | New | 1.0491 | 0.51726 | 2.1245 | 0.00065858 | 0.00045866 | 0.0044274
[24 empty] | Commercial | Network PC Power Management | Y | Hospitals | New | 1.0492 | 0.51406 | 2.1399 | 0.00039784 | 0.00034347 | 0.0029608
[24 empty] | Commercial | Network PC Power Management | Y | Institutional | New | 1.0816 | 0.53603 | 2.1121 | 0.0026557 | 0 | 0.017853
[24 empty] | Commercial | Network PC Power Management | Y | Lodging/Hospitality | New | 1.0498 | 0.51743 | 2.1253 | 0.020552 | 0.014313 | 0.13816
[24 empty] | Commercial | Network PC Power Management | Y | Miscellaneous | New | 1.1076 | 0.54233 | 2.1413 | 0 | 0 | 0
[24 empty] | Commercial | Network PC Power Management | Y | Offices | New | 1.0514 | 0.51782 | 2.1272 | 0.0053627 | 0.0037348 | 0.036052
[24 empty] | Commercial | Network PC Power Management | Y | Restaurants | New | 1.0962 | 0.53959 | 2.1285 | 0 | 0 | 0
[24 empty] | Commercial | Network PC Power Management | Y | Retail | New | 1.0336 | 0.51345 | 2.1063 | 0.0028952 | 0.0020164 | 0.019464
[24 empty] | Commercial | Network PC Power Management | Y | Schools K-12 | New | 1.0562 | 0.51898 | 2.1328 | 0.0016852 | 0.0011736 | 0.011329
[24 empty] | Commercial | PSC to ECM Evaporator Fan Motor (Reach-In) | Y | Assembly | Existing | 2.0626 | 0.59679 | 3.6117 | 1.4344e-06 | 1.314e-07 | 1.0306e-05
[24 empty] | Commercial | PSC to ECM Evaporator Fan Motor (Reach-In) | Y | College and University | Existing | 1.9911 | 0.57635 | 3.6101 | 5.5809e-07 | 4.6747e-07 | 4.3044e-06
[24 empty] | Commercial | PSC to ECM Evaporator Fan Motor (Reach-In) | Y | Grocery | Existing | 2.0626 | 0.59679 | 3.6117 | 0.053519 | 0.0049027 | 0.38452
[24 empty] | Commercial | PSC to ECM Evaporator Fan Motor (Reach-In) | Y | Healthcare | Existing | 1.9911 | 0.57635 | 3.6101 | 1.1283e-06 | 9.451e-07 | 8.7024e-06
[24 empty] | Commercial | PSC to ECM Evaporator Fan Motor (Reach-In) | Y | Hospitals | Existing | 1.9911 | 0.57635 | 3.6101 | 8.0276e-06 | 6.7241e-06 | 6.1915e-05
[24 empty] | Commercial | PSC to ECM Evaporator Fan Motor (Reach-In) | Y | Institutional | Existing | 2.0626 | 0.59679 | 3.6117 | 0 | 0 | 0
[24 empty] | Commercial | PSC to ECM Evaporator Fan Motor (Reach-In) | Y | Lodging/Hospitality | Existing | 1.9911 | 0.57635 | 3.6101 | 0.00029572 | 0.0002477 | 0.0022808
[24 empty] | Commercial | PSC to ECM Evaporator Fan Motor (Reach-In) | Y | Miscellaneous | Existing | 2.0626 | 0.59679 | 3.6117 | 0 | 0 | 0
[24 empty] | Commercial | PSC to ECM Evaporator Fan Motor (Reach-In) | Y | Offices | Existing | 2.0626 | 0.59679 | 3.6117 | 0 | 0 | 0
[24 empty] | Commercial | PSC to ECM Evaporator Fan Motor (Reach-In) | Y | Restaurants | Existing | 1.9911 | 0.57635 | 3.6101 | 0.0097094 | 0.0081328 | 0.074886
[24 empty] | Commercial | PSC to ECM Evaporator Fan Motor (Reach-In) | Y | Retail | Existing | 2.0626 | 0.59679 | 3.6117 | 0.00011995 | 1.0989e-05 | 0.00086183
[24 empty] | Commercial | PSC to ECM Evaporator Fan Motor (Reach-In) | Y | Schools K-12 | Existing | 1.9911 | 0.57635 | 3.6101 | 2.1492e-05 | 1.8002e-05 | 0.00016576
[24 empty] | Commercial | PSC to ECM Evaporator Fan Motor (Reach-In) | Y | Warehouse | Existing | 2.0626 | 0.59679 | 3.6117 | 0 | 0 | 0
[24 empty] | Commercial | PSC to ECM Evaporator Fan Motor (Reach-In) | Y | Assembly | New | 2.0626 | 0.59679 | 3.6117 | 1.8672e-05 | 1.7105e-06 | 0.00013415
[24 empty] | Commercial | PSC to ECM Evaporator Fan Motor (Reach-In) | Y | College and University | New | 1.9911 | 0.57635 | 3.6101 | 7.2428e-06 | 6.0667e-06 | 5.5862e-05
[24 empty] | Commercial | PSC to ECM Evaporator Fan Motor (Reach-In) | Y | Grocery | New | 2.0626 | 0.59679 | 3.6117 | 0.058456 | 0.005355 | 0.41999
[24 empty] | Commercial | PSC to ECM Evaporator Fan Motor (Reach-In) | Y | Healthcare | New | 1.9911 | 0.57635 | 3.6101 | 1.4686e-05 | 1.2302e-05 | 0.00011327
[24 empty] | Commercial | PSC to ECM Evaporator Fan Motor (Reach-In) | Y | Hospitals | New | 1.9911 | 0.57635 | 3.6101 | 0.00010449 | 8.7522e-05 | 0.0008059
[24 empty] | Commercial | PSC to ECM Evaporator Fan Motor (Reach-In) | Y | Institutional | New | 2.0626 | 0.59679 | 3.6117 | 0 | 0 | 0
[24 empty] | Commercial | PSC to ECM Evaporator Fan Motor (Reach-In) | Y | Lodging/Hospitality | New | 1.9911 | 0.57635 | 3.6101 | 0.0038251 | 0.003204 | 0.029502
[24 empty] | Commercial | PSC to ECM Evaporator Fan Motor (Reach-In) | Y | Miscellaneous | New | 2.0626 | 0.59679 | 3.6117 | 0 | 0 | 0
[24 empty] | Commercial | PSC to ECM Evaporator Fan Motor (Reach-In) | Y | Offices | New | 2.0626 | 0.59679 | 3.6117 | 0 | 0 | 0
[24 empty] | Commercial | PSC to ECM Evaporator Fan Motor (Reach-In) | Y | Restaurants | New | 1.9911 | 0.57635 | 3.6101 | 0.010601 | 0.0088797 | 0.081763
[24 empty] | Commercial | PSC to ECM Evaporator Fan Motor (Reach-In) | Y | Retail | New | 2.0626 | 0.59679 | 3.6117 | 0.0015485 | 0.00014186 | 0.011126
[24 empty] | Commercial | PSC to ECM Evaporator Fan Motor (Reach-In) | Y | Schools K-12 | New | 1.9911 | 0.57635 | 3.6101 | 0.00027892 | 0.00023363 | 0.0021512
[24 empty] | Commercial | PSC to ECM Evaporator Fan Motor (Reach-In) | Y | Warehouse | New | 2.0626 | 0.59679 | 3.6117 | 0 | 0 | 0
[24 empty] | Commercial | PSC to ECM Evaporator Fan Motor (Walk-In, Refrigerator) | Y | Assembly | Existing | 1.3672 | 0.52023 | 2.695 | 1.7834e-05 | 1.6338e-06 | 0.00012814
[24 empty] | Commercial | PSC to ECM Evaporator Fan Motor (Walk-In, Refrigerator) | Y | College and University | Existing | 1.3198 | 0.50238 | 2.6939 | 2.0842e-07 | 1.7458e-07 | 1.6075e-06
[24 empty] | Commercial | PSC to ECM Evaporator Fan Motor (Walk-In, Refrigerator) | Y | Grocery | Existing | 1.3672 | 0.52023 | 2.695 | 0.020665 | 0.0018931 | 0.14847
[24 empty] | Commercial | PSC to ECM Evaporator Fan Motor (Walk-In, Refrigerator) | Y | Healthcare | Existing | 1.3198 | 0.50238 | 2.6939 | 0 | 0 | 0
[24 empty] | Commercial | PSC to ECM Evaporator Fan Motor (Walk-In, Refrigerator) | Y | Hospitals | Existing | 1.3198 | 0.50238 | 2.6939 | 0.00011879 | 9.9504e-05 | 0.00091622
[24 empty] | Commercial | PSC to ECM Evaporator Fan Motor (Walk-In, Refrigerator) | Y | Institutional | Existing | 1.3672 | 0.52023 | 2.695 | 0 | 0 | 0
[24 empty] | Commercial | PSC to ECM Evaporator Fan Motor (Walk-In, Refrigerator) | Y | Lodging/Hospitality | Existing | 1.3198 | 0.50238 | 2.6939 | 0.0029699 | 0.0024876 | 0.022906
[24 empty] | Commercial | PSC to ECM Evaporator Fan Motor (Walk-In, Refrigerator) | Y | Miscellaneous | Existing | 1.3672 | 0.52023 | 2.695 | 0 | 0 | 0
[24 empty] | Commercial | PSC to ECM Evaporator Fan Motor (Walk-In, Refrigerator) | Y | Offices | Existing | 1.3672 | 0.52023 | 2.695 | 0 | 0 | 0
[24 empty] | Commercial | PSC to ECM Evaporator Fan Motor (Walk-In, Refrigerator) | Y | Restaurants | Existing | 1.3198 | 0.50238 | 2.6939 | 0.010011 | 0.0083851 | 0.077209
[24 empty] | Commercial | PSC to ECM Evaporator Fan Motor (Walk-In, Refrigerator) | Y | Retail | Existing | 1.3672 | 0.52023 | 2.695 | 0.00075804 | 6.9443e-05 | 0.0054464
[24 empty] | Commercial | PSC to ECM Evaporator Fan Motor (Walk-In, Refrigerator) | Y | Schools K-12 | Existing | 1.3198 | 0.50238 | 2.6939 | 0.00032601 | 0.00027308 | 0.0025145
[24 empty] | Commercial | PSC to ECM Evaporator Fan Motor (Walk-In, Refrigerator) | Y | Warehouse | Existing | 1.3672 | 0.52023 | 2.695 | 0 | 0 | 0
[24 empty] | Commercial | PSC to ECM Evaporator Fan Motor (Walk-In, Refrigerator) | Y | Assembly | New | 1.3672 | 0.52023 | 2.695 | 1.9689e-05 | 1.8036e-06 | 0.00014146
[24 empty] | Commercial | PSC to ECM Evaporator Fan Motor (Walk-In, Refrigerator) | Y | College and University | New | 1.3198 | 0.50238 | 2.6939 | 2.294e-07 | 1.9215e-07 | 1.7693e-06
[24 empty] | Commercial | PSC to ECM Evaporator Fan Motor (Walk-In, Refrigerator) | Y | Grocery | New | 1.3672 | 0.52023 | 2.695 | 0.02257 | 0.0020676 | 0.16216
[24 empty] | Commercial | PSC to ECM Evaporator Fan Motor (Walk-In, Refrigerator) | Y | Healthcare | New | 1.3198 | 0.50238 | 2.6939 | 0 | 0 | 0
[24 empty] | Commercial | PSC to ECM Evaporator Fan Motor (Walk-In, Refrigerator) | Y | Hospitals | New | 1.3198 | 0.50238 | 2.6939 | 0.00013114 | 0.00010984 | 0.0010114
[24 empty] | Commercial | PSC to ECM Evaporator Fan Motor (Walk-In, Refrigerator) | Y | Institutional | New | 1.3672 | 0.52023 | 2.695 | 0 | 0 | 0
[24 empty] | Commercial | PSC to ECM Evaporator Fan Motor (Walk-In, Refrigerator) | Y | Lodging/Hospitality | New | 1.3198 | 0.50238 | 2.6939 | 0.003258 | 0.002729 | 0.025128
[24 empty] | Commercial | PSC to ECM Evaporator Fan Motor (Walk-In, Refrigerator) | Y | Miscellaneous | New | 1.3672 | 0.52023 | 2.695 | 0 | 0 | 0
[24 empty] | Commercial | PSC to ECM Evaporator Fan Motor (Walk-In, Refrigerator) | Y | Offices | New | 1.3672 | 0.52023 | 2.695 | 0 | 0 | 0
[24 empty] | Commercial | PSC to ECM Evaporator Fan Motor (Walk-In, Refrigerator) | Y | Restaurants | New | 1.3198 | 0.50238 | 2.6939 | 0.010929 | 0.0091546 | 0.084294
[24 empty] | Commercial | PSC to ECM Evaporator Fan Motor (Walk-In, Refrigerator) | Y | Retail | New | 1.3672 | 0.52023 | 2.695 | 0.00082997 | 7.6032e-05 | 0.0059631
[24 empty] | Commercial | PSC to ECM Evaporator Fan Motor (Walk-In, Refrigerator) | Y | Schools K-12 | New | 1.3198 | 0.50238 | 2.6939 | 0.00035883 | 0.00030057 | 0.0027676
[24 empty] | Commercial | PSC to ECM Evaporator Fan Motor (Walk-In, Refrigerator) | Y | Warehouse | New | 1.3672 | 0.52023 | 2.695 | 0 | 0 | 0
[24 empty] | Commercial | Demand Controlled Ventilation | Y | Assembly | Existing | 1.1912 | 0.4362 | 2.9688 | 0.0010924 | 0.0061501 | 0.010492
[24 empty] | Commercial | Demand Controlled Ventilation | Y | Miscellaneous | Existing | 1.6648 | 0.48692 | 3.9106 | 0.0003227 | 0.0018168 | 0.0030995
[24 empty] | Commercial | Demand Controlled Ventilation | Y | Offices | Existing | 1.7303 | 0.49237 | 4.0494 | 0.025041 | 0.14098 | 0.24052
[24 empty] | Commercial | Demand Controlled Ventilation | Y | Retail | Existing | 1.2904 | 0.44883 | 3.1574 | 0.016868 | 0.094966 | 0.16201
[24 empty] | Commercial | Demand Controlled Ventilation | Y | Assembly | New | 1.1912 | 0.4362 | 2.9688 | 0.0014105 | 0.0079411 | 0.013548
[24 empty] | Commercial | Demand Controlled Ventilation | Y | Miscellaneous | New | 1.6648 | 0.48692 | 3.9106 | 0.00044174 | 0.002487 | 0.0042428
[24 empty] | Commercial | Demand Controlled Ventilation | Y | Offices | New | 1.7303 | 0.49237 | 4.0494 | 0.02576 | 0.14503 | 0.24742
[24 empty] | Commercial | Demand Controlled Ventilation | Y | Retail | New | 1.2904 | 0.44883 | 3.1574 | 0.023062 | 0.12984 | 0.2215
[24 empty] | Industrial | Compressed Air Controls | Y | Agriculture and Assembly | Existing | 2.2851 | 0.71297 | 3.5136 | 0.0028562 | 0.0027808 | 0.02121
[24 empty] | Industrial | Compressed Air Controls | Y | Agriculture and Assembly | New | 2.2851 | 0.71297 | 3.5136 | 0.00015045 | 0.00014648 | 0.0011173
[24 empty] | Industrial | Compressed Air Equipment | Y | Agriculture and Assembly | New | 2.7639 | 0.74545 | 4.1109 | 0.00028932 | 0.00028167 | 0.0021485
[24 empty] | Industrial | Compressed Air Equipment | Y | Agriculture and Assembly | Turnover | 2.7639 | 0.74545 | 4.1109 | 0.002005 | 0.0019521 | 0.014889
[24 empty] | Industrial | Lighting Controls - Exterior | Y | Agriculture and Assembly | Existing | 3.6875 | 1.0293 | 4.0368 | 0 | 0 | 0.00040786
[24 empty] | Industrial | Lighting Controls - Exterior | Y | Agriculture and Assembly | New | 3.6875 | 1.0293 | 4.0368 | 0 | 0 | 0.00011857
[24 empty] | Industrial | Building Envelope Improvements | Y | Agriculture and Assembly | Existing | 3.5739 | 0.78795 | 5.5017 | 0.0034376 | 0.0033542 | 0.024131
[24 empty] | Industrial | Building Envelope Improvements | Y | Agriculture and Assembly | New | 3.5739 | 0.78795 | 5.5017 | 0.00023398 | 0.00022831 | 0.0016425
[24 empty] | Industrial | Efficient Lighting - High Bay | Y | Agriculture and Assembly | New | 2.8795 | 0.75204 | 4.1205 | 0.0015461 | 0.0015028 | 0.010832
[24 empty] | Industrial | Efficient Lighting - High Bay | Y | Agriculture and Assembly | Turnover | 2.8795 | 0.75204 | 4.1205 | 0.0096245 | 0.0093553 | 0.067428
[24 empty] | Industrial | Efficient Lighting - Other Interior Lighting | Y | Agriculture and Assembly | New | 1.7001 | 0.635 | 2.7709 | 0.00052723 | 0.00051248 | 0.0036937
[24 empty] | Industrial | Efficient Lighting - Other Interior Lighting | Y | Agriculture and Assembly | Turnover | 1.7001 | 0.635 | 2.7709 | 0.0038162 | 0.0037095 | 0.026736
[24 empty] | Industrial | Lighting Controls | Y | Agriculture and Assembly | Existing | 3.6731 | 0.82827 | 5.039 | 0.00057319 | 0.00055716 | 0.0040157
[24 empty] | Industrial | Lighting Controls | Y | Agriculture and Assembly | New | 3.6731 | 0.82827 | 5.039 | 0.00016471 | 0.0001601 | 0.0011539
[24 empty] | Industrial | Fan Equipment Upgrades | Y | Agriculture and Assembly | New | 2.9216 | 0.75646 | 4.3166 | 0.00011243 | 0.00010946 | 0.0008349
[24 empty] | Industrial | Fan Equipment Upgrades | Y | Agriculture and Assembly | Turnover | 2.9216 | 0.75646 | 4.3166 | 0.00071482 | 0.00069594 | 0.0053083
[24 empty] | Industrial | Motor Equipment Upgrades | Y | Agriculture and Assembly | New | 2.8308 | 0.78341 | 4.1799 | 9.6783e-05 | 9.4226e-05 | 0.00071871
[24 empty] | Industrial | Motor Equipment Upgrades | Y | Agriculture and Assembly | Turnover | 2.8308 | 0.78341 | 4.1799 | 0.00062995 | 0.00061331 | 0.0046781
[24 empty] | Industrial | Motor Optimization | Y | Agriculture and Assembly | Existing | 3.3493 | 0.81847 | 4.9178 | 0.0030006 | 0.0029213 | 0.022282
[24 empty] | Industrial | Motor Optimization | Y | Agriculture and Assembly | New | 3.3493 | 0.81847 | 4.9178 | 0.00020465 | 0.00019925 | 0.0015198
[24 empty] | Industrial | Pump Equipment Upgrade | Y | Agriculture and Assembly | New | 2.2084 | 0.69809 | 3.4135 | 0.00014013 | 0.00013643 | 0.0010406
[24 empty] | Industrial | Pump Equipment Upgrade | Y | Agriculture and Assembly | Turnover | 2.2084 | 0.69809 | 3.4135 | 0.0010362 | 0.0010088 | 0.0076948
[24 empty] | Industrial | Process Refrig Controls | Y | Agriculture and Assembly | Existing | 1.532 | 0.61104 | 2.6238 | 8.1994e-05 | 7.9972e-05 | 0.00059557
[24 empty] | Industrial | Process Refrig Controls | Y | Agriculture and Assembly | New | 1.532 | 0.61104 | 2.6238 | 5.5739e-06 | 5.4365e-06 | 4.0487e-05
[24 empty] | Industrial | Process Refrig Equipment Upgrade | Y | Agriculture and Assembly | New | 2.5002 | 0.75296 | 3.7537 | 3.8487e-05 | 3.7538e-05 | 0.00027955
[24 empty] | Industrial | Process Refrig Equipment Upgrade | Y | Agriculture and Assembly | Turnover | 2.5002 | 0.75296 | 3.7537 | 0.00020517 | 0.00020011 | 0.0014903
[24 empty] | Industrial | Process Refrig System Optimization | Y | Agriculture and Assembly | Existing | 1.0303 | 0.55562 | 1.9941 | 0.0011516 | 0.0011232 | 0.0083651
[24 empty] | Industrial | Process Refrig System Optimization | Y | Agriculture and Assembly | New | 1.0303 | 0.55562 | 1.9941 | 0.00019873 | 0.00019383 | 0.0014435
[24 empty] | Industrial | Compressed Air Controls | Y | Chemicals and Plastics | Existing | 2.9518 | 0.76702 | 4.3852 | 0.016283 | 0.015853 | 0.12092
[24 empty] | Industrial | Compressed Air Controls | Y | Chemicals and Plastics | New | 2.9518 | 0.76702 | 4.3852 | 0.00084373 | 0.00082145 | 0.0062656
[24 empty] | Industrial | Compressed Air Equipment | Y | Chemicals and Plastics | New | 4.3234 | 0.82579 | 6.3126 | 0.0014208 | 0.0013832 | 0.010551
[24 empty] | Industrial | Compressed Air Equipment | Y | Chemicals and Plastics | Turnover | 4.3234 | 0.82579 | 6.3126 | 0.0098462 | 0.0095862 | 0.073119
[24 empty] | Industrial | Lighting Controls - Exterior | Y | Chemicals and Plastics | Existing | 3.3461 | 1.0008 | 3.7115 | 0 | 0 | 0.0010324
[24 empty] | Industrial | Lighting Controls - Exterior | Y | Chemicals and Plastics | New | 3.3461 | 1.0008 | 3.7115 | 0 | 0 | 0.00030011
[24 empty] | Industrial | Efficient Lighting - High Bay | Y | Chemicals and Plastics | New | 2.8795 | 0.75204 | 4.1205 | 0.00084233 | 0.00081877 | 0.0059013
[24 empty] | Industrial | Efficient Lighting - High Bay | Y | Chemicals and Plastics | Turnover | 2.8795 | 0.75204 | 4.1205 | 0.0052231 | 0.005077 | 0.036592
[24 empty] | Industrial | Efficient Lighting - Other Interior Lighting | Y | Chemicals and Plastics | New | 1.7001 | 0.635 | 2.7709 | 0.0025645 | 0.0024928 | 0.017967
[24 empty] | Industrial | Efficient Lighting - Other Interior Lighting | Y | Chemicals and Plastics | Turnover | 1.7001 | 0.635 | 2.7709 | 0.015894 | 0.01545 | 0.11135
[24 empty] | Industrial | Lighting Controls | Y | Chemicals and Plastics | Existing | 3.3331 | 0.80964 | 4.6063 | 0.0015559 | 0.0015123 | 0.0109
[24 empty] | Industrial | Lighting Controls | Y | Chemicals and Plastics | New | 3.3331 | 0.80964 | 4.6063 | 0.00044709 | 0.00043459 | 0.0031323
[24 empty] | Industrial | Fan Equipment Upgrades | Y | Chemicals and Plastics | New | 2.7992 | 0.748 | 4.1567 | 0.00012247 | 0.00011924 | 0.00090947
[24 empty] | Industrial | Fan Equipment Upgrades | Y | Chemicals and Plastics | Turnover | 2.7992 | 0.748 | 4.1567 | 0.00077867 | 0.0007581 | 0.0057824
[24 empty] | Industrial | Motor Equipment Upgrades | Y | Chemicals and Plastics | New | 2.1925 | 0.725 | 3.3481 | 0.00036451 | 0.00035488 | 0.0027068
[24 empty] | Industrial | Motor Equipment Upgrades | Y | Chemicals and Plastics | Turnover | 2.1925 | 0.725 | 3.3481 | 0.0023387 | 0.0022769 | 0.017367
[24 empty] | Industrial | Pump Equipment Upgrade | Y | Chemicals and Plastics | New | 2.8025 | 0.74823 | 4.161 | 0.00089491 | 0.00087127 | 0.0066457
[24 empty] | Industrial | Pump Equipment Upgrade | Y | Chemicals and Plastics | Turnover | 2.8025 | 0.74823 | 4.161 | 0.0057425 | 0.0055909 | 0.042644
[24 empty] | Industrial | Process Refrig Controls | Y | Chemicals and Plastics | Existing | 2.0773 | 0.68249 | 3.264 | 0.0012355 | 0.001205 | 0.0089742
[24 empty] | Industrial | Process Refrig Controls | Y | Chemicals and Plastics | New | 2.0773 | 0.68249 | 3.264 | 8.2844e-05 | 8.0802e-05 | 0.00060175
[24 empty] | Industrial | Process Refrig Equipment Upgrade | Y | Chemicals and Plastics | New | 2.7143 | 0.77128 | 4.038 | 0.00031639 | 0.00030859 | 0.0022982
[24 empty] | Industrial | Process Refrig Equipment Upgrade | Y | Chemicals and Plastics | Turnover | 2.7143 | 0.77128 | 4.038 | 0.0016867 | 0.0016451 | 0.012251
[24 empty] | Industrial | Process Heat Equipment Upgrade | Y | Chemicals and Plastics | New | 2.0479 | 0.706 | 3.1819 | 0.00038264 | 0.00037321 | 0.0027794
[24 empty] | Industrial | Process Heat Equipment Upgrade | Y | Chemicals and Plastics | Turnover | 2.0479 | 0.706 | 3.1819 | 0.0027338 | 0.0026664 | 0.019858
[24 empty] | Industrial | Process Heat Improved Controls | Y | Chemicals and Plastics | Existing | 1.1313 | 0.53541 | 2.1753 | 0.00071088 | 0.00069335 | 0.0051636
[24 empty] | Industrial | Process Heat Improved Controls | Y | Chemicals and Plastics | New | 1.1313 | 0.53541 | 2.1753 | 4.7482e-05 | 4.6312e-05 | 0.00034489
[24 empty] | Industrial | Lighting Controls - Exterior | Y | Construction | Existing | 3.3811 | 1.0039 | 3.7443 | 0 | 0 | 0.00017154
[24 empty] | Industrial | Lighting Controls - Exterior | Y | Construction | New | 3.3811 | 1.0039 | 3.7443 | 0 | 0 | 4.9866e-05
[24 empty] | Industrial | Building Envelope Improvements | Y | Construction | Existing | 3.8945 | 0.80251 | 6.0287 | 0.00079656 | 0.00077724 | 0.0055917
[24 empty] | Industrial | Building Envelope Improvements | Y | Construction | New | 3.8945 | 0.80251 | 6.0287 | 5.3488e-05 | 5.219e-05 | 0.00037548
[24 empty] | Industrial | HVAC Equipment Upgrades | Y | Construction | New | 4.5701 | 0.81825 | 7.0569 | 4.5797e-05 | 4.4686e-05 | 0.00032149
[24 empty] | Industrial | HVAC Equipment Upgrades | Y | Construction | Turnover | 4.5701 | 0.81825 | 7.0569 | 0.00023167 | 0.00022605 | 0.0016263
[24 empty] | Industrial | HVAC Recommissioning | Y | Construction | Existing | 1.9849 | 0.69511 | 3.2094 | 0.00051771 | 0.00050515 | 0.0036342
[24 empty] | Industrial | HVAC Recommissioning | Y | Construction | New | 1.9849 | 0.69511 | 3.2094 | 8.6975e-05 | 8.4865e-05 | 0.00061055
[24 empty] | Industrial | Efficient Lighting - High Bay | Y | Construction | New | 2.8795 | 0.75204 | 4.1205 | 0.00021667 | 0.00021061 | 0.001518
[24 empty] | Industrial | Efficient Lighting - High Bay | Y | Construction | Turnover | 2.8795 | 0.75204 | 4.1205 | 0.0013435 | 0.001306 | 0.0094127
[24 empty] | Industrial | Efficient Lighting - Other Interior Lighting | Y | Construction | New | 1.7001 | 0.635 | 2.7709 | 0.00035869 | 0.00034865 | 0.0025129
[24 empty] | Industrial | Efficient Lighting - Other Interior Lighting | Y | Construction | Turnover | 1.7001 | 0.635 | 2.7709 | 0.0022225 | 0.0021603 | 0.01557
[24 empty] | Industrial | Lighting Controls | Y | Construction | Existing | 3.3679 | 0.81168 | 4.6499 | 0.00025859 | 0.00025136 | 0.0018117
[24 empty] | Industrial | Lighting Controls | Y | Construction | New | 3.3679 | 0.81168 | 4.6499 | 7.4309e-05 | 7.2231e-05 | 0.0005206
[24 empty] | Industrial | Fan Equipment Upgrades | Y | Construction | New | 3.3766 | 0.78381 | 4.9302 | 3.5127e-05 | 3.4199e-05 | 0.00026086
[24 empty] | Industrial | Fan Equipment Upgrades | Y | Construction | Turnover | 3.3766 | 0.78381 | 4.9302 | 0.00022334 | 0.00021744 | 0.0016585
[24 empty] | Industrial | Motor Equipment Upgrades | Y | Construction | New | 2.7132 | 0.77412 | 4.0205 | 3.0395e-05 | 2.9593e-05 | 0.00022572
[24 empty] | Industrial | Motor Equipment Upgrades | Y | Construction | Turnover | 2.7132 | 0.77412 | 4.0205 | 0.00019498 | 0.00018983 | 0.001448
[24 empty] | Industrial | Motor Optimization | Y | Construction | Existing | 1.1122 | 0.54874 | 2.104 | 0.0011089 | 0.0010797 | 0.0082351
[24 empty] | Industrial | Motor Optimization | Y | Construction | New | 1.1122 | 0.54874 | 2.104 | 6.0966e-05 | 5.9356e-05 | 0.00045274
[24 empty] | Industrial | Pump Equipment Upgrade | Y | Construction | New | 4.3694 | 0.82745 | 6.3837 | 0.00021621 | 0.0002105 | 0.0016056
[24 empty] | Industrial | Pump Equipment Upgrade | Y | Construction | Turnover | 4.3694 | 0.82745 | 6.3837 | 0.0013874 | 0.0013508 | 0.010303
[24 empty] | Industrial | Process Refrig Equipment Upgrade | Y | Construction | New | 2.2628 | 0.7299 | 3.4488 | 6.6479e-05 | 6.484e-05 | 0.00048288
[24 empty] | Industrial | Process Refrig Equipment Upgrade | Y | Construction | Turnover | 2.2628 | 0.7299 | 3.4488 | 0.0003544 | 0.00034566 | 0.0025742
[24 empty] | Industrial | Lighting Controls - Exterior | Y | Electrical and Electronic Equip. | Existing | 3.2885 | 0.99561 | 3.6575 | 0 | 0 | 0.00034395
[24 empty] | Industrial | Lighting Controls - Exterior | Y | Electrical and Electronic Equip. | New | 3.2885 | 0.99561 | 3.6575 | 0 | 0 | 9.9985e-05
[24 empty] | Industrial | Building Envelope Improvements | Y | Electrical and Electronic Equip. | Existing | 3.3671 | 0.77742 | 5.1752 | 0.00071295 | 0.00069565 | 0.0050048
[24 empty] | Industrial | Building Envelope Improvements | Y | Electrical and Electronic Equip. | New | 3.3671 | 0.77742 | 5.1752 | 0.00012268 | 0.0001197 | 0.0008612
[24 empty] | Industrial | HVAC Improved Controls | Y | Electrical and Electronic Equip. | Existing | 4.0761 | 0.80995 | 6.3393 | 0.00065518 | 0.00063929 | 0.0045993
[24 empty] | Industrial | HVAC Improved Controls | Y | Electrical and Electronic Equip. | New | 4.0761 | 0.80995 | 6.3393 | 4.4596e-05 | 4.3514e-05 | 0.00031306
[24 empty] | Industrial | Efficient Lighting - High Bay | Y | Electrical and Electronic Equip. | New | 2.8795 | 0.75204 | 4.1205 | 0.00027915 | 0.00027134 | 0.0019557
[24 empty] | Industrial | Efficient Lighting - High Bay | Y | Electrical and Electronic Equip. | Turnover | 2.8795 | 0.75204 | 4.1205 | 0.0017257 | 0.0016774 | 0.01209
[24 empty] | Industrial | Efficient Lighting - Other Interior Lighting | Y | Electrical and Electronic Equip. | New | 1.7001 | 0.635 | 2.7709 | 0.00081743 | 0.00079456 | 0.0057268
[24 empty] | Industrial | Efficient Lighting - Other Interior Lighting | Y | Electrical and Electronic Equip. | Turnover | 1.7001 | 0.635 | 2.7709 | 0.0050507 | 0.0049094 | 0.035385
[24 empty] | Industrial | Lighting Controls | Y | Electrical and Electronic Equip. | Existing | 3.2756 | 0.8062 | 4.5346 | 0.00041725 | 0.00040558 | 0.0029232
[24 empty] | Industrial | Lighting Controls | Y | Electrical and Electronic Equip. | New | 3.2756 | 0.8062 | 4.5346 | 0.0001199 | 0.00011655 | 0.00084001
[24 empty] | Industrial | Motor Equipment Upgrades | Y | Electrical and Electronic Equip. | New | 2.7445 | 0.77665 | 4.0627 | 2.0278e-05 | 1.9742e-05 | 0.00015058
[24 empty] | Industrial | Motor Equipment Upgrades | Y | Electrical and Electronic Equip. | Turnover | 2.7445 | 0.77665 | 4.0627 | 0.00013012 | 0.00012668 | 0.00096627
[24 empty] | Industrial | Compressed Air Equipment | Y | Lumber/Furniture/Pulp/Paper | New | 4.0682 | 0.81601 | 5.925 | 0.00082544 | 0.00080363 | 0.0061297
[24 empty] | Industrial | Compressed Air Equipment | Y | Lumber/Furniture/Pulp/Paper | Turnover | 4.0682 | 0.81601 | 5.925 | 0.0057205 | 0.0055694 | 0.04248
[24 empty] | Industrial | Lighting Controls - Exterior | Y | Lumber/Furniture/Pulp/Paper | Existing | 2.7866 | 0.94413 | 3.2002 | 0 | 0 | 0.00045715
[24 empty] | Industrial | Lighting Controls - Exterior | Y | Lumber/Furniture/Pulp/Paper | New | 2.7866 | 0.94413 | 3.2002 | 0 | 0 | 0.00013289
[24 empty] | Industrial | Efficient Lighting - High Bay | Y | Lumber/Furniture/Pulp/Paper | New | 2.8795 | 0.75204 | 4.1205 | 0.00035098 | 0.00034116 | 0.0024589
[24 empty] | Industrial | Efficient Lighting - High Bay | Y | Lumber/Furniture/Pulp/Paper | Turnover | 2.8795 | 0.75204 | 4.1205 | 0.0021427 | 0.0020828 | 0.015012
[24 empty] | Industrial | Efficient Lighting - Other Interior Lighting | Y | Lumber/Furniture/Pulp/Paper | New | 1.7001 | 0.635 | 2.7709 | 0.00059119 | 0.00057465 | 0.0041418
[24 empty] | Industrial | Efficient Lighting - Other Interior Lighting | Y | Lumber/Furniture/Pulp/Paper | Turnover | 1.7001 | 0.635 | 2.7709 | 0.0036674 | 0.0035648 | 0.025693
[24 empty] | Industrial | Lighting Controls | Y | Lumber/Furniture/Pulp/Paper | Existing | 2.7757 | 0.77198 | 3.9264 | 0.00072842 | 0.00070804 | 0.0051032
[24 empty] | Industrial | Lighting Controls | Y | Lumber/Furniture/Pulp/Paper | New | 2.7757 | 0.77198 | 3.9264 | 0.00020392 | 0.00019821 | 0.0014286
[24 empty] | Industrial | Fan Equipment Upgrades | Y | Lumber/Furniture/Pulp/Paper | New | 2.7526 | 0.74463 | 4.0964 | 0.00055392 | 0.00053929 | 0.0041134
[24 empty] | Industrial | Fan Equipment Upgrades | Y | Lumber/Furniture/Pulp/Paper | Turnover | 2.7526 | 0.74463 | 4.0964 | 0.0035218 | 0.0034288 | 0.026153
[24 empty] | Industrial | Pump Equipment Upgrade | Y | Lumber/Furniture/Pulp/Paper | New | 2.0884 | 0.68563 | 3.268 | 0.00066762 | 0.00064998 | 0.0049578
[24 empty] | Industrial | Pump Equipment Upgrade | Y | Lumber/Furniture/Pulp/Paper | Turnover | 2.0884 | 0.68563 | 3.268 | 0.004284 | 0.0041709 | 0.031813
[24 empty] | Industrial | Pump System Optimization | Y | Lumber/Furniture/Pulp/Paper | Existing | 1.898 | 0.68961 | 2.9899 | 0.011854 | 0.011541 | 0.088029
[24 empty] | Industrial | Pump System Optimization | Y | Lumber/Furniture/Pulp/Paper | New | 1.898 | 0.68961 | 2.9899 | 0.00079428 | 0.0007733 | 0.0058984
[24 empty] | Industrial | Process Refrig Equipment Upgrade | Y | Lumber/Furniture/Pulp/Paper | New | 1.9927 | 0.69933 | 3.1147 | 5.8809e-06 | 5.7359e-06 | 4.2717e-05
[24 empty] | Industrial | Process Refrig Equipment Upgrade | Y | Lumber/Furniture/Pulp/Paper | Turnover | 1.9927 | 0.69933 | 3.1147 | 3.1351e-05 | 3.0578e-05 | 0.00022772
[24 empty] | Industrial | Lighting Controls - Exterior | Y | Metal Products and Machinery | Existing | 3.0223 | 0.96976 | 3.4124 | 0 | 0 | 0.00095845
[24 empty] | Industrial | Lighting Controls - Exterior | Y | Metal Products and Machinery | New | 3.0223 | 0.96976 | 3.4124 | 0 | 0 | 0.00027862
[24 empty] | Industrial | Building Envelope Improvements | Y | Metal Products and Machinery | Existing | 4.2425 | 0.81631 | 6.6318 | 0.0044364 | 0.0043287 | 0.031142
[24 empty] | Industrial | Building Envelope Improvements | Y | Metal Products and Machinery | New | 4.2425 | 0.81631 | 6.6318 | 0.00029614 | 0.00028895 | 0.0020788
[24 empty] | Industrial | HVAC Equipment Upgrades | Y | Metal Products and Machinery | New | 4.3021 | 0.80923 | 6.5963 | 0.00034093 | 0.00033266 | 0.0023933
[24 empty] | Industrial | HVAC Equipment Upgrades | Y | Metal Products and Machinery | Turnover | 4.3021 | 0.80923 | 6.5963 | 0.0017246 | 0.0016828 | 0.012107
[24 empty] | Industrial | Efficient Lighting - High Bay | Y | Metal Products and Machinery | New | 2.8795 | 0.75204 | 4.1205 | 0.0015997 | 0.001555 | 0.011207
[24 empty] | Industrial | Efficient Lighting - High Bay | Y | Metal Products and Machinery | Turnover | 2.8795 | 0.75204 | 4.1205 | 0.0099248 | 0.0096471 | 0.069532
[24 empty] | Industrial | Efficient Lighting - Other Interior Lighting | Y | Metal Products and Machinery | New | 1.7001 | 0.635 | 2.7709 | 0.0016726 | 0.0016258 | 0.011718
[24 empty] | Industrial | Efficient Lighting - Other Interior Lighting | Y | Metal Products and Machinery | Turnover | 1.7001 | 0.635 | 2.7709 | 0.010366 | 0.010076 | 0.072621
[24 empty] | Industrial | Lighting Controls | Y | Metal Products and Machinery | Existing | 3.0105 | 0.7891 | 4.2086 | 0.0014941 | 0.0014523 | 0.010468
[24 empty] | Industrial | Lighting Controls | Y | Metal Products and Machinery | New | 3.0105 | 0.7891 | 4.2086 | 0.00042935 | 0.00041734 | 0.003008
[24 empty] | Industrial | Fan Equipment Upgrades | Y | Metal Products and Machinery | New | 4.0376 | 0.81478 | 5.8794 | 0.00017121 | 0.00016669 | 0.0012714
[24 empty] | Industrial | Fan Equipment Upgrades | Y | Metal Products and Machinery | Turnover | 4.0376 | 0.81478 | 5.8794 | 0.0010885 | 0.0010598 | 0.0080835
[24 empty] | Industrial | Motor Equipment Upgrades | Y | Metal Products and Machinery | New | 2.5078 | 0.75645 | 3.749 | 4.5776e-05 | 4.4567e-05 | 0.00033993
[24 empty] | Industrial | Motor Equipment Upgrades | Y | Metal Products and Machinery | Turnover | 2.5078 | 0.75645 | 3.749 | 0.00029371 | 0.00028595 | 0.0021811
[24 empty] | Industrial | Pump Equipment Upgrade | Y | Metal Products and Machinery | New | 4.0376 | 0.81478 | 5.8794 | 0.00028989 | 0.00028223 | 0.0021527
[24 empty] | Industrial | Pump Equipment Upgrade | Y | Metal Products and Machinery | Turnover | 4.0376 | 0.81478 | 5.8794 | 0.0018602 | 0.0018111 | 0.013814
[24 empty] | Industrial | Process Refrig Controls | Y | Metal Products and Machinery | Existing | 1.1636 | 0.54252 | 2.2108 | 0.00026931 | 0.00026267 | 0.0019561
[24 empty] | Industrial | Process Refrig Controls | Y | Metal Products and Machinery | New | 1.1636 | 0.54252 | 2.2108 | 1.8124e-05 | 1.7677e-05 | 0.00013165
[24 empty] | Industrial | Process Refrig Equipment Upgrade | Y | Metal Products and Machinery | New | 2.3725 | 0.74095 | 3.5884 | 5.9394e-05 | 5.793e-05 | 0.00043142
[24 empty] | Industrial | Process Refrig Equipment Upgrade | Y | Metal Products and Machinery | Turnover | 2.3725 | 0.74095 | 3.5884 | 0.00031663 | 0.00030882 | 0.0022999
[24 empty] | Industrial | Process Other Systems Optimization | Y | Metal Products and Machinery | Existing | 1.3417 | 0.61473 | 2.4115 | 0.0063358 | 0.0061796 | 0.046021
[24 empty] | Industrial | Process Other Systems Optimization | Y | Metal Products and Machinery | New | 1.3417 | 0.61473 | 2.4115 | 0.00043351 | 0.00042282 | 0.0031489
[24 empty] | Industrial | HVAC Equipment Upgrades | Y | Miscellaneous Manufacturing | New | 2.2464 | 0.69038 | 3.5595 | 0.0001907 | 0.00018608 | 0.0013387
[24 empty] | Industrial | HVAC Equipment Upgrades | Y | Miscellaneous Manufacturing | Turnover | 2.2464 | 0.69038 | 3.5595 | 0.00096469 | 0.00094128 | 0.0067719
[24 empty] | Industrial | Efficient Lighting - High Bay | Y | Miscellaneous Manufacturing | New | 2.8795 | 0.75204 | 4.1205 | 8.0912e-05 | 7.8649e-05 | 0.00056686
[24 empty] | Industrial | Efficient Lighting - High Bay | Y | Miscellaneous Manufacturing | Turnover | 2.8795 | 0.75204 | 4.1205 | 0.00049397 | 0.00048015 | 0.0034607
[24 empty] | Industrial | Efficient Lighting - Other Interior Lighting | Y | Miscellaneous Manufacturing | New | 1.7001 | 0.635 | 2.7709 | 8.561e-05 | 8.3215e-05 | 0.00059977
[24 empty] | Industrial | Efficient Lighting - Other Interior Lighting | Y | Miscellaneous Manufacturing | Turnover | 1.7001 | 0.635 | 2.7709 | 0.00052235 | 0.00050774 | 0.0036595
[24 empty] | Industrial | Fan Equipment Upgrades | Y | Miscellaneous Manufacturing | New | 3.3766 | 0.78381 | 4.9302 | 7.2352e-06 | 7.0441e-06 | 5.3729e-05
[24 empty] | Industrial | Fan Equipment Upgrades | Y | Miscellaneous Manufacturing | Turnover | 3.3766 | 0.78381 | 4.9302 | 4.6001e-05 | 4.4786e-05 | 0.00034161
[24 empty] | Industrial | Motor Equipment Upgrades | Y | Miscellaneous Manufacturing | New | 2.1649 | 0.72195 | 3.3139 | 2.8565e-06 | 2.7811e-06 | 2.1213e-05
[24 empty] | Industrial | Motor Equipment Upgrades | Y | Miscellaneous Manufacturing | Turnover | 2.1649 | 0.72195 | 3.3139 | 1.874e-05 | 1.8245e-05 | 0.00013917
[24 empty] | Industrial | Pump Equipment Upgrade | Y | Miscellaneous Manufacturing | New | 4.3694 | 0.82745 | 6.3837 | 2.8584e-05 | 2.7829e-05 | 0.00021227
[24 empty] | Industrial | Pump Equipment Upgrade | Y | Miscellaneous Manufacturing | Turnover | 4.3694 | 0.82745 | 6.3837 | 0.00018342 | 0.00017858 | 0.0013621
[24 empty] | Industrial | Pump System Optimization | Y | Miscellaneous Manufacturing | Existing | 3.1173 | 0.80385 | 4.5801 | 0.00042292 | 0.00041175 | 0.0031406
[24 empty] | Industrial | Pump System Optimization | Y | Miscellaneous Manufacturing | New | 3.1173 | 0.80385 | 4.5801 | 2.8196e-05 | 2.7451e-05 | 0.00020938
[24 empty] | Industrial | Process Refrig Equipment Upgrade | Y | Miscellaneous Manufacturing | New | 2.0108 | 0.70154 | 3.1366 | 1.0931e-06 | 1.0662e-06 | 7.9402e-06
[24 empty] | Industrial | Process Refrig Equipment Upgrade | Y | Miscellaneous Manufacturing | Turnover | 2.0108 | 0.70154 | 3.1366 | 5.8275e-06 | 5.6838e-06 | 4.2328e-05
[24 empty] | Industrial | Lighting Controls - Exterior | Y | Primary Resources Industries | Existing | 3.2398 | 0.9911 | 3.6122 | 0 | 0 | 0.00064256
[24 empty] | Industrial | Lighting Controls - Exterior | Y | Primary Resources Industries | New | 3.2398 | 0.9911 | 3.6122 | 0 | 0 | 0.00018679
[24 empty] | Industrial | Building Envelope Improvements | Y | Primary Resources Industries | Existing | 4.218 | 0.8154 | 6.5882 | 0.00045777 | 0.00044667 | 0.0032135
[24 empty] | Industrial | Building Envelope Improvements | Y | Primary Resources Industries | New | 4.218 | 0.8154 | 6.5882 | 3.1159e-05 | 3.0403e-05 | 0.00021873
[24 empty] | Industrial | HVAC Equipment Upgrades | Y | Primary Resources Industries | New | 2.9225 | 0.74323 | 4.4715 | 8.5632e-05 | 8.3555e-05 | 0.00060112
[24 empty] | Industrial | HVAC Equipment Upgrades | Y | Primary Resources Industries | Turnover | 2.9225 | 0.74323 | 4.4715 | 0.00043471 | 0.00042416 | 0.0030516
[24 empty] | Industrial | Efficient Lighting - High Bay | Y | Primary Resources Industries | New | 2.8795 | 0.75204 | 4.1205 | 0.0010557 | 0.0010262 | 0.0073964
[24 empty] | Industrial | Efficient Lighting - High Bay | Y | Primary Resources Industries | Turnover | 2.8795 | 0.75204 | 4.1205 | 0.0065829 | 0.0063988 | 0.046119
[24 empty] | Industrial | Efficient Lighting - Other Interior Lighting | Y | Primary Resources Industries | New | 1.7001 | 0.635 | 2.7709 | 0.00083975 | 0.00081626 | 0.0058832
[24 empty] | Industrial | Efficient Lighting - Other Interior Lighting | Y | Primary Resources Industries | Turnover | 1.7001 | 0.635 | 2.7709 | 0.0052311 | 0.0050847 | 0.036648
[24 empty] | Industrial | Lighting Controls | Y | Primary Resources Industries | Existing | 3.2271 | 0.80323 | 4.4743 | 0.001311 | 0.0012744 | 0.009185
[24 empty] | Industrial | Lighting Controls | Y | Primary Resources Industries | New | 3.2271 | 0.80323 | 4.4743 | 0.00037674 | 0.0003662 | 0.0026394
[24 empty] | Industrial | Motor Equipment Upgrades | Y | Primary Resources Industries | New | 2.6338 | 0.76752 | 3.9146 | 1.1101e-05 | 1.0808e-05 | 8.2438e-05
[24 empty] | Industrial | Motor Equipment Upgrades | Y | Primary Resources Industries | Turnover | 2.6338 | 0.76752 | 3.9146 | 7.1235e-05 | 6.9354e-05 | 0.000529
[24 empty] | Industrial | Process Refrig Equipment Upgrade | Y | Primary Resources Industries | New | 3.0077 | 0.79327 | 4.4431 | 7.971e-05 | 7.7745e-05 | 0.00057899
[24 empty] | Industrial | Process Refrig Equipment Upgrade | Y | Primary Resources Industries | Turnover | 3.0077 | 0.79327 | 4.4431 | 0.00042493 | 0.00041445 | 0.0030865
[24 empty] | Industrial | Process Other Systems Optimization | Y | Primary Resources Industries | Existing | 1.2508 | 0.59491 | 2.2987 | 9.9222e-05 | 9.6775e-05 | 0.00072071
[24 empty] | Industrial | Process Other Systems Optimization | Y | Primary Resources Industries | New | 1.2508 | 0.59491 | 2.2987 | 6.789e-06 | 6.6216e-06 | 4.9312e-05
[24 empty] | Industrial | Compressed Air Equipment | Y | Stone/Clay/Glass/Concrete | New | 2.8618 | 0.75239 | 4.2382 | 3.2623e-05 | 3.1761e-05 | 0.00024226
[24 empty] | Industrial | Compressed Air Equipment | Y | Stone/Clay/Glass/Concrete | Turnover | 2.8618 | 0.75239 | 4.2382 | 0.00022608 | 0.00022011 | 0.0016789
[24 empty] | Industrial | Lighting Controls - Exterior | Y | Stone/Clay/Glass/Concrete | Existing | 3.1852 | 0.98594 | 3.5617 | 0 | 0 | 0.0001535
[24 empty] | Industrial | Lighting Controls - Exterior | Y | Stone/Clay/Glass/Concrete | New | 3.1852 | 0.98594 | 3.5617 | 0 | 0 | 4.4623e-05
[24 empty] | Industrial | Building Envelope Improvements | Y | Stone/Clay/Glass/Concrete | Existing | 3.6899 | 0.79345 | 5.6894 | 9.7978e-05 | 9.5601e-05 | 0.00068779
[24 empty] | Industrial | Building Envelope Improvements | Y | Stone/Clay/Glass/Concrete | New | 3.6899 | 0.79345 | 5.6894 | 6.669e-06 | 6.5072e-06 | 4.6815e-05
[24 empty] | Industrial | Efficient Lighting - High Bay | Y | Stone/Clay/Glass/Concrete | New | 2.8795 | 0.75204 | 4.1205 | 0.00012254 | 0.00011911 | 0.00085851
[24 empty] | Industrial | Efficient Lighting - High Bay | Y | Stone/Clay/Glass/Concrete | Turnover | 2.8795 | 0.75204 | 4.1205 | 0.00075896 | 0.00073772 | 0.0053171
[24 empty] | Industrial | Efficient Lighting - Other Interior Lighting | Y | Stone/Clay/Glass/Concrete | New | 1.7001 | 0.635 | 2.7709 | 0.00021591 | 0.00020987 | 0.0015126
[24 empty] | Industrial | Efficient Lighting - Other Interior Lighting | Y | Stone/Clay/Glass/Concrete | Turnover | 1.7001 | 0.635 | 2.7709 | 0.0013366 | 0.0012992 | 0.0093639
[24 empty] | Industrial | Lighting Controls | Y | Stone/Clay/Glass/Concrete | Existing | 3.1728 | 0.79982 | 4.4072 | 0.00021393 | 0.00020794 | 0.0014987
[24 empty] | Industrial | Lighting Controls | Y | Stone/Clay/Glass/Concrete | New | 3.1728 | 0.79982 | 4.4072 | 6.1474e-05 | 5.9754e-05 | 0.00043068
[24 empty] | Industrial | Fan Equipment Upgrades | Y | Stone/Clay/Glass/Concrete | New | 3.3766 | 0.78381 | 4.9302 | 5.304e-05 | 5.1639e-05 | 0.00039388
[24 empty] | Industrial | Fan Equipment Upgrades | Y | Stone/Clay/Glass/Concrete | Turnover | 3.3766 | 0.78381 | 4.9302 | 0.00033723 | 0.00032832 | 0.0025043
[24 empty] | Industrial | Pump Equipment Upgrade | Y | Stone/Clay/Glass/Concrete | New | 3.3766 | 0.78381 | 4.9302 | 8.9931e-05 | 8.7556e-05 | 0.00066783
[24 empty] | Industrial | Pump Equipment Upgrade | Y | Stone/Clay/Glass/Concrete | Turnover | 3.3766 | 0.78381 | 4.9302 | 0.00057708 | 0.00056184 | 0.0042854
[24 empty] | Industrial | Process Refrig Equipment Upgrade | Y | Stone/Clay/Glass/Concrete | New | 1.8682 | 0.68335 | 2.9649 | 1.3095e-05 | 1.2772e-05 | 9.512e-05
[24 empty] | Industrial | Process Refrig Equipment Upgrade | Y | Stone/Clay/Glass/Concrete | Turnover | 1.8682 | 0.68335 | 2.9649 | 6.9811e-05 | 6.8089e-05 | 0.00050708
[24 empty] | Industrial | Process Heat Equipment Upgrade | Y | Stone/Clay/Glass/Concrete | New | 2.0479 | 0.706 | 3.1819 | 0.0007401 | 0.00072185 | 0.0053758
[24 empty] | Industrial | Process Heat Equipment Upgrade | Y | Stone/Clay/Glass/Concrete | Turnover | 2.0479 | 0.706 | 3.1819 | 0.0052877 | 0.0051573 | 0.038408
[24 empty] | Industrial | Compressed Air Equipment | Y | Textiles and Leather | New | 4.567 | 0.83429 | 6.6936 | 2.4398e-05 | 2.3754e-05 | 0.00018118
[24 empty] | Industrial | Compressed Air Equipment | Y | Textiles and Leather | Turnover | 4.567 | 0.83429 | 6.6936 | 0.00016909 | 0.00016462 | 0.0012556
[24 empty] | Industrial | Lighting Controls - Exterior | Y | Textiles and Leather | Existing | 3.6396 | 1.0256 | 3.9905 | 0 | 0 | 0.00010677
[24 empty] | Industrial | Lighting Controls - Exterior | Y | Textiles and Leather | New | 3.6396 | 1.0256 | 3.9905 | 0 | 0 | 3.1038e-05
[24 empty] | Industrial | Building Envelope Improvements | Y | Textiles and Leather | Existing | 2.2534 | 0.6978 | 3.5781 | 0.00022094 | 0.00021558 | 0.0015509
[24 empty] | Industrial | Building Envelope Improvements | Y | Textiles and Leather | New | 2.2534 | 0.6978 | 3.5781 | 1.4894e-05 | 1.4533e-05 | 0.00010455
[24 empty] | Industrial | HVAC Equipment Upgrades | Y | Textiles and Leather | New | 4.8273 | 0.82613 | 7.5154 | 2.5422e-05 | 2.4805e-05 | 0.00017846
[24 empty] | Industrial | HVAC Equipment Upgrades | Y | Textiles and Leather | Turnover | 4.8273 | 0.82613 | 7.5154 | 0.0001286 | 0.00012548 | 0.00090274
[24 empty] | Industrial | Efficient Lighting - High Bay | Y | Textiles and Leather | New | 2.8795 | 0.75204 | 4.1205 | 9.1241e-05 | 8.8689e-05 | 0.00063922
[24 empty] | Industrial | Efficient Lighting - High Bay | Y | Textiles and Leather | Turnover | 2.8795 | 0.75204 | 4.1205 | 0.00056464 | 0.00054885 | 0.0039558
[24 empty] | Industrial | Efficient Lighting - Other Interior Lighting | Y | Textiles and Leather | New | 1.7001 | 0.635 | 2.7709 | 0.00029728 | 0.00028896 | 0.0020827
[24 empty] | Industrial | Efficient Lighting - Other Interior Lighting | Y | Textiles and Leather | Turnover | 1.7001 | 0.635 | 2.7709 | 0.0018388 | 0.0017874 | 0.012882
[24 empty] | Industrial | Lighting Controls | Y | Textiles and Leather | Existing | 3.6254 | 0.82581 | 4.9774 | 0.00014058 | 0.00013664 | 0.00098485
[24 empty] | Industrial | Lighting Controls | Y | Textiles and Leather | New | 3.6254 | 0.82581 | 4.9774 | 4.0396e-05 | 3.9266e-05 | 0.00028301
[24 empty] | Industrial | Fan Equipment Upgrades | Y | Textiles and Leather | New | 4.5114 | 0.83242 | 6.6056 | 3.1422e-05 | 3.0592e-05 | 0.00023334
[24 empty] | Industrial | Fan Equipment Upgrades | Y | Textiles and Leather | Turnover | 4.5114 | 0.83242 | 6.6056 | 0.00019978 | 0.0001945 | 0.0014836
[24 empty] | Industrial | Motor Equipment Upgrades | Y | Textiles and Leather | New | 3.1166 | 0.80381 | 4.5792 | 1.0246e-05 | 9.9752e-06 | 7.6086e-05
[24 empty] | Industrial | Motor Equipment Upgrades | Y | Textiles and Leather | Turnover | 3.1166 | 0.80381 | 4.5792 | 6.5738e-05 | 6.4002e-05 | 0.00048817
[24 empty] | Industrial | Motor Optimization | Y | Textiles and Leather | Existing | 1.6015 | 0.64614 | 2.6442 | 0.0053293 | 0.0051885 | 0.039576
[24 empty] | Industrial | Motor Optimization | Y | Textiles and Leather | New | 1.6015 | 0.64614 | 2.6442 | 0.0003248 | 0.00031622 | 0.002412
[24 empty] | Industrial | Pump Equipment Upgrade | Y | Textiles and Leather | New | 4.5114 | 0.83242 | 6.6056 | 5.3276e-05 | 5.1869e-05 | 0.00039563
[24 empty] | Industrial | Pump Equipment Upgrade | Y | Textiles and Leather | Turnover | 4.5114 | 0.83242 | 6.6056 | 0.00034187 | 0.00033284 | 0.0025387
[24 empty] | Industrial | Process Refrig Equipment Upgrade | Y | Textiles and Leather | New | 2.7414 | 0.77346 | 4.0748 | 7.7718e-06 | 7.5802e-06 | 5.6452e-05
[24 empty] | Industrial | Process Refrig Equipment Upgrade | Y | Textiles and Leather | Turnover | 2.7414 | 0.77346 | 4.0748 | 4.1431e-05 | 4.0409e-05 | 0.00030094
[24 empty] | Industrial | Lighting Controls - Exterior | Y | Transportation Equipment | Existing | 3.5674 | 1.0198 | 3.9211 | 0 | 0 | 0.00044041
[24 empty] | Industrial | Lighting Controls - Exterior | Y | Transportation Equipment | New | 3.5674 | 1.0198 | 3.9211 | 0 | 0 | 0.00012803
[24 empty] | Industrial | Building Envelope Improvements | Y | Transportation Equipment | Existing | 4.0878 | 0.81041 | 6.3595 | 0.0026072 | 0.0025439 | 0.018302
[24 empty] | Industrial | Building Envelope Improvements | Y | Transportation Equipment | New | 4.0878 | 0.81041 | 6.3595 | 0.00017746 | 0.00017316 | 0.0012458
[24 empty] | Industrial | HVAC Recommissioning | Y | Transportation Equipment | Existing | 1.9719 | 0.69352 | 3.1923 | 0.0012777 | 0.0012467 | 0.0089691
[24 empty] | Industrial | HVAC Recommissioning | Y | Transportation Equipment | New | 1.9719 | 0.69352 | 3.1923 | 0.00021686 | 0.0002116 | 0.0015223
[24 empty] | Industrial | Efficient Lighting - High Bay | Y | Transportation Equipment | New | 2.8795 | 0.75204 | 4.1205 | 0.00036445 | 0.00035425 | 0.0025533
[24 empty] | Industrial | Efficient Lighting - High Bay | Y | Transportation Equipment | Turnover | 2.8795 | 0.75204 | 4.1205 | 0.0023032 | 0.0022387 | 0.016136
[24 empty] | Industrial | Efficient Lighting - Other Interior Lighting | Y | Transportation Equipment | New | 1.7001 | 0.635 | 2.7709 | 0.001042 | 0.0010129 | 0.0073004
[24 empty] | Industrial | Efficient Lighting - Other Interior Lighting | Y | Transportation Equipment | Turnover | 1.7001 | 0.635 | 2.7709 | 0.0075976 | 0.0073851 | 0.053228
[24 empty] | Industrial | Lighting Controls | Y | Transportation Equipment | Existing | 3.5535 | 0.82203 | 4.8852 | 0.0014596 | 0.0014188 | 0.010226
[24 empty] | Industrial | Lighting Controls | Y | Transportation Equipment | New | 3.5535 | 0.82203 | 4.8852 | 0.00041944 | 0.00040771 | 0.0029386
[24 empty] | Industrial | Fan Equipment Upgrades | Y | Transportation Equipment | New | 2.5399 | 0.72813 | 3.8247 | 4.0903e-05 | 3.9822e-05 | 0.00030375
[24 empty] | Industrial | Fan Equipment Upgrades | Y | Transportation Equipment | Turnover | 2.5399 | 0.72813 | 3.8247 | 0.00026006 | 0.00025319 | 0.0019312
[24 empty] | Industrial | Pump Equipment Upgrade | Y | Transportation Equipment | New | 2.5399 | 0.72813 | 3.8247 | 6.9352e-05 | 6.752e-05 | 0.00051501
[24 empty] | Industrial | Pump Equipment Upgrade | Y | Transportation Equipment | Turnover | 2.5399 | 0.72813 | 3.8247 | 0.00044502 | 0.00043327 | 0.0033047
[24 empty] | Industrial | Lighting Controls - Exterior | Y | Water and Wastewater | Existing | 3.3811 | 1.0039 | 3.7443 | 0 | 0 | 2.1009e-06
[24 empty] | Industrial | Lighting Controls - Exterior | Y | Water and Wastewater | New | 3.3811 | 1.0039 | 3.7443 | 0 | 0 | 6.1074e-07
[24 empty] | Industrial | Building Envelope Improvements | Y | Water and Wastewater | Existing | 3.8945 | 0.80251 | 6.0287 | 9.756e-06 | 9.5193e-06 | 6.8485e-05
[24 empty] | Industrial | Building Envelope Improvements | Y | Water and Wastewater | New | 3.8945 | 0.80251 | 6.0287 | 6.551e-07 | 6.392e-07 | 4.5987e-06
[24 empty] | Industrial | HVAC Equipment Upgrades | Y | Water and Wastewater | New | 4.5701 | 0.81825 | 7.0569 | 5.6091e-07 | 5.473e-07 | 3.9375e-06
[24 empty] | Industrial | HVAC Equipment Upgrades | Y | Water and Wastewater | Turnover | 4.5701 | 0.81825 | 7.0569 | 2.8374e-06 | 2.7685e-06 | 1.9918e-05
[24 empty] | Industrial | HVAC Recommissioning | Y | Water and Wastewater | Existing | 1.9849 | 0.69511 | 3.2094 | 6.3407e-06 | 6.1869e-06 | 4.4511e-05
[24 empty] | Industrial | HVAC Recommissioning | Y | Water and Wastewater | New | 1.9849 | 0.69511 | 3.2094 | 1.0652e-06 | 1.0394e-06 | 7.4777e-06
[24 empty] | Industrial | Efficient Lighting - High Bay | Y | Water and Wastewater | New | 2.8795 | 0.75204 | 4.1205 | 2.6537e-06 | 2.5795e-06 | 1.8592e-05
[24 empty] | Industrial | Efficient Lighting - High Bay | Y | Water and Wastewater | Turnover | 2.8795 | 0.75204 | 4.1205 | 1.6455e-05 | 1.5995e-05 | 0.00011528
[24 empty] | Industrial | Efficient Lighting - Other Interior Lighting | Y | Water and Wastewater | New | 1.7001 | 0.635 | 2.7709 | 4.393e-06 | 4.2702e-06 | 3.0777e-05
[24 empty] | Industrial | Efficient Lighting - Other Interior Lighting | Y | Water and Wastewater | Turnover | 1.7001 | 0.635 | 2.7709 | 2.722e-05 | 2.6458e-05 | 0.0001907
[24 empty] | Industrial | Lighting Controls | Y | Water and Wastewater | Existing | 3.3679 | 0.81168 | 4.6499 | 3.1671e-06 | 3.0785e-06 | 2.2189e-05
[24 empty] | Industrial | Lighting Controls | Y | Water and Wastewater | New | 3.3679 | 0.81168 | 4.6499 | 9.1011e-07 | 8.8465e-07 | 6.3761e-06
[24 empty] | Industrial | Fan Equipment Upgrades | Y | Water and Wastewater | New | 3.3766 | 0.78381 | 4.9302 | 4.3022e-07 | 4.1886e-07 | 3.1948e-06
[24 empty] | Industrial | Fan Equipment Upgrades | Y | Water and Wastewater | Turnover | 3.3766 | 0.78381 | 4.9302 | 2.7353e-06 | 2.6631e-06 | 2.0313e-05
[24 empty] | Industrial | Motor Equipment Upgrades | Y | Water and Wastewater | New | 2.7132 | 0.77412 | 4.0205 | 3.7227e-07 | 3.6244e-07 | 2.7645e-06
[24 empty] | Industrial | Motor Equipment Upgrades | Y | Water and Wastewater | Turnover | 2.7132 | 0.77412 | 4.0205 | 2.3881e-06 | 2.325e-06 | 1.7734e-05
[24 empty] | Industrial | Motor Optimization | Y | Water and Wastewater | Existing | 1.1122 | 0.54874 | 2.104 | 1.3582e-05 | 1.3223e-05 | 0.00010086
[24 empty] | Industrial | Motor Optimization | Y | Water and Wastewater | New | 1.1122 | 0.54874 | 2.104 | 7.4669e-07 | 7.2697e-07 | 5.545e-06
[24 empty] | Industrial | Pump Equipment Upgrade | Y | Water and Wastewater | New | 4.3694 | 0.82745 | 6.3837 | 2.6481e-06 | 2.5781e-06 | 1.9665e-05
[24 empty] | Industrial | Pump Equipment Upgrade | Y | Water and Wastewater | Turnover | 4.3694 | 0.82745 | 6.3837 | 1.6992e-05 | 1.6544e-05 | 0.00012619
[24 empty] | Industrial | Process Refrig Equipment Upgrade | Y | Water and Wastewater | New | 2.2628 | 0.7299 | 3.4488 | 8.1421e-07 | 7.9414e-07 | 5.9141e-06
[24 empty] | Industrial | Process Refrig Equipment Upgrade | Y | Water and Wastewater | Turnover | 2.2628 | 0.7299 | 3.4488 | 4.3405e-06 | 4.2335e-06 | 3.1528e-05
The Custom Incentive program may cover a multitude of Commercial and Industrial DSM

## Staff ROG30
Q30
| Economic Potential - RIM | [13 empty] | Economic Potential - TRC | [13 empty] | Achievable Potential - RIM | [13 empty] | Achievable Potential - TRC
| Passing Measures Savings & Costs | [13 empty] | Passing Measures Savings & Costs | [13 empty] | Passing Measures Savings & Costs | [13 empty] | Passing Measures Savings & Costs
| [Economic Potential or Achievable Potential] – [TRC or RIM] – [Nominal or NPV] | [13 empty] | [Economic Potential or Achievable Potential] – [TRC or RIM] – [Nominal or NPV] | [13 empty] | [Economic Potential or Achievable Potential] – [TRC or RIM] – [Nominal or NPV] | [13 empty] | [Economic Potential or Achievable Potential] – [TRC or RIM] – [Nominal or NPV]
| Customer Class | Measure Name | Segment | Vintage | Total Avoided Cost | Avoided Generation | Avoided T&D | Avoided O&M | Avoided Fuel | Admin Costs | Incentives | Lost Revenues | Utility Equipment | Customer Equipment | Customer Class | Measure Name | Segment | Vintage | Total Avoided Cost | Avoided Generation | Avoided T&D | Avoided O&M | Avoided Fuel | Admin Costs | Incentives | Lost Revenues | Utility Equipment | Customer Equipment | Customer Class | Measure Name | Segment | Vintage | Total Avoided Cost | Avoided Generation | Avoided T&D | Avoided O&M | Avoided Fuel | Admin Costs | Incentives | Lost Revenues | Utility Equipment | Customer Equipment | Customer Class | Measure Name | Segment | Vintage | Total Avoided Cost | Avoided Generation | Avoided T&D | Avoided O&M | Avoided Fuel | Admin Costs | Incentives | Lost Revenues | Utility Equipment | Customer Equipment
[5 empty] | NPV | N/A | N/A | N/A | N/A | N/A | N/A | NPV | N/A | Nominal |  |  |  |  | NPV | N/A | N/A | N/A | N/A | N/A | N/A | NPV | N/A | Nominal |  |  |  |  | NPV | N/A | N/A | N/A | N/A | NPV | NPV | NPV | N/A | NPV |  |  |  |  | NPV | N/A | N/A | N/A | N/A | NPV | NPV | NPV | N/A | NPV
| Industrial | Lighting Controls - Exterior | Agriculture and Assembly | Existing | 1681.623 | N/A | N/A | N/A | N/A | N/A | N/A | 1560.634 | N/A | 387.8034 | Residential | High Efficiency Induction Cooktop | Single Family | Turnover | 1331912.6916 | N/A | N/A | N/A | N/A | N/A | N/A | 2085966.565 | N/A | 1026105.299 | Industrial | Lighting Controls - Exterior | Agriculture and Assembly | Existing | 167.485 | N/A | N/A | N/A | N/A | 6.7952 | 0.48152 | 155.4348 | N/A | 38.6241 | Residential | High Efficiency Induction Cooktop | Single Family | Turnover | 192969.2105 | N/A | N/A | N/A | N/A | 40457.8935 | 74464.1269 | 302217.498 | N/A | 148663.4452
| Industrial | Lighting Controls - Exterior | Agriculture and Assembly | New | 27.6521 | N/A | N/A | N/A | N/A | N/A | N/A | 25.6626 | N/A | 6.3769 | Residential | High Efficiency Induction Cooktop | Multi-Family | Turnover | 1033929.4042 | N/A | N/A | N/A | N/A | N/A | N/A | 1619281.9404 | N/A | 796539.0277 | Industrial | Lighting Controls - Exterior | Agriculture and Assembly | New | 48.6098 | N/A | N/A | N/A | N/A | 1.9722 | 0.13975 | 45.1125 | N/A | 11.21 | Residential | High Efficiency Induction Cooktop | Multi-Family | Turnover | 149797.0113 | N/A | N/A | N/A | N/A | 31406.4172 | 57804.5773 | 234603.6336 | N/A | 115403.5906
| Industrial | Lighting Controls - Exterior | Chemicals and Plastics | Existing | 4041.4287 | N/A | N/A | N/A | N/A | N/A | N/A | 3750.6571 | N/A | 1043.8177 | Residential | High Efficiency Induction Cooktop | Manufactured Home | Turnover | 16270.6225 | N/A | N/A | N/A | N/A | N/A | N/A | 25482.1317 | N/A | 12534.8847 | Industrial | Lighting Controls - Exterior | Chemicals and Plastics | Existing | 423.9334 | N/A | N/A | N/A | N/A | 17.1999 | 12.9477 | 393.4324 | N/A | 109.4933 | Residential | High Efficiency Induction Cooktop | Manufactured Home | Turnover | 2357.3086 | N/A | N/A | N/A | N/A | 494.2329 | 909.6525 | 3691.8838 | N/A | 1816.0701
| Industrial | Lighting Controls - Exterior | Chemicals and Plastics | New | 66.456 | N/A | N/A | N/A | N/A | N/A | N/A | 61.6747 | N/A | 17.1642 | Residential | High Efficiency Induction Cooktop | Single Family | New | 39637.8094 | N/A | N/A | N/A | N/A | N/A | N/A | 62078.5023 | N/A | 30536.9613 | Industrial | Lighting Controls - Exterior | Chemicals and Plastics | New | 123.0399 | N/A | N/A | N/A | N/A | 4.992 | 3.7579 | 114.1875 | N/A | 31.7787 | Residential | High Efficiency Induction Cooktop | Single Family | New | 75356.8746 | N/A | N/A | N/A | N/A | 15799.3101 | 29079.1668 | 118019.6884 | N/A | 58054.9227
| Industrial | Lighting Controls - Exterior | Construction | Existing | 674.9621 | N/A | N/A | N/A | N/A | N/A | N/A | 626.4001 | N/A | 172.2449 | Residential | High Efficiency Induction Cooktop | Multi-Family | New | 30769.8071 | N/A | N/A | N/A | N/A | N/A | N/A | 48189.9371 | N/A | 23705.0539 | Industrial | Lighting Controls - Exterior | Construction | Existing | 70.4407 | N/A | N/A | N/A | N/A | 2.8579 | 1.9339 | 65.3727 | N/A | 17.9759 | Residential | High Efficiency Induction Cooktop | Multi-Family | New | 58497.5943 | N/A | N/A | N/A | N/A | 12264.5962 | 22573.4057 | 91615.6341 | N/A | 45066.5362
| Industrial | Lighting Controls - Exterior | Construction | New | 11.0989 | N/A | N/A | N/A | N/A | N/A | N/A | 10.3003 | N/A | 2.8323 | Residential | High Efficiency Induction Cooktop | Manufactured Home | New | 484.2148 | N/A | N/A | N/A | N/A | N/A | N/A | 758.3499 | N/A | 373.039 | Industrial | Lighting Controls - Exterior | Construction | New | 20.4443 | N/A | N/A | N/A | N/A | 0.82947 | 0.56129 | 18.9734 | N/A | 5.2172 | Residential | High Efficiency Induction Cooktop | Manufactured Home | New | 920.5583 | N/A | N/A | N/A | N/A | 193.0041 | 355.2306 | 1441.7265 | N/A | 709.1979
| Industrial | Lighting Controls - Exterior | Electrical and Electronic Equip. | Existing | 1335.2589 | N/A | N/A | N/A | N/A | N/A | N/A | 1239.1901 | N/A | 351.8702 | Residential | CFL-13W | Single Family | Turnover | 6786691.6869 | N/A | N/A | N/A | N/A | N/A | N/A | 10437531.8216 | N/A | 3683211.8491 | Industrial | Lighting Controls - Exterior | Electrical and Electronic Equip. | Existing | 140.1188 | N/A | N/A | N/A | N/A | 5.6849 | 4.3963 | 130.0376 | N/A | 36.9244 | Residential | CFL-13W | Single Family | Turnover | 2803975.4375 | N/A | N/A | N/A | N/A | 311560.4425 | 230670.9221 | 4312348.9627 | N/A | 1521748.1554
| Industrial | Lighting Controls - Exterior | Electrical and Electronic Equip. | New | 21.9566 | N/A | N/A | N/A | N/A | N/A | N/A | 20.3769 | N/A | 5.786 | Residential | CFL-13W | Multi-Family | Turnover | 5089973.3917 | N/A | N/A | N/A | N/A | N/A | N/A | 7828079.0845 | N/A | 2762384.2621 | Industrial | Lighting Controls - Exterior | Electrical and Electronic Equip. | New | 40.6672 | N/A | N/A | N/A | N/A | 1.65 | 1.276 | 37.7413 | N/A | 10.7167 | Residential | CFL-13W | Multi-Family | Turnover | 2102962.8328 | N/A | N/A | N/A | N/A | 233668.249 | 173001.6495 | 3234232.8929 | N/A | 1141300.9433
| Industrial | Lighting Controls - Exterior | Lumber/Furniture/Pulp/Paper | Existing | 1657.9558 | N/A | N/A | N/A | N/A | N/A | N/A | 1538.6697 | N/A | 527.7157 | Residential | CFL-13W | Manufactured Home | Turnover | 80469.3383 | N/A | N/A | N/A | N/A | N/A | N/A | 123757.0997 | N/A | 43671.5905 | Industrial | Lighting Controls - Exterior | Lumber/Furniture/Pulp/Paper | Existing | 172.2801 | N/A | N/A | N/A | N/A | 6.9898 | 5.4054 | 159.8849 | N/A | 54.8355 | Residential | CFL-13W | Manufactured Home | Turnover | 33246.5447 | N/A | N/A | N/A | N/A | 3694.1508 | 2735.0493 | 51131.2263 | N/A | 18043.2637
| Industrial | Lighting Controls - Exterior | Lumber/Furniture/Pulp/Paper | New | 27.2629 | N/A | N/A | N/A | N/A | N/A | N/A | 25.3014 | N/A | 8.6776 | Residential | CFL-13W | Single Family | New | 201972.3913 | N/A | N/A | N/A | N/A | N/A | N/A | 310621.634 | N/A | 109612.6271 | Industrial | Lighting Controls - Exterior | Lumber/Furniture/Pulp/Paper | New | 50.0015 | N/A | N/A | N/A | N/A | 2.0287 | 1.5688 | 46.404 | N/A | 15.9151 | Residential | CFL-13W | Single Family | New | 692918.0296 | N/A | N/A | N/A | N/A | 76992.7743 | 57003.367 | 1065667.0905 | N/A | 376054.1977
| Industrial | Lighting Controls - Exterior | Metal Products and Machinery | Existing | 3585.4857 | N/A | N/A | N/A | N/A | N/A | N/A | 3327.5181 | N/A | 1040.8576 | Residential | CFL-13W | Multi-Family | New | 151477.9433 | N/A | N/A | N/A | N/A | N/A | N/A | 232964.149 | N/A | 82208.7375 | Industrial | Lighting Controls - Exterior | Metal Products and Machinery | Existing | 374.2794 | N/A | N/A | N/A | N/A | 15.1854 | 11.7432 | 347.3509 | N/A | 108.6524 | Residential | CFL-13W | Multi-Family | New | 519683.89 | N/A | N/A | N/A | N/A | 57744.066 | 42752.1441 | 799243.1937 | N/A | 282038.1343
| Industrial | Lighting Controls - Exterior | Metal Products and Machinery | New | 58.9587 | N/A | N/A | N/A | N/A | N/A | N/A | 54.7167 | N/A | 17.1156 | Residential | CFL-13W | Manufactured Home | New | 2394.7728 | N/A | N/A | N/A | N/A | N/A | N/A | 3683.0194 | N/A | 1299.6694 | Industrial | Lighting Controls - Exterior | Metal Products and Machinery | New | 108.6286 | N/A | N/A | N/A | N/A | 4.4073 | 3.4083 | 100.813 | N/A | 31.5346 | Residential | CFL-13W | Manufactured Home | New | 8215.8816 | N/A | N/A | N/A | N/A | 912.8981 | 675.885 | 12635.5417 | N/A | 4458.8489
| Industrial | Lighting Controls - Exterior | Primary Resources Industries | Existing | 2477.2277 | N/A | N/A | N/A | N/A | N/A | N/A | 2298.9968 | N/A | 664.1218 | Residential | LED - 9W Flood | Single Family | Turnover | 21685562.3303 | N/A | N/A | N/A | N/A | N/A | N/A | 33762357.4165 | N/A | 11067258.5527 | Industrial | Lighting Controls - Exterior | Primary Resources Industries | Existing | 259.7024 | N/A | N/A | N/A | N/A | 10.5367 | 8.1483 | 241.0174 | N/A | 69.6238 | Residential | LED - 9W Flood | Single Family | Turnover | 6935416.6555 | N/A | N/A | N/A | N/A | 639742.2458 | 888468.2399 | 10797783.9075 | N/A | 3539500.0659
| Industrial | Lighting Controls - Exterior | Primary Resources Industries | New | 40.7348 | N/A | N/A | N/A | N/A | N/A | N/A | 37.804 | N/A | 10.9206 | Residential | LED - 9W Flood | Multi-Family | Turnover | 16264026.7574 | N/A | N/A | N/A | N/A | N/A | N/A | 25321542.3262 | N/A | 8300369.9185 | Industrial | Lighting Controls - Exterior | Primary Resources Industries | New | 75.3745 | N/A | N/A | N/A | N/A | 3.0581 | 2.3649 | 69.9514 | N/A | 20.2072 | Residential | LED - 9W Flood | Multi-Family | Turnover | 5201516.1268 | N/A | N/A | N/A | N/A | 479802.4075 | 666345.2403 | 8098265.745 | N/A | 2654601.3871
| Industrial | Lighting Controls - Exterior | Stone/Clay/Glass/Concrete | Existing | 587.2506 | N/A | N/A | N/A | N/A | N/A | N/A | 544.9993 | N/A | 160.5405 | Residential | LED - 9W Flood | Manufactured Home | Turnover | 257124.2274 | N/A | N/A | N/A | N/A | N/A | N/A | 400317.9597 | N/A | 131223.7267 | Industrial | Lighting Controls - Exterior | Stone/Clay/Glass/Concrete | Existing | 61.4984 | N/A | N/A | N/A | N/A | 2.4951 | 1.9295 | 57.0737 | N/A | 16.8122 | Residential | LED - 9W Flood | Manufactured Home | Turnover | 82232.7604 | N/A | N/A | N/A | N/A | 7585.38 | 10534.5071 | 128028.5844 | N/A | 41967.6099
| Industrial | Lighting Controls - Exterior | Stone/Clay/Glass/Concrete | New | 9.6566 | N/A | N/A | N/A | N/A | N/A | N/A | 8.9618 | N/A | 2.6399 | Residential | LED - 9W Flood | Single Family | New | 645363.7632 | N/A | N/A | N/A | N/A | N/A | N/A | 1004769.9803 | N/A | 329362.3434 | Industrial | Lighting Controls - Exterior | Stone/Clay/Glass/Concrete | New | 17.8489 | N/A | N/A | N/A | N/A | 0.72417 | 0.56002 | 16.5647 | N/A | 4.8795 | Residential | LED - 9W Flood | Single Family | New | 1703834.0715 | N/A | N/A | N/A | N/A | 157166.4241 | 218271.3071 | 2652707.5492 | N/A | 869554.2183
| Industrial | Lighting Controls - Exterior | Textiles and Leather | Existing | 436.9006 | N/A | N/A | N/A | N/A | N/A | N/A | 405.4666 | N/A | 102.3146 | Residential | LED - 9W Flood | Multi-Family | New | 484018.5081 | N/A | N/A | N/A | N/A | N/A | N/A | 753570.7683 | N/A | 247019.5558 | Industrial | Lighting Controls - Exterior | Textiles and Leather | Existing | 43.8436 | N/A | N/A | N/A | N/A | 1.7788 | 0.28258 | 40.6892 | N/A | 10.2674 | Residential | LED - 9W Flood | Multi-Family | New | 1277864.1632 | N/A | N/A | N/A | N/A | 117873.7674 | 163702.0211 | 1989512.928 | N/A | 652159.8506
| Industrial | Lighting Controls - Exterior | Textiles and Leather | New | 7.1843 | N/A | N/A | N/A | N/A | N/A | N/A | 6.6674 | N/A | 1.6824 | Residential | LED - 9W Flood | Manufactured Home | New | 7652.0339 | N/A | N/A | N/A | N/A | N/A | N/A | 11913.4889 | N/A | 3905.2268 | Industrial | Lighting Controls - Exterior | Textiles and Leather | New | 12.7249 | N/A | N/A | N/A | N/A | 0.51628 | 0.082016 | 11.8094 | N/A | 2.98 | Residential | LED - 9W Flood | Manufactured Home | New | 20202.2439 | N/A | N/A | N/A | N/A | 1863.5115 | 2588.0279 | 31452.9718 | N/A | 10310.2448
| Industrial | Lighting Controls - Exterior | Transportation Equipment | Existing | 1782.101 | N/A | N/A | N/A | N/A | N/A | N/A | 1653.8829 | N/A | 427.2436 | Residential | LED Specialty Lamps-5W Chandelier | Single Family | Turnover | 974471.3949 | N/A | N/A | N/A | N/A | N/A | N/A | 1517159.2521 | N/A | 468022.0343 | Industrial | Lighting Controls - Exterior | Transportation Equipment | Existing | 180.8496 | N/A | N/A | N/A | N/A | 7.3375 | 2.1709 | 167.8379 | N/A | 43.3572 | Residential | LED Specialty Lamps-5W Chandelier | Single Family | Turnover | 246338.3647 | N/A | N/A | N/A | N/A | 22722.9403 | 24150.3941 | 383525.3976 | N/A | 118312.1261
| Industrial | Lighting Controls - Exterior | Transportation Equipment | New | 29.3043 | N/A | N/A | N/A | N/A | N/A | N/A | 27.196 | N/A | 7.0255 | Residential | LED Specialty Lamps-5W Chandelier | Multi-Family | Turnover | 730847.0327 | N/A | N/A | N/A | N/A | N/A | N/A | 1137859.2983 | N/A | 351013.3974 | Industrial | Lighting Controls - Exterior | Transportation Equipment | New | 52.4887 | N/A | N/A | N/A | N/A | 2.1296 | 0.63007 | 48.7123 | N/A | 12.5837 | Residential | LED Specialty Lamps-5W Chandelier | Multi-Family | Turnover | 184752.1267 | N/A | N/A | N/A | N/A | 17042.0533 | 18112.6341 | 287641.4842 | N/A | 88733.3036
| Industrial | Lighting Controls - Exterior | Water and Wastewater | Existing | 8.2666 | N/A | N/A | N/A | N/A | N/A | N/A | 7.6719 | N/A | 2.1096 | Residential | LED Specialty Lamps-5W Chandelier | Manufactured Home | Turnover | 11554.2406 | N/A | N/A | N/A | N/A | N/A | N/A | 17988.8534 | N/A | 5549.3052 | Industrial | Lighting Controls - Exterior | Water and Wastewater | Existing | 0.86273 | N/A | N/A | N/A | N/A | 0.035003 | 0.023686 | 0.80066 | N/A | 0.22016 | Residential | LED Specialty Lamps-5W Chandelier | Manufactured Home | Turnover | 2920.8171 | N/A | N/A | N/A | N/A | 269.4243 | 286.3496 | 4547.4344 | N/A | 1402.8188
| Industrial | Lighting Controls - Exterior | Water and Wastewater | New | 0.13593 | N/A | N/A | N/A | N/A | N/A | N/A | 0.12615 | N/A | 0.034689 | Residential | LED Specialty Lamps-5W Chandelier | Single Family | New | 29000.3329 | N/A | N/A | N/A | N/A | N/A | N/A | 45150.7593 | N/A | 13928.3666 | Industrial | Lighting Controls - Exterior | Water and Wastewater | New | 0.25039 | N/A | N/A | N/A | N/A | 0.010159 | 0.0068744 | 0.23238 | N/A | 0.063898 | Residential | LED Specialty Lamps-5W Chandelier | Single Family | New | 78534.0201 | N/A | N/A | N/A | N/A | 7244.1978 | 7699.2779 | 122269.9977 | N/A | 37718.5539
[15 empty] | Residential | LED Specialty Lamps-5W Chandelier | Multi-Family | New | 21750.0558 | N/A | N/A | N/A | N/A | N/A | N/A | 33862.7677 | N/A | 10446.1818 | [14 empty] | Residential | LED Specialty Lamps-5W Chandelier | Multi-Family | New | 58899.9901 | N/A | N/A | N/A | N/A | 5433.1 | 5774.407 | 91701.6809 | N/A | 28288.6633
[15 empty] | Residential | LED Specialty Lamps-5W Chandelier | Manufactured Home | New | 343.855 | N/A | N/A | N/A | N/A | N/A | N/A | 535.3495 | N/A | 165.1477 | [14 empty] | Residential | LED Specialty Lamps-5W Chandelier | Manufactured Home | New | 931.1725 | N/A | N/A | N/A | N/A | 85.894 | 91.2898 | 1449.747 | N/A | 447.2263
[15 empty] | Residential | Solar Pool Heater | Single Family | Turnover | 1414010.7798 | N/A | N/A | N/A | N/A | N/A | N/A | 2233274.4332 | N/A | 663688.5766 | [14 empty] | Residential | Solar Pool Heater | Single Family | Turnover | 197232.7699 | N/A | N/A | N/A | N/A | 31138.0445 | 35467.5344 | 311507.4572 | N/A | 92574.3553
[15 empty] | Residential | Solar Pool Heater | Multi-Family | Turnover | 0 | N/A | N/A | N/A | N/A | N/A | N/A | 0 | N/A | 0 | [14 empty] | Residential | Solar Pool Heater | Multi-Family | Turnover | 0 | N/A | N/A | N/A | N/A | 0 | 0 | 0 | N/A | 0
[15 empty] | Residential | Solar Pool Heater | Manufactured Home | Turnover | 0 | N/A | N/A | N/A | N/A | N/A | N/A | 0 | N/A | 0 | [14 empty] | Residential | Solar Pool Heater | Manufactured Home | Turnover | 0 | N/A | N/A | N/A | N/A | 0 | 0 | 0 | N/A | 0
[15 empty] | Residential | Solar Pool Heater | Single Family | New | 42081.054 | N/A | N/A | N/A | N/A | N/A | N/A | 66462.3943 | N/A | 19751.4158 | [14 empty] | Residential | Solar Pool Heater | Single Family | New | 34691.7309 | N/A | N/A | N/A | N/A | 5476.9431 | 6238.4672 | 54791.7716 | N/A | 16283.1188
[15 empty] | Residential | Solar Pool Heater | Multi-Family | New | 0 | N/A | N/A | N/A | N/A | N/A | N/A | 0 | N/A | 0 | [14 empty] | Residential | Solar Pool Heater | Multi-Family | New | 0 | N/A | N/A | N/A | N/A | 0 | 0 | 0 | N/A | 0
[15 empty] | Residential | Solar Pool Heater | Manufactured Home | New | 0 | N/A | N/A | N/A | N/A | N/A | N/A | 0 | N/A | 0 | [14 empty] | Residential | Solar Pool Heater | Manufactured Home | New | 0 | N/A | N/A | N/A | N/A | 0 | 0 | 0 | N/A | 0
[15 empty] | Residential | Two Speed Pool Pump | Single Family | Turnover | 0 | N/A | N/A | N/A | N/A | N/A | N/A | 0 | N/A | 0 | [14 empty] | Residential | Two Speed Pool Pump | Single Family | Turnover | 0 | N/A | N/A | N/A | N/A | 0 | 0 | 0 | N/A | 0
[15 empty] | Residential | Two Speed Pool Pump | Multi-Family | Turnover | 0 | N/A | N/A | N/A | N/A | N/A | N/A | 0 | N/A | 0 | [14 empty] | Residential | Two Speed Pool Pump | Multi-Family | Turnover | 0 | N/A | N/A | N/A | N/A | 0 | 0 | 0 | N/A | 0
[15 empty] | Residential | Two Speed Pool Pump | Manufactured Home | Turnover | 0 | N/A | N/A | N/A | N/A | N/A | N/A | 0 | N/A | 0 | [14 empty] | Residential | Two Speed Pool Pump | Manufactured Home | Turnover | 0 | N/A | N/A | N/A | N/A | 0 | 0 | 0 | N/A | 0
[15 empty] | Residential | Two Speed Pool Pump | Single Family | New | 0 | N/A | N/A | N/A | N/A | N/A | N/A | 0 | N/A | 0 | [14 empty] | Residential | Two Speed Pool Pump | Single Family | New | 0 | N/A | N/A | N/A | N/A | 0 | 0 | 0 | N/A | 0
[15 empty] | Residential | Two Speed Pool Pump | Multi-Family | New | 0 | N/A | N/A | N/A | N/A | N/A | N/A | 0 | N/A | 0 | [14 empty] | Residential | Two Speed Pool Pump | Multi-Family | New | 0 | N/A | N/A | N/A | N/A | 0 | 0 | 0 | N/A | 0
[15 empty] | Residential | Two Speed Pool Pump | Manufactured Home | New | 0 | N/A | N/A | N/A | N/A | N/A | N/A | 0 | N/A | 0 | [14 empty] | Residential | Two Speed Pool Pump | Manufactured Home | New | 0 | N/A | N/A | N/A | N/A | 0 | 0 | 0 | N/A | 0
[15 empty] | Residential | Variable Speed Pool Pump | Single Family | Turnover | 4208565.7205 | N/A | N/A | N/A | N/A | N/A | N/A | 6577592.8583 | N/A | 2617456.2902 | [14 empty] | Residential | Variable Speed Pool Pump | Single Family | Turnover | 316330.0868 | N/A | N/A | N/A | N/A | 66184.6133 | 75355.0694 | 494394.2088 | N/A | 196736.9005
[15 empty] | Residential | Variable Speed Pool Pump | Multi-Family | Turnover | 0 | N/A | N/A | N/A | N/A | N/A | N/A | 0 | N/A | 0 | [14 empty] | Residential | Variable Speed Pool Pump | Multi-Family | Turnover | 0 | N/A | N/A | N/A | N/A | 0 | 0 | 0 | N/A | 0
[15 empty] | Residential | Variable Speed Pool Pump | Manufactured Home | Turnover | 0 | N/A | N/A | N/A | N/A | N/A | N/A | 0 | N/A | 0 | [14 empty] | Residential | Variable Speed Pool Pump | Manufactured Home | Turnover | 0 | N/A | N/A | N/A | N/A | 0 | 0 | 0 | N/A | 0
[15 empty] | Residential | Variable Speed Pool Pump | Single Family | New | 125247.193 | N/A | N/A | N/A | N/A | N/A | N/A | 195749.5967 | N/A | 77895.6716 | [14 empty] | Residential | Variable Speed Pool Pump | Single Family | New | 103327.4718 | N/A | N/A | N/A | N/A | 21618.8376 | 24614.3163 | 161491.1316 | N/A | 64263.0195
[15 empty] | Residential | Variable Speed Pool Pump | Multi-Family | New | 0 | N/A | N/A | N/A | N/A | N/A | N/A | 0 | N/A | 0 | [14 empty] | Residential | Variable Speed Pool Pump | Multi-Family | New | 0 | N/A | N/A | N/A | N/A | 0 | 0 | 0 | N/A | 0
[15 empty] | Residential | Variable Speed Pool Pump | Manufactured Home | New | 0 | N/A | N/A | N/A | N/A | N/A | N/A | 0 | N/A | 0 | [14 empty] | Residential | Variable Speed Pool Pump | Manufactured Home | New | 0 | N/A | N/A | N/A | N/A | 0 | 0 | 0 | N/A | 0
[15 empty] | Residential | Thermostatic Shower Restriction Valve | Single Family | Existing | 91739.9669 | N/A | N/A | N/A | N/A | N/A | N/A | 140615.1306 | N/A | 59223.7242 | [14 empty] | Residential | Thermostatic Shower Restriction Valve | Single Family | Existing | 7452.7305 | N/A | N/A | N/A | N/A | 2019.3568 | 2006.6016 | 11423.2292 | N/A | 4811.1905
[15 empty] | Residential | Thermostatic Shower Restriction Valve | Multi-Family | Existing | 901129.5491 | N/A | N/A | N/A | N/A | N/A | N/A | 1381213.1559 | N/A | 740057.2312 | [14 empty] | Residential | Thermostatic Shower Restriction Valve | Single Family | New | 13057.4838 | N/A | N/A | N/A | N/A | 3537.9943 | 3515.6468 | 20013.9575 | N/A | 8429.3994
[15 empty] | Residential | Thermostatic Shower Restriction Valve | Manufactured Home | Existing | 0 | N/A | N/A | N/A | N/A | N/A | N/A | 0 | N/A | 0 | [14 empty] | Residential | Ceiling Insulation(R2 to R38) | Single Family | Existing | 1824678.6424 | N/A | N/A | N/A | N/A | 424214.6378 | 217754.5285 | 2960308.0453 | N/A | 671271.4758
[15 empty] | Residential | Thermostatic Shower Restriction Valve | Single Family | New | 15774.4165 | N/A | N/A | N/A | N/A | N/A | N/A | 24178.3565 | N/A | 10183.3445 | [14 empty] | Residential | Ceiling Insulation(R2 to R38) | Multi-Family | Existing | 1871635.6841 | N/A | N/A | N/A | N/A | 435131.5543 | 484388.775 | 3036489.848 | N/A | 949576.7167
[15 empty] | Residential | Thermostatic Shower Restriction Valve | Multi-Family | New | 14251.4343 | N/A | N/A | N/A | N/A | N/A | N/A | 21843.994 | N/A | 11704.063 | [14 empty] | Residential | Ceiling Insulation(R2 to R38) | Manufactured Home | Existing | 22896.4945 | N/A | N/A | N/A | N/A | 5323.1445 | 6206.4238 | 37146.6379 | N/A | 11897.2605
[15 empty] | Residential | Thermostatic Shower Restriction Valve | Manufactured Home | New | 150.9538 | N/A | N/A | N/A | N/A | N/A | N/A | 231.3756 | N/A | 124.9678 | [14 empty] | Residential | Ceiling Insulation(R2 to R38) | Single Family | New | 0 | N/A | N/A | N/A | N/A | 0 | 0 | 0 | N/A | 0
[15 empty] | Residential | Ceiling Insulation(R2 to R38) | Single Family | Existing | 27063783.9544 | N/A | N/A | N/A | N/A | N/A | N/A | 43907532.8194 | N/A | 9956353.8339 | [14 empty] | Residential | Ceiling Insulation(R2 to R38) | Multi-Family | New | 0 | N/A | N/A | N/A | N/A | 0 | 0 | 0 | N/A | 0
[15 empty] | Residential | Ceiling Insulation(R2 to R38) | Multi-Family | Existing | 25567101.5767 | N/A | N/A | N/A | N/A | N/A | N/A | 41479356.8211 | N/A | 12971501.1192 | [14 empty] | Residential | Ceiling Insulation(R2 to R38) | Manufactured Home | New | 0 | N/A | N/A | N/A | N/A | 0 | 0 | 0 | N/A | 0
[15 empty] | Residential | Ceiling Insulation(R2 to R38) | Manufactured Home | Existing | 311397.155 | N/A | N/A | N/A | N/A | N/A | N/A | 505202.1117 | N/A | 161805.2532 | [14 empty] | Residential | Duct Repair | Single Family | Existing | 503936.4399 | N/A | N/A | N/A | N/A | 173003.068 | 117583.3945 | 809740.1255 | N/A | 302536.5203
[15 empty] | Residential | Ceiling Insulation(R2 to R38) | Single Family | New | 0 | N/A | N/A | N/A | N/A | N/A | N/A | 0 | N/A | 0 | [14 empty] | Residential | Duct Repair | Manufactured Home | Existing | 27715.5759 | N/A | N/A | N/A | N/A | 9514.85 | 6837.5128 | 44534.2152 | N/A | 17009.594
[15 empty] | Residential | Ceiling Insulation(R2 to R38) | Multi-Family | New | 0 | N/A | N/A | N/A | N/A | N/A | N/A | 0 | N/A | 0 | [14 empty] | Residential | Programmable Thermostat | Single Family | New | 6489.4661 | N/A | N/A | N/A | N/A | 1907.4111 | 753.3949 | 8927.6295 | N/A | 2792.5589
[15 empty] | Residential | Ceiling Insulation(R2 to R38) | Manufactured Home | New | 0 | N/A | N/A | N/A | N/A | N/A | N/A | 0 | N/A | 0 | [14 empty] | Residential | Programmable Thermostat | Multi-Family | New | 20497.0817 | N/A | N/A | N/A | N/A | 6024.5882 | 7123.2645 | 28198.0595 | N/A | 13563.9966
[15 empty] | Residential | Duct Repair | Single Family | Existing | 5947823.935 | N/A | N/A | N/A | N/A | N/A | N/A | 9557141.175 | N/A | 3570755.7823 | [14 empty] | Residential | Programmable Thermostat | Manufactured Home | New | 291.2365 | N/A | N/A | N/A | N/A | 85.6015 | 36.6028 | 400.6572 | N/A | 128.1171
[15 empty] | Residential | Duct Repair | Multi-Family | Existing | 20310094.5082 | N/A | N/A | N/A | N/A | N/A | N/A | 32634866.5687 | N/A | 18750646.5261 | [14 empty] | Commercial | Efficient Exhaust Hood | Assembly | Turnover | 0 | N/A | N/A | N/A | N/A | 0 | 0 | 0 | N/A | 0
[15 empty] | Residential | Duct Repair | Manufactured Home | Existing | 325992.1102 | N/A | N/A | N/A | N/A | N/A | N/A | 523813.8608 | N/A | 200067.7697 | [14 empty] | Commercial | Efficient Exhaust Hood | College and University | Turnover | 91.2103 | N/A | N/A | N/A | N/A | 2.5067 | 4.856 | 126.8286 | N/A | 27.7714
[15 empty] | Residential | Programmable Thermostat | Single Family | New | 54236.2524 | N/A | N/A | N/A | N/A | N/A | N/A | 74613.4058 | N/A | 23339.0436 | [14 empty] | Commercial | Efficient Exhaust Hood | Grocery | Turnover | 0 | N/A | N/A | N/A | N/A | 0 | 0 | 0 | N/A | 0
[15 empty] | Residential | Programmable Thermostat | Multi-Family | New | 152745.6351 | N/A | N/A | N/A | N/A | N/A | N/A | 210133.8411 | N/A | 101079.8177 | [14 empty] | Commercial | Efficient Exhaust Hood | Healthcare | Turnover | 927.9495 | N/A | N/A | N/A | N/A | 25.5023 | 49.4038 | 1290.321 | N/A | 282.5395
[15 empty] | Residential | Programmable Thermostat | Manufactured Home | New | 2414.8142 | N/A | N/A | N/A | N/A | N/A | N/A | 3322.0864 | N/A | 1062.2949 | [14 empty] | Commercial | Efficient Exhaust Hood | Hospitals | Turnover | 2202.8383 | N/A | N/A | N/A | N/A | 60.5394 | 117.2785 | 3063.0638 | N/A | 670.7141
[15 empty] | Residential | Smart Thermostat | Single Family | New | 0 | N/A | N/A | N/A | N/A | N/A | N/A | 0 | N/A | 0 | [14 empty] | Commercial | Efficient Exhaust Hood | Institutional | Turnover | 0 | N/A | N/A | N/A | N/A | 0 | 0 | 0 | N/A | 0
[15 empty] | Residential | Smart Thermostat | Manufactured Home | New | 0 | N/A | N/A | N/A | N/A | N/A | N/A | 0 | N/A | 0 | [14 empty] | Commercial | Efficient Exhaust Hood | Lodging/Hospitality | Turnover | 67023.7558 | N/A | N/A | N/A | N/A | 1841.9766 | 3568.3277 | 93197.0551 | N/A | 20407.2079
[15 empty] | Commercial | Efficient Exhaust Hood | Assembly | Turnover | 0 | N/A | N/A | N/A | N/A | N/A | N/A | 0 | N/A | 0 | [14 empty] | Commercial | Efficient Exhaust Hood | Miscellaneous | Turnover | 0 | N/A | N/A | N/A | N/A | 0 | 0 | 0 | N/A | 0
[15 empty] | Commercial | Efficient Exhaust Hood | College and University | Turnover | 774.2171 | N/A | N/A | N/A | N/A | N/A | N/A | 1076.5549 | N/A | 235.7315 | [14 empty] | Commercial | Efficient Exhaust Hood | Offices | Turnover | 0 | N/A | N/A | N/A | N/A | 0 | 0 | 0 | N/A | 0
[15 empty] | Commercial | Efficient Exhaust Hood | Grocery | Turnover | 0 | N/A | N/A | N/A | N/A | N/A | N/A | 0 | N/A | 0 | [14 empty] | Commercial | Efficient Exhaust Hood | Restaurants | Turnover | 86884.1646 | N/A | N/A | N/A | N/A | 2387.7891 | 4625.6908 | 120813.1083 | N/A | 26454.2503
[15 empty] | Commercial | Efficient Exhaust Hood | Healthcare | Turnover | 7853.1923 | N/A | N/A | N/A | N/A | N/A | N/A | 10919.9251 | N/A | 2391.1183 | [14 empty] | Commercial | Efficient Exhaust Hood | Retail | Turnover | 0 | N/A | N/A | N/A | N/A | 0 | 0 | 0 | N/A | 0
[15 empty] | Commercial | Efficient Exhaust Hood | Hospitals | Turnover | 18642.5153 | N/A | N/A | N/A | N/A | N/A | N/A | 25922.5629 | N/A | 5676.2215 | [14 empty] | Commercial | Efficient Exhaust Hood | Schools K-12 | Turnover | 3049.0799 | N/A | N/A | N/A | N/A | 83.7962 | 162.3322 | 4239.7693 | N/A | 928.3754
[15 empty] | Commercial | Efficient Exhaust Hood | Institutional | Turnover | 0 | N/A | N/A | N/A | N/A | N/A | N/A | 0 | N/A | 0 | [14 empty] | Commercial | Efficient Exhaust Hood | Warehouse | Turnover | 0 | N/A | N/A | N/A | N/A | 0 | 0 | 0 | N/A | 0
[15 empty] | Commercial | Efficient Exhaust Hood | Lodging/Hospitality | Turnover | 570835.8521 | N/A | N/A | N/A | N/A | N/A | N/A | 793751.7033 | N/A | 173806.5223 | [14 empty] | Commercial | Efficient Exhaust Hood | Assembly | New | 0 | N/A | N/A | N/A | N/A | 0 | 0 | 0 | N/A | 0
[15 empty] | Commercial | Efficient Exhaust Hood | Miscellaneous | Turnover | 0 | N/A | N/A | N/A | N/A | N/A | N/A | 0 | N/A | 0 | [14 empty] | Commercial | Efficient Exhaust Hood | College and University | New | 20.0028 | N/A | N/A | N/A | N/A | 0.54973 | 1.0649 | 27.814 | N/A | 6.0904
[15 empty] | Commercial | Efficient Exhaust Hood | Offices | Turnover | 0 | N/A | N/A | N/A | N/A | N/A | N/A | 0 | N/A | 0 | [14 empty] | Commercial | Efficient Exhaust Hood | Grocery | New | 0 | N/A | N/A | N/A | N/A | 0 | 0 | 0 | N/A | 0
[15 empty] | Commercial | Efficient Exhaust Hood | Restaurants | Turnover | 743584.7264 | N/A | N/A | N/A | N/A | N/A | N/A | 1033960.36 | N/A | 226404.622 | [14 empty] | Commercial | Efficient Exhaust Hood | Healthcare | New | 203.5052 | N/A | N/A | N/A | N/A | 5.5928 | 10.8346 | 282.9756 | N/A | 61.9627
[15 empty] | Commercial | Efficient Exhaust Hood | Retail | Turnover | 0 | N/A | N/A | N/A | N/A | N/A | N/A | 0 | N/A | 0 | [14 empty] | Commercial | Efficient Exhaust Hood | Hospitals | New | 483.0965 | N/A | N/A | N/A | N/A | 13.2767 | 25.7199 | 671.7494 | N/A | 147.0919
[15 empty] | Commercial | Efficient Exhaust Hood | Schools K-12 | Turnover | 25881.4074 | N/A | N/A | N/A | N/A | N/A | N/A | 35988.2987 | N/A | 7880.2994 | [14 empty] | Commercial | Efficient Exhaust Hood | Institutional | New | 0 | N/A | N/A | N/A | N/A | 0 | 0 | 0 | N/A | 0
[15 empty] | Commercial | Efficient Exhaust Hood | Warehouse | Turnover | 0 | N/A | N/A | N/A | N/A | N/A | N/A | 0 | N/A | 0 | [14 empty] | Commercial | Efficient Exhaust Hood | Lodging/Hospitality | New | 14698.3964 | N/A | N/A | N/A | N/A | 403.9478 | 782.5389 | 20438.2348 | N/A | 4475.3271
[15 empty] | Commercial | Efficient Exhaust Hood | Assembly | New | 0 | N/A | N/A | N/A | N/A | N/A | N/A | 0 | N/A | 0 | [14 empty] | Commercial | Efficient Exhaust Hood | Miscellaneous | New | 0 | N/A | N/A | N/A | N/A | 0 | 0 | 0 | N/A | 0
[15 empty] | Commercial | Efficient Exhaust Hood | College and University | New | 17.8209 | N/A | N/A | N/A | N/A | N/A | N/A | 24.78 | N/A | 5.426 | [14 empty] | Commercial | Efficient Exhaust Hood | Offices | New | 0 | N/A | N/A | N/A | N/A | 0 | 0 | 0 | N/A | 0
[15 empty] | Commercial | Efficient Exhaust Hood | Grocery | New | 0 | N/A | N/A | N/A | N/A | N/A | N/A | 0 | N/A | 0 | [14 empty] | Commercial | Efficient Exhaust Hood | Restaurants | New | 19053.473 | N/A | N/A | N/A | N/A | 523.636 | 1014.402 | 26494.0028 | N/A | 5801.3488
[15 empty] | Commercial | Efficient Exhaust Hood | Healthcare | New | 180.764 | N/A | N/A | N/A | N/A | N/A | N/A | 251.3538 | N/A | 55.0385 | [14 empty] | Commercial | Efficient Exhaust Hood | Retail | New | 0 | N/A | N/A | N/A | N/A | 0 | 0 | 0 | N/A | 0
[15 empty] | Commercial | Efficient Exhaust Hood | Hospitals | New | 429.1116 | N/A | N/A | N/A | N/A | N/A | N/A | 596.683 | N/A | 130.6547 | [14 empty] | Commercial | Efficient Exhaust Hood | Schools K-12 | New | 668.6754 | N/A | N/A | N/A | N/A | 18.3768 | 35.6001 | 929.7983 | N/A | 203.5964
[15 empty] | Commercial | Efficient Exhaust Hood | Institutional | New | 0 | N/A | N/A | N/A | N/A | N/A | N/A | 0 | N/A | 0 | [14 empty] | Commercial | Efficient Exhaust Hood | Warehouse | New | 0 | N/A | N/A | N/A | N/A | 0 | 0 | 0 | N/A | 0
[15 empty] | Commercial | Efficient Exhaust Hood | Lodging/Hospitality | New | 13139.4442 | N/A | N/A | N/A | N/A | N/A | N/A | 18270.4995 | N/A | 4000.6616 | [14 empty] | Commercial | Energy Star Hot Food Holding Cabinet | Assembly | Turnover | 0 | N/A | N/A | N/A | N/A | 0 | 0 | 0 | N/A | 0
[15 empty] | Commercial | Efficient Exhaust Hood | Miscellaneous | New | 0 | N/A | N/A | N/A | N/A | N/A | N/A | 0 | N/A | 0 | [14 empty] | Commercial | Energy Star Hot Food Holding Cabinet | College and University | Turnover | 272.0658 | N/A | N/A | N/A | N/A | 8.8873 | 106.0332 | 383.9239 | N/A | 187.2788
[15 empty] | Commercial | Efficient Exhaust Hood | Offices | New | 0 | N/A | N/A | N/A | N/A | N/A | N/A | 0 | N/A | 0 | [14 empty] | Commercial | Energy Star Hot Food Holding Cabinet | Grocery | Turnover | 0 | N/A | N/A | N/A | N/A | 0 | 0 | 0 | N/A | 0
[15 empty] | Commercial | Efficient Exhaust Hood | Restaurants | New | 17115.761 | N/A | N/A | N/A | N/A | N/A | N/A | 23799.5991 | N/A | 5211.3596 | [14 empty] | Commercial | Energy Star Hot Food Holding Cabinet | Healthcare | Turnover | 2753.9186 | N/A | N/A | N/A | N/A | 89.9596 | 1073.2945 | 3886.1743 | N/A | 1895.6826
[15 empty] | Commercial | Efficient Exhaust Hood | Retail | New | 0 | N/A | N/A | N/A | N/A | N/A | N/A | 0 | N/A | 0 | [14 empty] | Commercial | Energy Star Hot Food Holding Cabinet | Hospitals | Turnover | 6064.3058 | N/A | N/A | N/A | N/A | 198.0969 | 2363.4634 | 8557.6056 | N/A | 4174.415
[15 empty] | Commercial | Efficient Exhaust Hood | Schools K-12 | New | 595.7357 | N/A | N/A | N/A | N/A | N/A | N/A | 828.3752 | N/A | 181.388 | [14 empty] | Commercial | Energy Star Hot Food Holding Cabinet | Institutional | Turnover | 0 | N/A | N/A | N/A | N/A | 0 | 0 | 0 | N/A | 0
[15 empty] | Commercial | Efficient Exhaust Hood | Warehouse | New | 0 | N/A | N/A | N/A | N/A | N/A | N/A | 0 | N/A | 0 | [14 empty] | Commercial | Energy Star Hot Food Holding Cabinet | Lodging/Hospitality | Turnover | 154913.3532 | N/A | N/A | N/A | N/A | 5060.4075 | 60374.9312 | 218604.9682 | N/A | 106635.8864
[15 empty] | Commercial | Energy Star Hot Food Holding Cabinet | Assembly | Turnover | 0 | N/A | N/A | N/A | N/A | N/A | N/A | 0 | N/A | 0 | [14 empty] | Commercial | Energy Star Hot Food Holding Cabinet | Miscellaneous | Turnover | 0 | N/A | N/A | N/A | N/A | 0 | 0 | 0 | N/A | 0
[15 empty] | Commercial | Energy Star Hot Food Holding Cabinet | College and University | Turnover | 1898.4474 | N/A | N/A | N/A | N/A | N/A | N/A | 2678.9817 | N/A | 1306.8119 | [14 empty] | Commercial | Energy Star Hot Food Holding Cabinet | Offices | Turnover | 0 | N/A | N/A | N/A | N/A | 0 | 0 | 0 | N/A | 0
[15 empty] | Commercial | Energy Star Hot Food Holding Cabinet | Grocery | Turnover | 0 | N/A | N/A | N/A | N/A | N/A | N/A | 0 | N/A | 0 | [14 empty] | Commercial | Energy Star Hot Food Holding Cabinet | Restaurants | Turnover | 200820.4622 | N/A | N/A | N/A | N/A | 6560.0115 | 78266.4718 | 283386.4857 | N/A | 138236.4241
[15 empty] | Commercial | Energy Star Hot Food Holding Cabinet | Healthcare | Turnover | 19156.5623 | N/A | N/A | N/A | N/A | N/A | N/A | 27032.6579 | N/A | 13186.5779 | [14 empty] | Commercial | Energy Star Hot Food Holding Cabinet | Retail | Turnover | 0 | N/A | N/A | N/A | N/A | 0 | 0 | 0 | N/A | 0
[15 empty] | Commercial | Energy Star Hot Food Holding Cabinet | Hospitals | Turnover | 42087.5119 | N/A | N/A | N/A | N/A | N/A | N/A | 59391.518 | N/A | 28971.2865 | [14 empty] | Commercial | Energy Star Hot Food Holding Cabinet | Schools K-12 | Turnover | 9094.9257 | N/A | N/A | N/A | N/A | 297.0953 | 3544.5977 | 12834.245 | N/A | 6260.5672
[15 empty] | Commercial | Energy Star Hot Food Holding Cabinet | Institutional | Turnover | 0 | N/A | N/A | N/A | N/A | N/A | N/A | 0 | N/A | 0 | [14 empty] | Commercial | Energy Star Hot Food Holding Cabinet | Warehouse | Turnover | 0 | N/A | N/A | N/A | N/A | 0 | 0 | 0 | N/A | 0
[15 empty] | Commercial | Energy Star Hot Food Holding Cabinet | Lodging/Hospitality | Turnover | 1075414.2322 | N/A | N/A | N/A | N/A | N/A | N/A | 1517563.781 | N/A | 740270.2707 | [14 empty] | Commercial | Energy Star Hot Food Holding Cabinet | Assembly | New | 0 | N/A | N/A | N/A | N/A | 0 | 0 | 0 | N/A | 0
[15 empty] | Commercial | Energy Star Hot Food Holding Cabinet | Miscellaneous | Turnover | 0 | N/A | N/A | N/A | N/A | N/A | N/A | 0 | N/A | 0 | [14 empty] | Commercial | Energy Star Hot Food Holding Cabinet | College and University | New | 59.6565 | N/A | N/A | N/A | N/A | 1.9487 | 23.2501 | 84.1839 | N/A | 41.0651
[15 empty] | Commercial | Energy Star Hot Food Holding Cabinet | Offices | Turnover | 0 | N/A | N/A | N/A | N/A | N/A | N/A | 0 | N/A | 0 | [14 empty] | Commercial | Energy Star Hot Food Holding Cabinet | Grocery | New | 0 | N/A | N/A | N/A | N/A | 0 | 0 | 0 | N/A | 0
[15 empty] | Commercial | Energy Star Hot Food Holding Cabinet | Restaurants | Turnover | 1400860.852 | N/A | N/A | N/A | N/A | N/A | N/A | 1976815.6563 | N/A | 964294.14 | [14 empty] | Commercial | Energy Star Hot Food Holding Cabinet | Healthcare | New | 603.8643 | N/A | N/A | N/A | N/A | 19.7259 | 235.3462 | 852.1391 | N/A | 415.675
[15 empty] | Commercial | Energy Star Hot Food Holding Cabinet | Retail | Turnover | 0 | N/A | N/A | N/A | N/A | N/A | N/A | 0 | N/A | 0 | [14 empty] | Commercial | Energy Star Hot Food Holding Cabinet | Hospitals | New | 1329.7329 | N/A | N/A | N/A | N/A | 43.4371 | 518.2415 | 1876.4439 | N/A | 915.3326
[15 empty] | Commercial | Energy Star Hot Food Holding Cabinet | Schools K-12 | Turnover | 63463.453 | N/A | N/A | N/A | N/A | N/A | N/A | 89556.0378 | N/A | 43685.5921 | [14 empty] | Commercial | Energy Star Hot Food Holding Cabinet | Institutional | New | 0 | N/A | N/A | N/A | N/A | 0 | 0 | 0 | N/A | 0
[15 empty] | Commercial | Energy Star Hot Food Holding Cabinet | Warehouse | Turnover | 0 | N/A | N/A | N/A | N/A | N/A | N/A | 0 | N/A | 0 | [14 empty] | Commercial | Energy Star Hot Food Holding Cabinet | Lodging/Hospitality | New | 33966.3661 | N/A | N/A | N/A | N/A | 1109.547 | 13237.8325 | 47931.416 | N/A | 23381.0287
[15 empty] | Commercial | Energy Star Hot Food Holding Cabinet | Assembly | New | 0 | N/A | N/A | N/A | N/A | N/A | N/A | 0 | N/A | 0 | [14 empty] | Commercial | Energy Star Hot Food Holding Cabinet | Miscellaneous | New | 0 | N/A | N/A | N/A | N/A | 0 | 0 | 0 | N/A | 0
[15 empty] | Commercial | Energy Star Hot Food Holding Cabinet | College and University | New | 43.6983 | N/A | N/A | N/A | N/A | N/A | N/A | 61.6645 | N/A | 30.0801 | [14 empty] | Commercial | Energy Star Hot Food Holding Cabinet | Offices | New | 0 | N/A | N/A | N/A | N/A | 0 | 0 | 0 | N/A | 0
[15 empty] | Commercial | Energy Star Hot Food Holding Cabinet | Grocery | New | 0 | N/A | N/A | N/A | N/A | N/A | N/A | 0 | N/A | 0 | [14 empty] | Commercial | Energy Star Hot Food Holding Cabinet | Restaurants | New | 44031.1959 | N/A | N/A | N/A | N/A | 1438.3253 | 17160.4343 | 62134.335 | N/A | 30309.2374
[15 empty] | Commercial | Energy Star Hot Food Holding Cabinet | Healthcare | New | 440.9439 | N/A | N/A | N/A | N/A | N/A | N/A | 622.2351 | N/A | 303.5274 | [14 empty] | Commercial | Energy Star Hot Food Holding Cabinet | Retail | New | 0 | N/A | N/A | N/A | N/A | 0 | 0 | 0 | N/A | 0
[15 empty] | Commercial | Energy Star Hot Food Holding Cabinet | Hospitals | New | 968.7663 | N/A | N/A | N/A | N/A | N/A | N/A | 1367.0682 | N/A | 666.8583 | [14 empty] | Commercial | Energy Star Hot Food Holding Cabinet | Schools K-12 | New | 1994.2654 | N/A | N/A | N/A | N/A | 65.1448 | 777.2322 | 2814.1947 | N/A | 1372.7691
[15 empty] | Commercial | Energy Star Hot Food Holding Cabinet | Institutional | New | 0 | N/A | N/A | N/A | N/A | N/A | N/A | 0 | N/A | 0 | [14 empty] | Commercial | Energy Star Hot Food Holding Cabinet | Warehouse | New | 0 | N/A | N/A | N/A | N/A | 0 | 0 | 0 | N/A | 0
[15 empty] | Commercial | Energy Star Hot Food Holding Cabinet | Lodging/Hospitality | New | 24753.7802 | N/A | N/A | N/A | N/A | N/A | N/A | 34931.1356 | N/A | 17039.4691 | [14 empty] | Commercial | Heat Pump Water Heater | Assembly | Turnover | 929.4953 | N/A | N/A | N/A | N/A | 36.3825 | 41.7556 | 1369.8101 | N/A | 374.3547
[15 empty] | Commercial | Energy Star Hot Food Holding Cabinet | Miscellaneous | New | 0 | N/A | N/A | N/A | N/A | N/A | N/A | 0 | N/A | 0 | [14 empty] | Commercial | Heat Pump Water Heater | Assembly | New | 170.1429 | N/A | N/A | N/A | N/A | 6.6598 | 7.6433 | 250.7419 | N/A | 68.5251
[15 empty] | Commercial | Energy Star Hot Food Holding Cabinet | Offices | New | 0 | N/A | N/A | N/A | N/A | N/A | N/A | 0 | N/A | 0 | [14 empty] | Commercial | Solar Water Heater | College and University | Turnover | 2488.2475 | N/A | N/A | N/A | N/A | 74.0952 | 1222.3994 | 3719.8977 | N/A | 1899.7585
[15 empty] | Commercial | Energy Star Hot Food Holding Cabinet | Restaurants | New | 32244.8789 | N/A | N/A | N/A | N/A | N/A | N/A | 45502.1506 | N/A | 22196.0288 | [14 empty] | Commercial | Solar Water Heater | Grocery | Turnover | 11229.4482 | N/A | N/A | N/A | N/A | 334.3911 | 6802.7224 | 16787.8794 | N/A | 9859.6404
[15 empty] | Commercial | Energy Star Hot Food Holding Cabinet | Retail | New | 0 | N/A | N/A | N/A | N/A | N/A | N/A | 0 | N/A | 0 | [14 empty] | Commercial | Solar Water Heater | Hospitals | Turnover | 623.3078 | N/A | N/A | N/A | N/A | 18.5609 | 237.3848 | 931.8371 | N/A | 407.0637
[15 empty] | Commercial | Energy Star Hot Food Holding Cabinet | Schools K-12 | New | 1460.7956 | N/A | N/A | N/A | N/A | N/A | N/A | 2061.3922 | N/A | 1005.5507 | [14 empty] | Commercial | Solar Water Heater | Institutional | Turnover | 140275.6621 | N/A | N/A | N/A | N/A | 4177.1357 | 38791.4028 | 209710.2948 | N/A | 76977.7124
[15 empty] | Commercial | Energy Star Hot Food Holding Cabinet | Warehouse | New | 0 | N/A | N/A | N/A | N/A | N/A | N/A | 0 | N/A | 0 | [14 empty] | Commercial | Solar Water Heater | Lodging/Hospitality | Turnover | 56478.319 | N/A | N/A | N/A | N/A | 1681.8142 | 15618.3417 | 84434.3542 | N/A | 30993.0585
[15 empty] | Commercial | Heat Pump Water Heater | Assembly | Turnover | 19335.13 | N/A | N/A | N/A | N/A | N/A | N/A | 28494.4495 | N/A | 7787.2342 | [14 empty] | Commercial | Solar Water Heater | Miscellaneous | Turnover | 148.3269 | N/A | N/A | N/A | N/A | 4.4169 | 46.4442 | 221.7467 | N/A | 86.8223
[15 empty] | Commercial | Heat Pump Water Heater | Schools K-12 | Turnover | 789882.5513 | N/A | N/A | N/A | N/A | N/A | N/A | 1164060.8813 | N/A | 763484.7771 | [14 empty] | Commercial | Solar Water Heater | Offices | Turnover | 9454.3947 | N/A | N/A | N/A | N/A | 281.5334 | 3403.0953 | 14134.1974 | N/A | 5976.8022
[15 empty] | Commercial | Heat Pump Water Heater | Assembly | New | 445.4851 | N/A | N/A | N/A | N/A | N/A | N/A | 656.5176 | N/A | 179.4194 | [14 empty] | Commercial | Solar Water Heater | Retail | Turnover | 15079.4923 | N/A | N/A | N/A | N/A | 449.0379 | 9268.7904 | 22543.6453 | N/A | 13373.7802
[15 empty] | Commercial | Heat Pump Water Heater | Schools K-12 | New | 18181.4398 | N/A | N/A | N/A | N/A | N/A | N/A | 26794.2402 | N/A | 17573.8184 | [14 empty] | Commercial | Solar Water Heater | Warehouse | Turnover | 19823.7425 | N/A | N/A | N/A | N/A | 590.3124 | 12009.0867 | 29636.2378 | N/A | 17405.5721
[15 empty] | Commercial | Solar Water Heater | College and University | Turnover | 41377.0217 | N/A | N/A | N/A | N/A | N/A | N/A | 61858.1106 | N/A | 31591.0487 | [14 empty] | Commercial | Solar Water Heater | College and University | New | 455.4613 | N/A | N/A | N/A | N/A | 13.5627 | 223.7541 | 680.9087 | N/A | 347.7413
[15 empty] | Commercial | Solar Water Heater | Grocery | Turnover | 184959.9251 | N/A | N/A | N/A | N/A | N/A | N/A | 276512.6884 | N/A | 162397.8583 | [14 empty] | Commercial | Solar Water Heater | Grocery | New | 2055.4392 | N/A | N/A | N/A | N/A | 61.207 | 1245.1709 | 3072.855 | N/A | 1804.7095
[15 empty] | Commercial | Solar Water Heater | Hospitals | Turnover | 10576.6573 | N/A | N/A | N/A | N/A | N/A | N/A | 15811.9654 | N/A | 6907.2985 | [14 empty] | Commercial | Solar Water Heater | Hospitals | New | 114.0946 | N/A | N/A | N/A | N/A | 3.3975 | 43.4525 | 170.5699 | N/A | 74.5117
[15 empty] | Commercial | Solar Water Heater | Institutional | Turnover | 2480655.7587 | N/A | N/A | N/A | N/A | N/A | N/A | 3708548.1748 | N/A | 1361285.3639 | [14 empty] | Commercial | Solar Water Heater | Institutional | New | 25676.1791 | N/A | N/A | N/A | N/A | 764.5865 | 7100.4121 | 38385.5546 | N/A | 14090.0674
[15 empty] | Commercial | Solar Water Heater | Lodging/Hospitality | Turnover | 995467.2361 | N/A | N/A | N/A | N/A | N/A | N/A | 1488210.6027 | N/A | 546272.8853 | [14 empty] | Commercial | Solar Water Heater | Lodging/Hospitality | New | 10337.9548 | N/A | N/A | N/A | N/A | 307.8441 | 2858.8264 | 15455.1082 | N/A | 5673.059
[15 empty] | Commercial | Solar Water Heater | Miscellaneous | Turnover | 2583.7167 | N/A | N/A | N/A | N/A | N/A | N/A | 3862.623 | N/A | 1512.3639 | [14 empty] | Commercial | Solar Water Heater | Miscellaneous | New | 27.1501 | N/A | N/A | N/A | N/A | 0.80848 | 8.5013 | 40.5891 | N/A | 15.8922
[15 empty] | Commercial | Solar Water Heater | Offices | Turnover | 162080.8174 | N/A | N/A | N/A | N/A | N/A | N/A | 242308.7191 | N/A | 102462.9301 | [14 empty] | Commercial | Solar Water Heater | Offices | New | 1730.5694 | N/A | N/A | N/A | N/A | 51.533 | 622.9159 | 2587.1789 | N/A | 1094.0173
[15 empty] | Commercial | Solar Water Heater | Retail | Turnover | 247448.8155 | N/A | N/A | N/A | N/A | N/A | N/A | 369932.7687 | N/A | 219458.7196 | [14 empty] | Commercial | Solar Water Heater | Retail | New | 2760.1753 | N/A | N/A | N/A | N/A | 82.1926 | 1696.5748 | 4126.4262 | N/A | 2447.9589
[15 empty] | Commercial | Solar Water Heater | Warehouse | Turnover | 324370.4958 | N/A | N/A | N/A | N/A | N/A | N/A | 484929.6828 | N/A | 284802.6338 | [14 empty] | Commercial | Solar Water Heater | Warehouse | New | 3628.6193 | N/A | N/A | N/A | N/A | 108.0532 | 2198.1926 | 5424.7388 | N/A | 3185.9875
[15 empty] | Commercial | Solar Water Heater | College and University | New | 952.4123 | N/A | N/A | N/A | N/A | N/A | N/A | 1423.844 | N/A | 727.1597 | [14 empty] | Commercial | High Efficiency HID Lighting | Assembly | Turnover | 4695.6575 | N/A | N/A | N/A | N/A | 162.9313 | 1436.8454 | 7381.1763 | N/A | 2926.3219
[15 empty] | Commercial | Solar Water Heater | Grocery | New | 4257.3896 | N/A | N/A | N/A | N/A | N/A | N/A | 6364.7422 | N/A | 3738.0581 | [14 empty] | Commercial | High Efficiency HID Lighting | College and University | Turnover | 6972.5404 | N/A | N/A | N/A | N/A | 241.9353 | 2133.5591 | 10960.2436 | N/A | 4345.2696
[15 empty] | Commercial | Solar Water Heater | Hospitals | New | 243.4525 | N/A | N/A | N/A | N/A | N/A | N/A | 363.9583 | N/A | 158.9915 | [14 empty] | Commercial | High Efficiency HID Lighting | Grocery | Turnover | 37620.1676 | N/A | N/A | N/A | N/A | 1305.3557 | 11511.5646 | 59135.7206 | N/A | 23444.7934
[15 empty] | Commercial | Solar Water Heater | Institutional | New | 57099.4931 | N/A | N/A | N/A | N/A | N/A | N/A | 85363.0014 | N/A | 31333.9342 | [14 empty] | Commercial | High Efficiency HID Lighting | Healthcare | Turnover | 11173.1252 | N/A | N/A | N/A | N/A | 387.6884 | 3418.915 | 17563.2076 | N/A | 6963.0634
[15 empty] | Commercial | Solar Water Heater | Lodging/Hospitality | New | 22913.5681 | N/A | N/A | N/A | N/A | N/A | N/A | 34255.487 | N/A | 12574.0562 | [14 empty] | Commercial | High Efficiency HID Lighting | Hospitals | Turnover | 7476.5485 | N/A | N/A | N/A | N/A | 259.4235 | 2287.7828 | 11752.5017 | N/A | 4659.3661
[15 empty] | Commercial | Solar Water Heater | Miscellaneous | New | 59.4717 | N/A | N/A | N/A | N/A | N/A | N/A | 88.9095 | N/A | 34.8114 | [14 empty] | Commercial | High Efficiency HID Lighting | Institutional | Turnover | 102100.8232 | N/A | N/A | N/A | N/A | 3542.7245 | 31242.2911 | 160493.8559 | N/A | 63628.9752
[15 empty] | Commercial | Solar Water Heater | Offices | New | 3730.7605 | N/A | N/A | N/A | N/A | N/A | N/A | 5577.4385 | N/A | 2358.4818 | [14 empty] | Commercial | High Efficiency HID Lighting | Lodging/Hospitality | Turnover | 79203.078 | N/A | N/A | N/A | N/A | 2748.2118 | 24235.7068 | 124500.5378 | N/A | 49359.1582
[15 empty] | Commercial | Solar Water Heater | Retail | New | 5695.7528 | N/A | N/A | N/A | N/A | N/A | N/A | 8515.0765 | N/A | 5051.4795 | [14 empty] | Commercial | High Efficiency HID Lighting | Miscellaneous | Turnover | 35466.9635 | N/A | N/A | N/A | N/A | 1230.6432 | 10852.696 | 55751.0659 | N/A | 22102.9221
[15 empty] | Commercial | Solar Water Heater | Warehouse | New | 7466.3285 | N/A | N/A | N/A | N/A | N/A | N/A | 11162.0643 | N/A | 6555.5593 | [14 empty] | Commercial | High Efficiency HID Lighting | Offices | Turnover | 99373.0881 | N/A | N/A | N/A | N/A | 3448.0767 | 30407.6191 | 156206.0872 | N/A | 61929.0576
[15 empty] | Commercial | High Efficiency HID Lighting | Assembly | Turnover | 23201.5432 | N/A | N/A | N/A | N/A | N/A | N/A | 36470.8629 | N/A | 14459.1431 | [14 empty] | Commercial | High Efficiency HID Lighting | Restaurants | Turnover | 21528.271 | N/A | N/A | N/A | N/A | 746.9943 | 6587.5327 | 33840.6207 | N/A | 13416.3641
[15 empty] | Commercial | High Efficiency HID Lighting | College and University | Turnover | 33929.2323 | N/A | N/A | N/A | N/A | N/A | N/A | 53333.8827 | N/A | 21144.6119 | [14 empty] | Commercial | High Efficiency HID Lighting | Retail | Turnover | 85341.1892 | N/A | N/A | N/A | N/A | 2961.1938 | 26113.9352 | 134149.1293 | N/A | 53184.4136
[15 empty] | Commercial | High Efficiency HID Lighting | Grocery | Turnover | 186766.1306 | N/A | N/A | N/A | N/A | N/A | N/A | 293580.5561 | N/A | 116392.1809 | [14 empty] | Commercial | High Efficiency HID Lighting | Schools K-12 | Turnover | 29721.1102 | N/A | N/A | N/A | N/A | 1031.2718 | 9094.4965 | 46719.0707 | N/A | 18522.1208
[15 empty] | Commercial | High Efficiency HID Lighting | Healthcare | Turnover | 54299.2733 | N/A | N/A | N/A | N/A | N/A | N/A | 85353.8636 | N/A | 33839.17 | [14 empty] | Commercial | High Efficiency HID Lighting | Warehouse | Turnover | 109647.4158 | N/A | N/A | N/A | N/A | 3804.5784 | 33551.507 | 172356.461 | N/A | 68331.9926
[15 empty] | Commercial | High Efficiency HID Lighting | Hospitals | Turnover | 36334.6102 | N/A | N/A | N/A | N/A | N/A | N/A | 57114.9332 | N/A | 22643.6373 | [14 empty] | Commercial | High Efficiency HID Lighting | Assembly | New | 20084.8194 | N/A | N/A | N/A | N/A | 696.909 | 6145.8444 | 31571.6369 | N/A | 12516.8087
[15 empty] | Commercial | High Efficiency HID Lighting | Institutional | Turnover | 506608.6375 | N/A | N/A | N/A | N/A | N/A | N/A | 796345.9169 | N/A | 315717.2236 | [14 empty] | Commercial | High Efficiency HID Lighting | College and University | New | 2199.8321 | N/A | N/A | N/A | N/A | 76.3304 | 673.1365 | 3457.9499 | N/A | 1370.9298
[15 empty] | Commercial | High Efficiency HID Lighting | Lodging/Hospitality | Turnover | 385976.3669 | N/A | N/A | N/A | N/A | N/A | N/A | 606722.1936 | N/A | 240539.4972 | [14 empty] | Commercial | High Efficiency HID Lighting | Grocery | New | 160940.016 | N/A | N/A | N/A | N/A | 5584.3442 | 49246.7609 | 252984.0889 | N/A | 100297.4116
[15 empty] | Commercial | High Efficiency HID Lighting | Miscellaneous | Turnover | 175782.874 | N/A | N/A | N/A | N/A | N/A | N/A | 276315.806 | N/A | 109547.4432 | [14 empty] | Commercial | High Efficiency HID Lighting | Healthcare | New | 3524.9511 | N/A | N/A | N/A | N/A | 122.3098 | 1078.6157 | 5540.9249 | N/A | 2196.7406
[15 empty] | Commercial | High Efficiency HID Lighting | Offices | Turnover | 483925.4547 | N/A | N/A | N/A | N/A | N/A | N/A | 760689.8726 | N/A | 301581.1213 | [14 empty] | Commercial | High Efficiency HID Lighting | Hospitals | New | 31519.0869 | N/A | N/A | N/A | N/A | 1093.6586 | 9644.6675 | 49545.3379 | N/A | 19642.6153
[15 empty] | Commercial | High Efficiency HID Lighting | Restaurants | Turnover | 108645.5615 | N/A | N/A | N/A | N/A | N/A | N/A | 170781.6308 | N/A | 67707.6396 | [14 empty] | Commercial | High Efficiency HID Lighting | Institutional | New | 32327.123 | N/A | N/A | N/A | N/A | 1121.696 | 9891.9221 | 50815.5023 | N/A | 20146.1814
[15 empty] | Commercial | High Efficiency HID Lighting | Retail | Turnover | 416244.0159 | N/A | N/A | N/A | N/A | N/A | N/A | 654300.3771 | N/A | 259402.2196 | [14 empty] | Commercial | High Efficiency HID Lighting | Lodging/Hospitality | New | 333966.2462 | N/A | N/A | N/A | N/A | 11588.0593 | 102191.837 | 524966.6841 | N/A | 208126.9213
[15 empty] | Commercial | High Efficiency HID Lighting | Schools K-12 | Turnover | 147049.987 | N/A | N/A | N/A | N/A | N/A | N/A | 231150.1386 | N/A | 91641.1806 | [14 empty] | Commercial | High Efficiency HID Lighting | Miscellaneous | New | 11229.1011 | N/A | N/A | N/A | N/A | 389.6307 | 3436.0433 | 17651.1969 | N/A | 6997.9475
[15 empty] | Commercial | High Efficiency HID Lighting | Warehouse | Turnover | 533887.0901 | N/A | N/A | N/A | N/A | N/A | N/A | 839225.3367 | N/A | 332717.0864 | [14 empty] | Commercial | High Efficiency HID Lighting | Offices | New | 418992.8436 | N/A | N/A | N/A | N/A | 14538.3373 | 128209.5088 | 658621.3015 | N/A | 261115.282
[15 empty] | Commercial | High Efficiency HID Lighting | Assembly | New | 4805.0963 | N/A | N/A | N/A | N/A | N/A | N/A | 7553.2049 | N/A | 2994.5239 | [14 empty] | Commercial | High Efficiency HID Lighting | Restaurants | New | 93318.1435 | N/A | N/A | N/A | N/A | 3237.9805 | 28554.8394 | 146688.2265 | N/A | 58155.6314
[15 empty] | Commercial | High Efficiency HID Lighting | College and University | New | 780.9798 | N/A | N/A | N/A | N/A | N/A | N/A | 1227.6341 | N/A | 486.7046 | [14 empty] | Commercial | High Efficiency HID Lighting | Retail | New | 359870.6648 | N/A | N/A | N/A | N/A | 12486.8985 | 110118.4468 | 565686.2385 | N/A | 224270.4895
[15 empty] | Commercial | High Efficiency HID Lighting | Grocery | New | 38642.305 | N/A | N/A | N/A | N/A | N/A | N/A | 60742.4341 | N/A | 24081.7869 | [14 empty] | Commercial | High Efficiency HID Lighting | Schools K-12 | New | 9409.3637 | N/A | N/A | N/A | N/A | 326.4889 | 2879.2136 | 14790.7236 | N/A | 5863.8917
[15 empty] | Commercial | High Efficiency HID Lighting | Healthcare | New | 1249.8554 | N/A | N/A | N/A | N/A | N/A | N/A | 1964.6669 | N/A | 778.9067 | [14 empty] | Commercial | High Efficiency HID Lighting | Warehouse | New | 34594.4508 | N/A | N/A | N/A | N/A | 1200.3685 | 10585.7119 | 54379.5499 | N/A | 21559.1744
[15 empty] | Commercial | High Efficiency HID Lighting | Hospitals | New | 6874.415 | N/A | N/A | N/A | N/A | N/A | N/A | 10805.9987 | N/A | 4284.1181 | [14 empty] | Commercial | LED Exterior Lighting | Assembly | Turnover | 0 | N/A | N/A | N/A | N/A | 0 | 0 | 0 | N/A | 0
[15 empty] | Commercial | High Efficiency HID Lighting | Institutional | New | 11661.0684 | N/A | N/A | N/A | N/A | N/A | N/A | 18330.2129 | N/A | 7267.1484 | [14 empty] | Commercial | LED Exterior Lighting | College and University | Turnover | 122.1259 | N/A | N/A | N/A | N/A | 4.2376 | 32.8761 | 191.9715 | N/A | 71.6147
[15 empty] | Commercial | High Efficiency HID Lighting | Lodging/Hospitality | New | 73025.7377 | N/A | N/A | N/A | N/A | N/A | N/A | 114790.2814 | N/A | 45509.4553 | [14 empty] | Commercial | LED Exterior Lighting | Grocery | Turnover | 533.6635 | N/A | N/A | N/A | N/A | 18.5172 | 143.6612 | 838.8739 | N/A | 312.9409
[15 empty] | Commercial | High Efficiency HID Lighting | Miscellaneous | New | 4046.1531 | N/A | N/A | N/A | N/A | N/A | N/A | 6360.2104 | N/A | 2521.5524 | [14 empty] | Commercial | LED Exterior Lighting | Healthcare | Turnover | 177.9093 | N/A | N/A | N/A | N/A | 6.1731 | 47.8928 | 279.6584 | N/A | 104.3262
[15 empty] | Commercial | High Efficiency HID Lighting | Offices | New | 91557.4536 | N/A | N/A | N/A | N/A | N/A | N/A | 143920.5709 | N/A | 57058.3739 | [14 empty] | Commercial | LED Exterior Lighting | Hospitals | Turnover | 70.7061 | N/A | N/A | N/A | N/A | 2.4534 | 19.0339 | 111.144 | N/A | 41.4621
[15 empty] | Commercial | High Efficiency HID Lighting | Restaurants | New | 24389.7477 | N/A | N/A | N/A | N/A | N/A | N/A | 38338.62 | N/A | 15199.6292 | [14 empty] | Commercial | LED Exterior Lighting | Institutional | Turnover | 0 | N/A | N/A | N/A | N/A | 0 | 0 | 0 | N/A | 0
[15 empty] | Commercial | High Efficiency HID Lighting | Retail | New | 78752.2991 | N/A | N/A | N/A | N/A | N/A | N/A | 123791.9514 | N/A | 49078.2339 | [14 empty] | Commercial | LED Exterior Lighting | Lodging/Hospitality | Turnover | 0 | N/A | N/A | N/A | N/A | 0 | 0 | 0 | N/A | 0
[15 empty] | Commercial | High Efficiency HID Lighting | Schools K-12 | New | 3384.7823 | N/A | N/A | N/A | N/A | N/A | N/A | 5320.5914 | N/A | 2109.3878 | [14 empty] | Commercial | LED Exterior Lighting | Miscellaneous | Turnover | 443.7237 | N/A | N/A | N/A | N/A | 15.3965 | 119.4496 | 697.4961 | N/A | 260.2001
[15 empty] | Commercial | High Efficiency HID Lighting | Warehouse | New | 12288.9611 | N/A | N/A | N/A | N/A | N/A | N/A | 19317.2072 | N/A | 7658.4495 | [14 empty] | Commercial | LED Exterior Lighting | Offices | Turnover | 1409.6639 | N/A | N/A | N/A | N/A | 48.9129 | 379.4788 | 2215.8724 | N/A | 826.6284
[15 empty] | Commercial | LED Exterior Lighting | Assembly | Turnover | 0 | N/A | N/A | N/A | N/A | N/A | N/A | 0 | N/A | 0 | [14 empty] | Commercial | LED Exterior Lighting | Restaurants | Turnover | 244.3126 | N/A | N/A | N/A | N/A | 8.4772 | 65.7685 | 384.0388 | N/A | 143.2652
[15 empty] | Commercial | LED Exterior Lighting | College and University | Turnover | 512.3909 | N/A | N/A | N/A | N/A | N/A | N/A | 805.4351 | N/A | 300.4666 | [14 empty] | Commercial | LED Exterior Lighting | Retail | Turnover | 0 | N/A | N/A | N/A | N/A | 0 | 0 | 0 | N/A | 0
[15 empty] | Commercial | LED Exterior Lighting | Grocery | Turnover | 2246.6667 | N/A | N/A | N/A | N/A | N/A | N/A | 3531.57 | N/A | 1317.4477 | [14 empty] | Commercial | LED Exterior Lighting | Schools K-12 | Turnover | 520.5731 | N/A | N/A | N/A | N/A | 18.063 | 140.1373 | 818.2968 | N/A | 305.2646
[15 empty] | Commercial | LED Exterior Lighting | Healthcare | Turnover | 745.4675 | N/A | N/A | N/A | N/A | N/A | N/A | 1171.8118 | N/A | 437.1429 | [14 empty] | Commercial | LED Exterior Lighting | Warehouse | Turnover | 1705.1908 | N/A | N/A | N/A | N/A | 59.1672 | 459.0341 | 2680.4156 | N/A | 999.9257
[15 empty] | Commercial | LED Exterior Lighting | Hospitals | Turnover | 296.2694 | N/A | N/A | N/A | N/A | N/A | N/A | 465.7104 | N/A | 173.7327 | [14 empty] | Commercial | LED Exterior Lighting | Assembly | New | 0 | N/A | N/A | N/A | N/A | 0 | 0 | 0 | N/A | 0
[15 empty] | Commercial | LED Exterior Lighting | Institutional | Turnover | 0 | N/A | N/A | N/A | N/A | N/A | N/A | 0 | N/A | 0 | [14 empty] | Commercial | LED Exterior Lighting | College and University | New | 29.4849 | N/A | N/A | N/A | N/A | 1.0231 | 7.9373 | 46.3478 | N/A | 17.29
[15 empty] | Commercial | LED Exterior Lighting | Lodging/Hospitality | Turnover | 0 | N/A | N/A | N/A | N/A | N/A | N/A | 0 | N/A | 0 | [14 empty] | Commercial | LED Exterior Lighting | Grocery | New | 139.5911 | N/A | N/A | N/A | N/A | 4.8436 | 37.5777 | 219.4254 | N/A | 81.8564
[15 empty] | Commercial | LED Exterior Lighting | Miscellaneous | Turnover | 1864.9145 | N/A | N/A | N/A | N/A | N/A | N/A | 2931.4878 | N/A | 1093.5878 | [14 empty] | Commercial | LED Exterior Lighting | Healthcare | New | 42.9514 | N/A | N/A | N/A | N/A | 1.4903 | 11.5624 | 67.516 | N/A | 25.1868
[15 empty] | Commercial | LED Exterior Lighting | Offices | Turnover | 5918.8313 | N/A | N/A | N/A | N/A | N/A | N/A | 9303.9021 | N/A | 3470.809 | [14 empty] | Commercial | LED Exterior Lighting | Hospitals | New | 18.4926 | N/A | N/A | N/A | N/A | 0.64166 | 4.9782 | 29.0688 | N/A | 10.8441
[15 empty] | Commercial | LED Exterior Lighting | Restaurants | Turnover | 1028.7037 | N/A | N/A | N/A | N/A | N/A | N/A | 1617.0352 | N/A | 603.2329 | [14 empty] | Commercial | LED Exterior Lighting | Institutional | New | 0 | N/A | N/A | N/A | N/A | 0 | 0 | 0 | N/A | 0
[15 empty] | Commercial | LED Exterior Lighting | Retail | Turnover | 0 | N/A | N/A | N/A | N/A | N/A | N/A | 0 | N/A | 0 | [14 empty] | Commercial | LED Exterior Lighting | Lodging/Hospitality | New | 0 | N/A | N/A | N/A | N/A | 0 | 0 | 0 | N/A | 0
[15 empty] | Commercial | LED Exterior Lighting | Schools K-12 | Turnover | 2184.1144 | N/A | N/A | N/A | N/A | N/A | N/A | 3433.2431 | N/A | 1280.767 | [14 empty] | Commercial | LED Exterior Lighting | Miscellaneous | New | 107.133 | N/A | N/A | N/A | N/A | 3.7173 | 28.84 | 168.404 | N/A | 62.8229
[15 empty] | Commercial | LED Exterior Lighting | Warehouse | Turnover | 7158.7088 | N/A | N/A | N/A | N/A | N/A | N/A | 11252.8846 | N/A | 4197.8744 | [14 empty] | Commercial | LED Exterior Lighting | Offices | New | 368.7041 | N/A | N/A | N/A | N/A | 12.7934 | 99.2544 | 579.5716 | N/A | 216.2085
[15 empty] | Commercial | LED Exterior Lighting | Assembly | New | 0 | N/A | N/A | N/A | N/A | N/A | N/A | 0 | N/A | 0 | [14 empty] | Commercial | LED Exterior Lighting | Restaurants | New | 63.9054 | N/A | N/A | N/A | N/A | 2.2174 | 17.2032 | 100.4539 | N/A | 37.4742
[15 empty] | Commercial | LED Exterior Lighting | College and University | New | 11.7942 | N/A | N/A | N/A | N/A | N/A | N/A | 18.5394 | N/A | 6.9161 | [14 empty] | Commercial | LED Exterior Lighting | Retail | New | 0 | N/A | N/A | N/A | N/A | 0 | 0 | 0 | N/A | 0
[15 empty] | Commercial | LED Exterior Lighting | Grocery | New | 56.023 | N/A | N/A | N/A | N/A | N/A | N/A | 88.0634 | N/A | 32.852 | [14 empty] | Commercial | LED Exterior Lighting | Schools K-12 | New | 125.6823 | N/A | N/A | N/A | N/A | 4.361 | 33.8334 | 197.5619 | N/A | 73.7002
[15 empty] | Commercial | LED Exterior Lighting | Healthcare | New | 17.1591 | N/A | N/A | N/A | N/A | N/A | N/A | 26.9727 | N/A | 10.0621 | [14 empty] | Commercial | LED Exterior Lighting | Warehouse | New | 411.6914 | N/A | N/A | N/A | N/A | 14.285 | 110.8265 | 647.1441 | N/A | 241.4163
[15 empty] | Commercial | LED Exterior Lighting | Hospitals | New | 7.3878 | N/A | N/A | N/A | N/A | N/A | N/A | 11.613 | N/A | 4.3322 | [14 empty] | Commercial | High Efficiency Chiller (Air Cooled, 50 tons) | Assembly | Turnover | 43051.1497 | N/A | N/A | N/A | N/A | 2100.6467 | 16640.2255 | 64469.9831 | N/A | 26333.5115
[15 empty] | Commercial | LED Exterior Lighting | Institutional | New | 0 | N/A | N/A | N/A | N/A | N/A | N/A | 0 | N/A | 0 | [14 empty] | Commercial | High Efficiency Chiller (Air Cooled, 50 tons) | College and University | Turnover | 14436.3599 | N/A | N/A | N/A | N/A | 704.4107 | 4709.1109 | 21618.7462 | N/A | 7959.5645
[15 empty] | Commercial | LED Exterior Lighting | Lodging/Hospitality | New | 0 | N/A | N/A | N/A | N/A | N/A | N/A | 0 | N/A | 0 | [14 empty] | Commercial | High Efficiency Chiller (Air Cooled, 50 tons) | Healthcare | Turnover | 0 | N/A | N/A | N/A | N/A | 0 | 0 | 0 | N/A | 0
[15 empty] | Commercial | LED Exterior Lighting | Miscellaneous | New | 42.9264 | N/A | N/A | N/A | N/A | N/A | N/A | 67.4767 | N/A | 25.1721 | [14 empty] | Commercial | High Efficiency Chiller (Air Cooled, 50 tons) | Hospitals | Turnover | 61528.4024 | N/A | N/A | N/A | N/A | 3002.2296 | 4405.4515 | 92140.0496 | N/A | 18259.028
[15 empty] | Commercial | LED Exterior Lighting | Offices | New | 147.5923 | N/A | N/A | N/A | N/A | N/A | N/A | 232.0027 | N/A | 86.5483 | [14 empty] | Commercial | High Efficiency Chiller (Air Cooled, 50 tons) | Lodging/Hospitality | Turnover | 91732.1531 | N/A | N/A | N/A | N/A | 4475.9977 | 13313.7134 | 137370.7883 | N/A | 33967.8887
[15 empty] | Commercial | LED Exterior Lighting | Restaurants | New | 25.6518 | N/A | N/A | N/A | N/A | N/A | N/A | 40.3225 | N/A | 15.0423 | [14 empty] | Commercial | High Efficiency Chiller (Air Cooled, 50 tons) | Offices | Turnover | 163814.473 | N/A | N/A | N/A | N/A | 7993.1973 | 52146.5357 | 245315.5466 | N/A | 89030.5804
[15 empty] | Commercial | LED Exterior Lighting | Retail | New | 0 | N/A | N/A | N/A | N/A | N/A | N/A | 0 | N/A | 0 | [14 empty] | Commercial | High Efficiency Chiller (Air Cooled, 50 tons) | Restaurants | Turnover | 6515.2048 | N/A | N/A | N/A | N/A | 317.9043 | 992.2979 | 9756.6533 | N/A | 2459.2446
[15 empty] | Commercial | LED Exterior Lighting | Schools K-12 | New | 50.2737 | N/A | N/A | N/A | N/A | N/A | N/A | 79.0261 | N/A | 29.4806 | [14 empty] | Commercial | High Efficiency Chiller (Air Cooled, 50 tons) | Retail | Turnover | 0 | N/A | N/A | N/A | N/A | 0 | 0 | 0 | N/A | 0
[15 empty] | Commercial | LED Exterior Lighting | Warehouse | New | 164.7785 | N/A | N/A | N/A | N/A | N/A | N/A | 259.0178 | N/A | 96.6263 | [14 empty] | Commercial | High Efficiency Chiller (Air Cooled, 50 tons) | Schools K-12 | Turnover | 214627.8644 | N/A | N/A | N/A | N/A | 10472.5964 | 70585.2174 | 321409.6465 | N/A | 118910.2744
[15 empty] | Commercial | High Efficiency Chiller (Air Cooled, 50 tons) | Assembly | Turnover | 221266.0904 | N/A | N/A | N/A | N/A | N/A | N/A | 331350.5267 | N/A | 135343.9611 | [14 empty] | Commercial | High Efficiency Chiller (Air Cooled, 50 tons) | Assembly | New | 14112.7957 | N/A | N/A | N/A | N/A | 688.6227 | 5454.909 | 21134.2021 | N/A | 8632.5097
[15 empty] | Commercial | High Efficiency Chiller (Air Cooled, 50 tons) | College and University | Turnover | 90581.5609 | N/A | N/A | N/A | N/A | N/A | N/A | 135647.7527 | N/A | 49942.6297 | [14 empty] | Commercial | High Efficiency Chiller (Air Cooled, 50 tons) | College and University | New | 5191.4031 | N/A | N/A | N/A | N/A | 253.3104 | 1693.425 | 7774.233 | N/A | 2862.308
[15 empty] | Commercial | High Efficiency Chiller (Air Cooled, 50 tons) | Healthcare | Turnover | 0 | N/A | N/A | N/A | N/A | N/A | N/A | 0 | N/A | 0 | [14 empty] | Commercial | High Efficiency Chiller (Air Cooled, 50 tons) | Healthcare | New | 0 | N/A | N/A | N/A | N/A | 0 | 0 | 0 | N/A | 0
[15 empty] | Commercial | High Efficiency Chiller (Air Cooled, 50 tons) | Hospitals | Turnover | 452142.0684 | N/A | N/A | N/A | N/A | N/A | N/A | 677092.0579 | N/A | 134176.6466 | [14 empty] | Commercial | High Efficiency Chiller (Air Cooled, 50 tons) | Hospitals | New | 22289.3468 | N/A | N/A | N/A | N/A | 1087.591 | 1595.9237 | 33378.7558 | N/A | 6614.5356
[15 empty] | Commercial | High Efficiency Chiller (Air Cooled, 50 tons) | Lodging/Hospitality | Turnover | 518381.8492 | N/A | N/A | N/A | N/A | N/A | N/A | 776287.4936 | N/A | 191953.8169 | [14 empty] | Commercial | High Efficiency Chiller (Air Cooled, 50 tons) | Lodging/Hospitality | New | 29969.3513 | N/A | N/A | N/A | N/A | 1462.3307 | 4349.6565 | 44879.7207 | N/A | 11097.4784
[15 empty] | Commercial | High Efficiency Chiller (Air Cooled, 50 tons) | Offices | Turnover | 824040.0667 | N/A | N/A | N/A | N/A | N/A | N/A | 1234016.9685 | N/A | 447852.7693 | [14 empty] | Commercial | High Efficiency Chiller (Air Cooled, 50 tons) | Offices | New | 52837.9849 | N/A | N/A | N/A | N/A | 2578.1876 | 16819.7462 | 79125.9704 | N/A | 28716.6108
[15 empty] | Commercial | High Efficiency Chiller (Air Cooled, 50 tons) | Restaurants | Turnover | 37801.782 | N/A | N/A | N/A | N/A | N/A | N/A | 56608.947 | N/A | 14268.7499 | [14 empty] | Commercial | High Efficiency Chiller (Air Cooled, 50 tons) | Restaurants | New | 2157.1379 | N/A | N/A | N/A | N/A | 105.2558 | 328.5427 | 3230.3584 | N/A | 814.2383
[15 empty] | Commercial | High Efficiency Chiller (Air Cooled, 50 tons) | Retail | Turnover | 0 | N/A | N/A | N/A | N/A | N/A | N/A | 0 | N/A | 0 | [14 empty] | Commercial | High Efficiency Chiller (Air Cooled, 50 tons) | Retail | New | 0 | N/A | N/A | N/A | N/A | 0 | 0 | 0 | N/A | 0
[15 empty] | Commercial | High Efficiency Chiller (Air Cooled, 50 tons) | Schools K-12 | Turnover | 1225198.1757 | N/A | N/A | N/A | N/A | N/A | N/A | 1834759.4972 | N/A | 678796.5377 | [14 empty] | Commercial | High Efficiency Chiller (Air Cooled, 50 tons) | Schools K-12 | New | 73499.8528 | N/A | N/A | N/A | N/A | 3586.367 | 24172.0855 | 110067.543 | N/A | 40721.123
[15 empty] | Commercial | High Efficiency Chiller (Air Cooled, 50 tons) | Assembly | New | 4190.8935 | N/A | N/A | N/A | N/A | N/A | N/A | 6275.9493 | N/A | 2563.4842 | [14 empty] | Commercial | High Efficiency Chiller (Water cooled-centrifugal, 200 tons) | Assembly | Turnover | 23711.7952 | N/A | N/A | N/A | N/A | 1047.7077 | 10053.2197 | 32342.8894 | N/A | 14887.7927
[15 empty] | Commercial | High Efficiency Chiller (Air Cooled, 50 tons) | College and University | New | 2074.2939 | N/A | N/A | N/A | N/A | N/A | N/A | 3106.2978 | N/A | 1143.6731 | [14 empty] | Commercial | High Efficiency Chiller (Water cooled-centrifugal, 200 tons) | College and University | Turnover | 7981.2507 | N/A | N/A | N/A | N/A | 352.6522 | 2889.6522 | 10886.4263 | N/A | 4516.941
[15 empty] | Commercial | High Efficiency Chiller (Air Cooled, 50 tons) | Healthcare | New | 0 | N/A | N/A | N/A | N/A | N/A | N/A | 0 | N/A | 0 | [14 empty] | Commercial | High Efficiency Chiller (Water cooled-centrifugal, 200 tons) | Healthcare | Turnover | 0 | N/A | N/A | N/A | N/A | 0 | 0 | 0 | N/A | 0
[15 empty] | Commercial | High Efficiency Chiller (Air Cooled, 50 tons) | Hospitals | New | 10407.3622 | N/A | N/A | N/A | N/A | N/A | N/A | 15585.2391 | N/A | 3088.465 | [14 empty] | Commercial | High Efficiency Chiller (Water cooled-centrifugal, 200 tons) | Hospitals | Turnover | 34678.384 | N/A | N/A | N/A | N/A | 1532.2673 | 3492.8364 | 47301.3169 | N/A | 10563.3757
[15 empty] | Commercial | High Efficiency Chiller (Air Cooled, 50 tons) | Lodging/Hospitality | New | 10940.2877 | N/A | N/A | N/A | N/A | N/A | N/A | 16383.3061 | N/A | 4051.1256 | [14 empty] | Commercial | High Efficiency Chiller (Water cooled-centrifugal, 200 tons) | Lodging/Hospitality | Turnover | 51288.348 | N/A | N/A | N/A | N/A | 2266.18 | 9037.1676 | 69957.3083 | N/A | 19494.295
[15 empty] | Commercial | High Efficiency Chiller (Air Cooled, 50 tons) | Offices | New | 16119.1275 | N/A | N/A | N/A | N/A | N/A | N/A | 24138.7253 | N/A | 8760.4913 | [14 empty] | Commercial | High Efficiency Chiller (Water cooled-centrifugal, 200 tons) | Offices | Turnover | 90441.8498 | N/A | N/A | N/A | N/A | 3996.1807 | 32014.2113 | 123362.686 | N/A | 50454.3051
[15 empty] | Commercial | High Efficiency Chiller (Air Cooled, 50 tons) | Restaurants | New | 808.4032 | N/A | N/A | N/A | N/A | N/A | N/A | 1210.6005 | N/A | 305.1418 | [14 empty] | Commercial | High Efficiency Chiller (Water cooled-centrifugal, 200 tons) | Restaurants | Turnover | 3640.1975 | N/A | N/A | N/A | N/A | 160.8424 | 668.198 | 4965.2295 | N/A | 1410.394
[15 empty] | Commercial | High Efficiency Chiller (Air Cooled, 50 tons) | Retail | New | 0 | N/A | N/A | N/A | N/A | N/A | N/A | 0 | N/A | 0 | [14 empty] | Commercial | High Efficiency Chiller (Water cooled-centrifugal, 200 tons) | Retail | Turnover | 0 | N/A | N/A | N/A | N/A | 0 | 0 | 0 | N/A | 0
[15 empty] | Commercial | High Efficiency Chiller (Air Cooled, 50 tons) | Schools K-12 | New | 27013.9068 | N/A | N/A | N/A | N/A | N/A | N/A | 40453.8817 | N/A | 14966.5146 | [14 empty] | Commercial | High Efficiency Chiller (Water cooled-centrifugal, 200 tons) | Schools K-12 | Turnover | 118646.4342 | N/A | N/A | N/A | N/A | 5242.4026 | 43282.2727 | 161833.74 | N/A | 67472.9696
[15 empty] | Commercial | High Efficiency Chiller (Water cooled-centrifugal, 200 tons) | Assembly | Turnover | 118293.3522 | N/A | N/A | N/A | N/A | N/A | N/A | 161352.1361 | N/A | 74272.1878 | [14 empty] | Commercial | High Efficiency Chiller (Water cooled-centrifugal, 200 tons) | Assembly | New | 7108.9288 | N/A | N/A | N/A | N/A | 314.1086 | 3014.0115 | 9696.5791 | N/A | 4463.4435
[15 empty] | Commercial | High Efficiency Chiller (Water cooled-centrifugal, 200 tons) | College and University | Turnover | 48581.4881 | N/A | N/A | N/A | N/A | N/A | N/A | 66265.1513 | N/A | 27494.4019 | [14 empty] | Commercial | High Efficiency Chiller (Water cooled-centrifugal, 200 tons) | College and University | New | 2865.2522 | N/A | N/A | N/A | N/A | 126.6014 | 1037.379 | 3908.2041 | N/A | 1621.5723
[15 empty] | Commercial | High Efficiency Chiller (Water cooled-centrifugal, 200 tons) | Healthcare | Turnover | 0 | N/A | N/A | N/A | N/A | N/A | N/A | 0 | N/A | 0 | [14 empty] | Commercial | High Efficiency Chiller (Water cooled-centrifugal, 200 tons) | Healthcare | New | 0 | N/A | N/A | N/A | N/A | 0 | 0 | 0 | N/A | 0
[15 empty] | Commercial | High Efficiency Chiller (Water cooled-centrifugal, 200 tons) | Hospitals | Turnover | 241724.3471 | N/A | N/A | N/A | N/A | N/A | N/A | 329712.0171 | N/A | 73631.6055 | [14 empty] | Commercial | High Efficiency Chiller (Water cooled-centrifugal, 200 tons) | Hospitals | New | 12562.0599 | N/A | N/A | N/A | N/A | 555.0557 | 1265.2614 | 17134.6501 | N/A | 3826.5266
[15 empty] | Commercial | High Efficiency Chiller (Water cooled-centrifugal, 200 tons) | Lodging/Hospitality | Turnover | 278023.0477 | N/A | N/A | N/A | N/A | N/A | N/A | 379223.4458 | N/A | 105674.3592 | [14 empty] | Commercial | High Efficiency Chiller (Water cooled-centrifugal, 200 tons) | Lodging/Hospitality | New | 16347.3422 | N/A | N/A | N/A | N/A | 722.3087 | 2880.4529 | 22297.7753 | N/A | 6213.4953
[15 empty] | Commercial | High Efficiency Chiller (Water cooled-centrifugal, 200 tons) | Offices | Turnover | 440548.5821 | N/A | N/A | N/A | N/A | N/A | N/A | 600908.2799 | N/A | 245766.4524 | [14 empty] | Commercial | High Efficiency Chiller (Water cooled-centrifugal, 200 tons) | Offices | New | 26913.817 | N/A | N/A | N/A | N/A | 1189.1893 | 9526.8355 | 36710.4473 | N/A | 15014.2654
[15 empty] | Commercial | High Efficiency Chiller (Water cooled-centrifugal, 200 tons) | Restaurants | Turnover | 20274.1796 | N/A | N/A | N/A | N/A | N/A | N/A | 27653.9816 | N/A | 7855.2281 | [14 empty] | Commercial | High Efficiency Chiller (Water cooled-centrifugal, 200 tons) | Restaurants | New | 1179.8155 | N/A | N/A | N/A | N/A | 52.1302 | 216.568 | 1609.2683 | N/A | 457.1193
[15 empty] | Commercial | High Efficiency Chiller (Water cooled-centrifugal, 200 tons) | Retail | Turnover | 0 | N/A | N/A | N/A | N/A | N/A | N/A | 0 | N/A | 0 | [14 empty] | Commercial | High Efficiency Chiller (Water cooled-centrifugal, 200 tons) | Retail | New | 0 | N/A | N/A | N/A | N/A | 0 | 0 | 0 | N/A | 0
[15 empty] | Commercial | High Efficiency Chiller (Water cooled-centrifugal, 200 tons) | Schools K-12 | Turnover | 657108.9126 | N/A | N/A | N/A | N/A | N/A | N/A | 896296.5774 | N/A | 373690.874 | [14 empty] | Commercial | High Efficiency Chiller (Water cooled-centrifugal, 200 tons) | Schools K-12 | New | 40102.995 | N/A | N/A | N/A | N/A | 1771.9542 | 14629.5907 | 54700.4865 | N/A | 22806.1482
[15 empty] | Commercial | High Efficiency Chiller (Water cooled-centrifugal, 200 tons) | Assembly | New | 103.9898 | N/A | N/A | N/A | N/A | N/A | N/A | 141.8422 | N/A | 65.2915 | [14 empty] | Commercial | High Efficiency Chiller (Water cooled-positive displacement, 100 tons) | Healthcare | Turnover | 0 | N/A | N/A | N/A | N/A | 0 | 0 | 0 | N/A | 0
[15 empty] | Commercial | High Efficiency Chiller (Water cooled-centrifugal, 200 tons) | College and University | New | 1049.1777 | N/A | N/A | N/A | N/A | N/A | N/A | 1431.0784 | N/A | 593.7758 | [14 empty] | Commercial | High Efficiency Chiller (Water cooled-positive displacement, 100 tons) | Hospitals | Turnover | 23738.9194 | N/A | N/A | N/A | N/A | 1048.9061 | 7590.2303 | 32379.8868 | N/A | 12430.3336
[15 empty] | Commercial | High Efficiency Chiller (Water cooled-centrifugal, 200 tons) | Healthcare | New | 0 | N/A | N/A | N/A | N/A | N/A | N/A | 0 | N/A | 0 | [14 empty] | Commercial | High Efficiency Chiller (Water cooled-positive displacement, 100 tons) | Lodging/Hospitality | Turnover | 34216.9291 | N/A | N/A | N/A | N/A | 1511.8779 | 15380.2523 | 46671.8923 | N/A | 22356.7061
[15 empty] | Commercial | High Efficiency Chiller (Water cooled-centrifugal, 200 tons) | Hospitals | New | 5563.9875 | N/A | N/A | N/A | N/A | N/A | N/A | 7589.2791 | N/A | 1694.8451 | [14 empty] | Commercial | High Efficiency Chiller (Water cooled-positive displacement, 100 tons) | Restaurants | Turnover | 2423.8393 | N/A | N/A | N/A | N/A | 107.0975 | 1120.1545 | 3306.1169 | N/A | 1614.3485
[15 empty] | Commercial | High Efficiency Chiller (Water cooled-centrifugal, 200 tons) | Lodging/Hospitality | New | 0 | N/A | N/A | N/A | N/A | N/A | N/A | 0 | N/A | 0 | [14 empty] | Commercial | High Efficiency Chiller (Water cooled-positive displacement, 100 tons) | Retail | Turnover | 0 | N/A | N/A | N/A | N/A | 0 | 0 | 0 | N/A | 0
[15 empty] | Commercial | High Efficiency Chiller (Water cooled-centrifugal, 200 tons) | Offices | New | 1303.9574 | N/A | N/A | N/A | N/A | N/A | N/A | 1778.5979 | N/A | 727.4316 | [14 empty] | Commercial | High Efficiency Chiller (Water cooled-positive displacement, 100 tons) | Healthcare | New | 0 | N/A | N/A | N/A | N/A | 0 | 0 | 0 | N/A | 0
[15 empty] | Commercial | High Efficiency Chiller (Water cooled-centrifugal, 200 tons) | Restaurants | New | 68.4513 | N/A | N/A | N/A | N/A | N/A | N/A | 93.3676 | N/A | 26.5215 | [14 empty] | Commercial | High Efficiency Chiller (Water cooled-positive displacement, 100 tons) | Hospitals | New | 7640.1777 | N/A | N/A | N/A | N/A | 337.5819 | 2442.8537 | 10421.2027 | N/A | 4000.6016
[15 empty] | Commercial | High Efficiency Chiller (Water cooled-centrifugal, 200 tons) | Retail | New | 0 | N/A | N/A | N/A | N/A | N/A | N/A | 0 | N/A | 0 | [14 empty] | Commercial | High Efficiency Chiller (Water cooled-positive displacement, 100 tons) | Lodging/Hospitality | New | 7580.7869 | N/A | N/A | N/A | N/A | 334.9577 | 3407.5067 | 10340.1936 | N/A | 4953.1454
[15 empty] | Commercial | High Efficiency Chiller (Water cooled-centrifugal, 200 tons) | Schools K-12 | New | 7462.2801 | N/A | N/A | N/A | N/A | N/A | N/A | 10178.5503 | N/A | 4243.7196 | [14 empty] | Commercial | High Efficiency Chiller (Water cooled-positive displacement, 100 tons) | Restaurants | New | 584.8588 | N/A | N/A | N/A | N/A | 25.842 | 270.287 | 797.7474 | N/A | 389.5332
[15 empty] | Commercial | High Efficiency Chiller (Water cooled-positive displacement, 100 tons) | College and University | Turnover | 28130.4096 | N/A | N/A | N/A | N/A | N/A | N/A | 38369.8796 | N/A | 27367.0184 | [14 empty] | Commercial | High Efficiency Chiller (Water cooled-positive displacement, 100 tons) | Retail | New | 0 | N/A | N/A | N/A | N/A | 0 | 0 | 0 | N/A | 0
[15 empty] | Commercial | High Efficiency Chiller (Water cooled-positive displacement, 100 tons) | Healthcare | Turnover | 0 | N/A | N/A | N/A | N/A | N/A | N/A | 0 | N/A | 0 | [14 empty] | Commercial | High Efficiency PTAC | Grocery | Turnover | 0 | N/A | N/A | N/A | N/A | 0 | 0 | 0 | N/A | 0
[15 empty] | Commercial | High Efficiency Chiller (Water cooled-positive displacement, 100 tons) | Hospitals | Turnover | 133379.6496 | N/A | N/A | N/A | N/A | N/A | N/A | 181929.8462 | N/A | 69841.1546 | [14 empty] | Commercial | High Efficiency PTAC | Institutional | Turnover | 0 | N/A | N/A | N/A | N/A | 0 | 0 | 0 | N/A | 0
[15 empty] | Commercial | High Efficiency Chiller (Water cooled-positive displacement, 100 tons) | Lodging/Hospitality | Turnover | 164934.0635 | N/A | N/A | N/A | N/A | N/A | N/A | 224970.0679 | N/A | 107764.8545 | [14 empty] | Commercial | High Efficiency PTAC | Miscellaneous | Turnover | 4023.854 | N/A | N/A | N/A | N/A | 214.8988 | 492.1195 | 5546.0632 | N/A | 1483.7548
[15 empty] | Commercial | High Efficiency Chiller (Water cooled-positive displacement, 100 tons) | Offices | Turnover | 255408.7323 | N/A | N/A | N/A | N/A | N/A | N/A | 348377.5189 | N/A | 244930.2912 | [14 empty] | Commercial | High Efficiency PTAC | Warehouse | Turnover | 0 | N/A | N/A | N/A | N/A | 0 | 0 | 0 | N/A | 0
[15 empty] | Commercial | High Efficiency Chiller (Water cooled-positive displacement, 100 tons) | Restaurants | Turnover | 12314.5007 | N/A | N/A | N/A | N/A | N/A | N/A | 16796.9794 | N/A | 8201.8209 | [14 empty] | Commercial | High Efficiency PTAC | Grocery | New | 0 | N/A | N/A | N/A | N/A | 0 | 0 | 0 | N/A | 0
[15 empty] | Commercial | High Efficiency Chiller (Water cooled-positive displacement, 100 tons) | Retail | Turnover | 0 | N/A | N/A | N/A | N/A | N/A | N/A | 0 | N/A | 0 | [14 empty] | Commercial | High Efficiency PTAC | Institutional | New | 0 | N/A | N/A | N/A | N/A | 0 | 0 | 0 | N/A | 0
[15 empty] | Commercial | High Efficiency Chiller (Water cooled-positive displacement, 100 tons) | Schools K-12 | Turnover | 380489.4273 | N/A | N/A | N/A | N/A | N/A | N/A | 518987.5908 | N/A | 371959.5318 | [14 empty] | Commercial | High Efficiency PTAC | Miscellaneous | New | 1110.9059 | N/A | N/A | N/A | N/A | 59.3293 | 135.8644 | 1531.1575 | N/A | 409.6351
[15 empty] | Commercial | High Efficiency Chiller (Water cooled-positive displacement, 100 tons) | College and University | New | 603.1804 | N/A | N/A | N/A | N/A | N/A | N/A | 822.7381 | N/A | 586.8115 | [14 empty] | Commercial | High Efficiency PTAC | Warehouse | New | 0 | N/A | N/A | N/A | N/A | 0 | 0 | 0 | N/A | 0
[15 empty] | Commercial | High Efficiency Chiller (Water cooled-positive displacement, 100 tons) | Healthcare | New | 0 | N/A | N/A | N/A | N/A | N/A | N/A | 0 | N/A | 0 | [14 empty] | Commercial | High Efficiency PTHP | Grocery | Turnover | 2520.0095 | N/A | N/A | N/A | N/A | 141.8559 | 298.3722 | 3677.2504 | N/A | 952.9564
[15 empty] | Commercial | High Efficiency Chiller (Water cooled-positive displacement, 100 tons) | Hospitals | New | 2186.7372 | N/A | N/A | N/A | N/A | N/A | N/A | 2982.7096 | N/A | 1145.0341 | [14 empty] | Commercial | High Efficiency PTHP | Institutional | Turnover | 9401.3312 | N/A | N/A | N/A | N/A | 529.2181 | 1260.9175 | 13718.6181 | N/A | 3702.9571
[15 empty] | Commercial | High Efficiency Chiller (Water cooled-positive displacement, 100 tons) | Lodging/Hospitality | New | 0 | N/A | N/A | N/A | N/A | N/A | N/A | 0 | N/A | 0 | [14 empty] | Commercial | High Efficiency PTHP | Miscellaneous | Turnover | 0 | N/A | N/A | N/A | N/A | 0 | 0 | 0 | N/A | 0
[15 empty] | Commercial | High Efficiency Chiller (Water cooled-positive displacement, 100 tons) | Offices | New | 790.7808 | N/A | N/A | N/A | N/A | N/A | N/A | 1078.625 | N/A | 758.3381 | [14 empty] | Commercial | High Efficiency PTHP | Warehouse | Turnover | 4053.4165 | N/A | N/A | N/A | N/A | 228.1742 | 2474.0399 | 5914.8297 | N/A | 3526.9338
[15 empty] | Commercial | High Efficiency Chiller (Water cooled-positive displacement, 100 tons) | Restaurants | New | 41.5772 | N/A | N/A | N/A | N/A | N/A | N/A | 56.7113 | N/A | 27.6917 | [14 empty] | Commercial | High Efficiency PTHP | Grocery | New | 735.8787 | N/A | N/A | N/A | N/A | 41.424 | 87.1289 | 1073.8095 | N/A | 278.2768
[15 empty] | Commercial | High Efficiency Chiller (Water cooled-positive displacement, 100 tons) | Retail | New | 0 | N/A | N/A | N/A | N/A | N/A | N/A | 0 | N/A | 0 | [14 empty] | Commercial | High Efficiency PTHP | Institutional | New | 2686.9261 | N/A | N/A | N/A | N/A | 151.252 | 360.3736 | 3920.8184 | N/A | 1058.3152
[15 empty] | Commercial | High Efficiency Chiller (Water cooled-positive displacement, 100 tons) | Schools K-12 | New | 4290.1227 | N/A | N/A | N/A | N/A | N/A | N/A | 5851.7275 | N/A | 4193.9458 | [14 empty] | Commercial | High Efficiency PTHP | Miscellaneous | New | 0 | N/A | N/A | N/A | N/A | 0 | 0 | 0 | N/A | 0
[15 empty] | Commercial | High Efficiency PTAC | Grocery | Turnover | 0 | N/A | N/A | N/A | N/A | N/A | N/A | 0 | N/A | 0 | [14 empty] | Commercial | High Efficiency PTHP | Warehouse | New | 1183.6832 | N/A | N/A | N/A | N/A | 66.6317 | 722.4719 | 1727.2551 | N/A | 1029.9391
[15 empty] | Commercial | High Efficiency PTAC | Institutional | Turnover | 0 | N/A | N/A | N/A | N/A | N/A | N/A | 0 | N/A | 0 | [14 empty] | Commercial | Variable Refrigerant Flow (VRF) HVAC Systems | Healthcare | Turnover | 7951.7881 | N/A | N/A | N/A | N/A | 477.5327 | 3976.9821 | 12252.0431 | N/A | 6180.5232
[15 empty] | Commercial | High Efficiency PTAC | Miscellaneous | Turnover | 16881.2725 | N/A | N/A | N/A | N/A | N/A | N/A | 23267.3959 | N/A | 6224.7958 | [14 empty] | Commercial | Variable Refrigerant Flow (VRF) HVAC Systems | Hospitals | Turnover | 1363.5972 | N/A | N/A | N/A | N/A | 81.8888 | 733.4564 | 2101.0182 | N/A | 1111.3264
[15 empty] | Commercial | High Efficiency PTAC | Warehouse | Turnover | 0 | N/A | N/A | N/A | N/A | N/A | N/A | 0 | N/A | 0 | [14 empty] | Commercial | Variable Refrigerant Flow (VRF) HVAC Systems | Healthcare | New | 2202.2864 | N/A | N/A | N/A | N/A | 132.255 | 1101.4446 | 3393.263 | N/A | 1711.726
[15 empty] | Commercial | High Efficiency PTAC | Grocery | New | 0 | N/A | N/A | N/A | N/A | N/A | N/A | 0 | N/A | 0 | [14 empty] | Commercial | Variable Refrigerant Flow (VRF) HVAC Systems | Hospitals | New | 385.2998 | N/A | N/A | N/A | N/A | 23.1386 | 207.2464 | 593.6664 | N/A | 314.0178
[15 empty] | Commercial | High Efficiency PTAC | Institutional | New | 0 | N/A | N/A | N/A | N/A | N/A | N/A | 0 | N/A | 0 | [14 empty] | Commercial | High Bay Fluorescent (T5) | Schools K-12 | Turnover | 0 | N/A | N/A | N/A | N/A | 0 | 0 | 0 | N/A | 0
[15 empty] | Commercial | High Efficiency PTAC | Miscellaneous | New | 388.5715 | N/A | N/A | N/A | N/A | N/A | N/A | 535.5667 | N/A | 143.2817 | [14 empty] | Commercial | High Bay Fluorescent (T5) | Schools K-12 | New | 0 | N/A | N/A | N/A | N/A | 0 | 0 | 0 | N/A | 0
[15 empty] | Commercial | High Efficiency PTAC | Warehouse | New | 0 | N/A | N/A | N/A | N/A | N/A | N/A | 0 | N/A | 0 | [14 empty] | Commercial | High Bay LED | Assembly | Turnover | 291524.8385 | N/A | N/A | N/A | N/A | 8586.6152 | 20340.4989 | 433662.3501 | N/A | 98837.1462
[15 empty] | Commercial | High Efficiency PTHP | Grocery | Turnover | 21335.181 | N/A | N/A | N/A | N/A | N/A | N/A | 31132.7401 | N/A | 8068.0242 | [14 empty] | Commercial | High Bay LED | Institutional | Turnover | 0 | N/A | N/A | N/A | N/A | 0 | 0 | 0 | N/A | 0
[15 empty] | Commercial | High Efficiency PTHP | Institutional | Turnover | 77319.8411 | N/A | N/A | N/A | N/A | N/A | N/A | 112826.7211 | N/A | 30454.4165 | [14 empty] | Commercial | High Bay LED | Offices | Turnover | 0 | N/A | N/A | N/A | N/A | 0 | 0 | 0 | N/A | 0
[15 empty] | Commercial | High Efficiency PTHP | Miscellaneous | Turnover | 0 | N/A | N/A | N/A | N/A | N/A | N/A | 0 | N/A | 0 | [14 empty] | Commercial | High Bay LED | Restaurants | Turnover | 0 | N/A | N/A | N/A | N/A | 0 | 0 | 0 | N/A | 0
[15 empty] | Commercial | High Efficiency PTHP | Warehouse | Turnover | 29156.1806 | N/A | N/A | N/A | N/A | N/A | N/A | 42545.3054 | N/A | 25369.1962 | [14 empty] | Commercial | High Bay LED | Schools K-12 | Turnover | 0 | N/A | N/A | N/A | N/A | 0 | 0 | 0 | N/A | 0
[15 empty] | Commercial | High Efficiency PTHP | Grocery | New | 491.0911 | N/A | N/A | N/A | N/A | N/A | N/A | 716.6104 | N/A | 185.709 | [14 empty] | Commercial | High Bay LED | Assembly | New | 0 | N/A | N/A | N/A | N/A | 0 | 0 | 0 | N/A | 0
[15 empty] | Commercial | High Efficiency PTHP | Institutional | New | 1779.7406 | N/A | N/A | N/A | N/A | N/A | N/A | 2597.0345 | N/A | 700.9968 | [14 empty] | Commercial | High Bay LED | Institutional | New | 0 | N/A | N/A | N/A | N/A | 0 | 0 | 0 | N/A | 0
[15 empty] | Commercial | High Efficiency PTHP | Miscellaneous | New | 0 | N/A | N/A | N/A | N/A | N/A | N/A | 0 | N/A | 0 | [14 empty] | Commercial | High Bay LED | Offices | New | 0 | N/A | N/A | N/A | N/A | 0 | 0 | 0 | N/A | 0
[15 empty] | Commercial | High Efficiency PTHP | Warehouse | New | 671.1141 | N/A | N/A | N/A | N/A | N/A | N/A | 979.3037 | N/A | 583.9457 | [14 empty] | Commercial | High Bay LED | Restaurants | New | 0 | N/A | N/A | N/A | N/A | 0 | 0 | 0 | N/A | 0
[15 empty] | Commercial | Variable Refrigerant Flow (VRF) HVAC Systems | Healthcare | Turnover | 50870.4963 | N/A | N/A | N/A | N/A | N/A | N/A | 78380.8007 | N/A | 39539.0669 | [14 empty] | Commercial | High Bay LED | Schools K-12 | New | 0 | N/A | N/A | N/A | N/A | 0 | 0 | 0 | N/A | 0
[15 empty] | Commercial | Variable Refrigerant Flow (VRF) HVAC Systems | Hospitals | Turnover | 9504.0447 | N/A | N/A | N/A | N/A | N/A | N/A | 14643.7462 | N/A | 7745.7598 | [14 empty] | Commercial | Premium T8 - Fixture Replacement | College and University | Turnover | 17476.7033 | N/A | N/A | N/A | N/A | 823.3747 | 8376.3282 | 25890.466 | N/A | 15903.4096
[15 empty] | Commercial | Variable Refrigerant Flow (VRF) HVAC Systems | Lodging/Hospitality | Turnover | 449573.6692 | N/A | N/A | N/A | N/A | N/A | N/A | 660758.3828 | N/A | 442937.5141 | [14 empty] | Commercial | Premium T8 - Fixture Replacement | Grocery | Turnover | 84499.0687 | N/A | N/A | N/A | N/A | 3712.4129 | 23074.2121 | 117613.74 | N/A | 57012.1448
[15 empty] | Commercial | Variable Refrigerant Flow (VRF) HVAC Systems | Restaurants | Turnover | 130847.6768 | N/A | N/A | N/A | N/A | N/A | N/A | 201608.9172 | N/A | 127292.5368 | [14 empty] | Commercial | Premium T8 - Fixture Replacement | Healthcare | Turnover | 27351.0954 | N/A | N/A | N/A | N/A | 1285.2227 | 10013.7552 | 40714.2003 | N/A | 21762.9331
[15 empty] | Commercial | Variable Refrigerant Flow (VRF) HVAC Systems | Healthcare | New | 1254.3511 | N/A | N/A | N/A | N/A | N/A | N/A | 1932.6929 | N/A | 974.9438 | [14 empty] | Commercial | Premium T8 - Fixture Replacement | Hospitals | Turnover | 17594.565 | N/A | N/A | N/A | N/A | 828.9275 | 2797.7804 | 26065.0695 | N/A | 10375.624
[15 empty] | Commercial | Variable Refrigerant Flow (VRF) HVAC Systems | Hospitals | New | 218.7632 | N/A | N/A | N/A | N/A | N/A | N/A | 337.0683 | N/A | 178.2911 | [14 empty] | Commercial | Premium T8 - Fixture Replacement | Miscellaneous | Turnover | 84517.0527 | N/A | N/A | N/A | N/A | 3971.4399 | 40402.1215 | 125810.1058 | N/A | 76708.0124
[15 empty] | Commercial | Variable Refrigerant Flow (VRF) HVAC Systems | Lodging/Hospitality | New | 10808.9933 | N/A | N/A | N/A | N/A | N/A | N/A | 15886.4573 | N/A | 10649.4418 | [14 empty] | Commercial | Premium T8 - Fixture Replacement | Retail | Turnover | 225624.0254 | N/A | N/A | N/A | N/A | 9912.6483 | 78715.806 | 314044.7093 | N/A | 169334.71
[15 empty] | Commercial | Variable Refrigerant Flow (VRF) HVAC Systems | Restaurants | New | 3011.8391 | N/A | N/A | N/A | N/A | N/A | N/A | 4640.6145 | N/A | 2930.0072 | [14 empty] | Commercial | Premium T8 - Fixture Replacement | College and University | New | 0 | N/A | N/A | N/A | N/A | 0 | 0 | 0 | N/A | 0
[15 empty] | Commercial | High Bay Fluorescent (T5) | Schools K-12 | Turnover | 0 | N/A | N/A | N/A | N/A | N/A | N/A | 0 | N/A | 0 | [14 empty] | Commercial | Premium T8 - Fixture Replacement | Grocery | New | 0 | N/A | N/A | N/A | N/A | 0 | 0 | 0 | N/A | 0
[15 empty] | Commercial | High Bay Fluorescent (T5) | Schools K-12 | New | 0 | N/A | N/A | N/A | N/A | N/A | N/A | 0 | N/A | 0 | [14 empty] | Commercial | Premium T8 - Fixture Replacement | Healthcare | New | 0 | N/A | N/A | N/A | N/A | 0 | 0 | 0 | N/A | 0
[15 empty] | Commercial | High Bay LED | Assembly | Turnover | 1396960.5996 | N/A | N/A | N/A | N/A | N/A | N/A | 2078070.6704 | N/A | 473618.645 | [14 empty] | Commercial | Premium T8 - Fixture Replacement | Hospitals | New | 0 | N/A | N/A | N/A | N/A | 0 | 0 | 0 | N/A | 0
[15 empty] | Commercial | High Bay LED | Institutional | Turnover | 0 | N/A | N/A | N/A | N/A | N/A | N/A | 0 | N/A | 0 | [14 empty] | Commercial | Premium T8 - Fixture Replacement | Miscellaneous | New | 0 | N/A | N/A | N/A | N/A | 0 | 0 | 0 | N/A | 0
[15 empty] | Commercial | High Bay LED | Offices | Turnover | 0 | N/A | N/A | N/A | N/A | N/A | N/A | 0 | N/A | 0 | [14 empty] | Commercial | Premium T8 - Fixture Replacement | Retail | New | 0 | N/A | N/A | N/A | N/A | 0 | 0 | 0 | N/A | 0
[15 empty] | Commercial | High Bay LED | Restaurants | Turnover | 0 | N/A | N/A | N/A | N/A | N/A | N/A | 0 | N/A | 0 | [14 empty] | Commercial | Efficient Battery Charger | Assembly | Turnover | 42237.9135 | N/A | N/A | N/A | N/A | 3011.9415 | 13745.4052 | 56318.3101 | N/A | 31593.6251
[15 empty] | Commercial | High Bay LED | Schools K-12 | Turnover | 0 | N/A | N/A | N/A | N/A | N/A | N/A | 0 | N/A | 0 | [14 empty] | Commercial | Efficient Battery Charger | College and University | Turnover | 0 | N/A | N/A | N/A | N/A | 0 | 0 | 0 | N/A | 0
[15 empty] | Commercial | High Bay LED | Assembly | New | 0 | N/A | N/A | N/A | N/A | N/A | N/A | 0 | N/A | 0 | [14 empty] | Commercial | Efficient Battery Charger | Grocery | Turnover | 118024.2332 | N/A | N/A | N/A | N/A | 8416.1848 | 38408.4057 | 157368.6961 | N/A | 88281.1928
[15 empty] | Commercial | High Bay LED | Institutional | New | 0 | N/A | N/A | N/A | N/A | N/A | N/A | 0 | N/A | 0 | [14 empty] | Commercial | Efficient Battery Charger | Healthcare | Turnover | 57720.4771 | N/A | N/A | N/A | N/A | 4115.9869 | 18783.867 | 76962.1286 | N/A | 43174.4602
[15 empty] | Commercial | High Bay LED | Offices | New | 0 | N/A | N/A | N/A | N/A | N/A | N/A | 0 | N/A | 0 | [14 empty] | Commercial | Efficient Battery Charger | Hospitals | Turnover | 52317.1942 | N/A | N/A | N/A | N/A | 3730.6845 | 17025.4867 | 69757.6117 | N/A | 39132.8474
[15 empty] | Commercial | High Bay LED | Restaurants | New | 0 | N/A | N/A | N/A | N/A | N/A | N/A | 0 | N/A | 0 | [14 empty] | Commercial | Efficient Battery Charger | Institutional | Turnover | 569399.476 | N/A | N/A | N/A | N/A | 40603.2818 | 185298.6074 | 759214.0246 | N/A | 425906.3038
[15 empty] | Commercial | High Bay LED | Schools K-12 | New | 0 | N/A | N/A | N/A | N/A | N/A | N/A | 0 | N/A | 0 | [14 empty] | Commercial | Efficient Battery Charger | Lodging/Hospitality | Turnover | 745189.5669 | N/A | N/A | N/A | N/A | 53138.6895 | 242505.6481 | 993605.3579 | N/A | 557395.9012
[15 empty] | Commercial | Premium T8 - Fixture Replacement | College and University | Turnover | 65747.5497 | N/A | N/A | N/A | N/A | N/A | N/A | 97400.2174 | N/A | 59828.8016 | [14 empty] | Commercial | Efficient Battery Charger | Miscellaneous | Turnover | 0 | N/A | N/A | N/A | N/A | 0 | 0 | 0 | N/A | 0
[15 empty] | Commercial | Premium T8 - Fixture Replacement | Grocery | Turnover | 375553.693 | N/A | N/A | N/A | N/A | N/A | N/A | 522730.9021 | N/A | 253388.8463 | [14 empty] | Commercial | Efficient Battery Charger | Offices | Turnover | 734064.939 | N/A | N/A | N/A | N/A | 52345.404 | 238885.3813 | 978772.2331 | N/A | 549074.7675
[15 empty] | Commercial | Premium T8 - Fixture Replacement | Healthcare | Turnover | 105752.3409 | N/A | N/A | N/A | N/A | N/A | N/A | 157420.4586 | N/A | 84145.8482 | [14 empty] | Commercial | Efficient Battery Charger | Restaurants | Turnover | 0 | N/A | N/A | N/A | N/A | 0 | 0 | 0 | N/A | 0
[15 empty] | Commercial | Premium T8 - Fixture Replacement | Hospitals | Turnover | 82514.7302 | N/A | N/A | N/A | N/A | N/A | N/A | 122239.5768 | N/A | 48659.4475 | [14 empty] | Commercial | Efficient Battery Charger | Retail | Turnover | 240750.1887 | N/A | N/A | N/A | N/A | 17167.6445 | 78346.884 | 321006.4768 | N/A | 180079.2367
[15 empty] | Commercial | Premium T8 - Fixture Replacement | Lodging/Hospitality | Turnover | 933712.5541 | N/A | N/A | N/A | N/A | N/A | N/A | 1299628.8277 | N/A | 930374.0929 | [14 empty] | Commercial | Efficient Battery Charger | Schools K-12 | Turnover | 0 | N/A | N/A | N/A | N/A | 0 | 0 | 0 | N/A | 0
[15 empty] | Commercial | Premium T8 - Fixture Replacement | Miscellaneous | Turnover | 336031.9777 | N/A | N/A | N/A | N/A | N/A | N/A | 500209.3344 | N/A | 304983.9567 | [14 empty] | Commercial | Efficient Battery Charger | Warehouse | Turnover | 391078.809 | N/A | N/A | N/A | N/A | 27887.4213 | 127268.046 | 521448.5243 | N/A | 292523.8555
[15 empty] | Commercial | Premium T8 - Fixture Replacement | Retail | Turnover | 946506.1566 | N/A | N/A | N/A | N/A | N/A | N/A | 1317436.1652 | N/A | 710369.143 | [14 empty] | Commercial | Efficient Battery Charger | Assembly | New | 5938.4969 | N/A | N/A | N/A | N/A | 423.468 | 1932.554 | 7918.1495 | N/A | 4441.9487
[15 empty] | Commercial | Premium T8 - Fixture Replacement | College and University | New | 0 | N/A | N/A | N/A | N/A | N/A | N/A | 0 | N/A | 0 | [14 empty] | Commercial | Efficient Battery Charger | College and University | New | 0 | N/A | N/A | N/A | N/A | 0 | 0 | 0 | N/A | 0
[15 empty] | Commercial | Premium T8 - Fixture Replacement | Grocery | New | 0 | N/A | N/A | N/A | N/A | N/A | N/A | 0 | N/A | 0 | [14 empty] | Commercial | Efficient Battery Charger | Grocery | New | 16674.7976 | N/A | N/A | N/A | N/A | 1189.0624 | 5426.4482 | 22233.4946 | N/A | 12472.6167
[15 empty] | Commercial | Premium T8 - Fixture Replacement | Healthcare | New | 0 | N/A | N/A | N/A | N/A | N/A | N/A | 0 | N/A | 0 | [14 empty] | Commercial | Efficient Battery Charger | Healthcare | New | 8031.1271 | N/A | N/A | N/A | N/A | 572.6913 | 2613.5547 | 10708.3771 | N/A | 6007.2195
[15 empty] | Commercial | Premium T8 - Fixture Replacement | Hospitals | New | 0 | N/A | N/A | N/A | N/A | N/A | N/A | 0 | N/A | 0 | [14 empty] | Commercial | Efficient Battery Charger | Hospitals | New | 7355.4243 | N/A | N/A | N/A | N/A | 524.5076 | 2393.662 | 9807.4227 | N/A | 5501.7992
[15 empty] | Commercial | Premium T8 - Fixture Replacement | Lodging/Hospitality | New | 0 | N/A | N/A | N/A | N/A | N/A | N/A | 0 | N/A | 0 | [14 empty] | Commercial | Efficient Battery Charger | Institutional | New | 80055.1801 | N/A | N/A | N/A | N/A | 5708.6513 | 26052.2076 | 106742.3101 | N/A | 59880.6414
[15 empty] | Commercial | Premium T8 - Fixture Replacement | Miscellaneous | New | 0 | N/A | N/A | N/A | N/A | N/A | N/A | 0 | N/A | 0 | [14 empty] | Commercial | Efficient Battery Charger | Lodging/Hospitality | New | 103687.0498 | N/A | N/A | N/A | N/A | 7393.8152 | 33742.6828 | 138252.0808 | N/A | 77557.093
[15 empty] | Commercial | Premium T8 - Fixture Replacement | Retail | New | 0 | N/A | N/A | N/A | N/A | N/A | N/A | 0 | N/A | 0 | [14 empty] | Commercial | Efficient Battery Charger | Miscellaneous | New | 0 | N/A | N/A | N/A | N/A | 0 | 0 | 0 | N/A | 0
[15 empty] | Commercial | Efficient Battery Charger | Assembly | Turnover | 102279.3996 | N/A | N/A | N/A | N/A | N/A | N/A | 136375.1775 | N/A | 76504.1818 | [14 empty] | Commercial | Efficient Battery Charger | Offices | New | 103205.3546 | N/A | N/A | N/A | N/A | 7359.466 | 33585.9257 | 137609.8082 | N/A | 77196.7889
[15 empty] | Commercial | Efficient Battery Charger | College and University | Turnover | 0 | N/A | N/A | N/A | N/A | N/A | N/A | 0 | N/A | 0 | [14 empty] | Commercial | Efficient Battery Charger | Restaurants | New | 0 | N/A | N/A | N/A | N/A | 0 | 0 | 0 | N/A | 0
[15 empty] | Commercial | Efficient Battery Charger | Grocery | Turnover | 277618.9158 | N/A | N/A | N/A | N/A | N/A | N/A | 370165.733 | N/A | 207656.7529 | [14 empty] | Commercial | Efficient Battery Charger | Retail | New | 33498.6923 | N/A | N/A | N/A | N/A | 2388.7568 | 10901.4168 | 44665.7892 | N/A | 25056.7568
[15 empty] | Commercial | Efficient Battery Charger | Healthcare | Turnover | 139234.4574 | N/A | N/A | N/A | N/A | N/A | N/A | 185649.5434 | N/A | 104146.2727 | [14 empty] | Commercial | Efficient Battery Charger | Schools K-12 | New | 0 | N/A | N/A | N/A | N/A | 0 | 0 | 0 | N/A | 0
[15 empty] | Commercial | Efficient Battery Charger | Hospitals | Turnover | 126693.3661 | N/A | N/A | N/A | N/A | N/A | N/A | 168927.7641 | N/A | 94765.6356 | [14 empty] | Commercial | Efficient Battery Charger | Warehouse | New | 54414.9965 | N/A | N/A | N/A | N/A | 3880.2766 | 17708.1706 | 72554.7357 | N/A | 40701.9869
[15 empty] | Commercial | Efficient Battery Charger | Institutional | Turnover | 1390051.2986 | N/A | N/A | N/A | N/A | N/A | N/A | 1853437.6747 | N/A | 1039747.3754 | [14 empty] | Commercial | Solar Pool Heater | Assembly | Turnover | 331.2512 | N/A | N/A | N/A | N/A | 13.6476 | 55.6191 | 442.3355 | N/A | 136.4922
[15 empty] | Commercial | Efficient Battery Charger | Lodging/Hospitality | Turnover | 1807212.1508 | N/A | N/A | N/A | N/A | N/A | N/A | 2409662.931 | N/A | 1351780.3928 | [14 empty] | Commercial | Solar Pool Heater | College and University | Turnover | 0 | N/A | N/A | N/A | N/A | 0 | 0 | 0 | N/A | 0
[15 empty] | Commercial | Efficient Battery Charger | Miscellaneous | Turnover | 0 | N/A | N/A | N/A | N/A | N/A | N/A | 0 | N/A | 0 | [14 empty] | Commercial | Solar Pool Heater | Grocery | Turnover | 0 | N/A | N/A | N/A | N/A | 0 | 0 | 0 | N/A | 0
[15 empty] | Commercial | Efficient Battery Charger | Offices | Turnover | 1784720.679 | N/A | N/A | N/A | N/A | N/A | N/A | 2379673.7203 | N/A | 1334956.9498 | [14 empty] | Commercial | Solar Pool Heater | Healthcare | Turnover | 0 | N/A | N/A | N/A | N/A | 0 | 0 | 0 | N/A | 0
[15 empty] | Commercial | Efficient Battery Charger | Restaurants | Turnover | 0 | N/A | N/A | N/A | N/A | N/A | N/A | 0 | N/A | 0 | [14 empty] | Commercial | Solar Pool Heater | Hospitals | Turnover | 0 | N/A | N/A | N/A | N/A | 0 | 0 | 0 | N/A | 0
[15 empty] | Commercial | Efficient Battery Charger | Retail | Turnover | 584827.6951 | N/A | N/A | N/A | N/A | N/A | N/A | 779785.3823 | N/A | 437446.4897 | [14 empty] | Commercial | Solar Pool Heater | Institutional | Turnover | 0 | N/A | N/A | N/A | N/A | 0 | 0 | 0 | N/A | 0
[15 empty] | Commercial | Efficient Battery Charger | Schools K-12 | Turnover | 0 | N/A | N/A | N/A | N/A | N/A | N/A | 0 | N/A | 0 | [14 empty] | Commercial | Solar Pool Heater | Lodging/Hospitality | Turnover | 70854.821 | N/A | N/A | N/A | N/A | 2919.2271 | 11896.9512 | 94615.7965 | N/A | 29195.7624
[15 empty] | Commercial | Efficient Battery Charger | Warehouse | Turnover | 946877.2455 | N/A | N/A | N/A | N/A | N/A | N/A | 1262527.4779 | N/A | 708256.6894 | [14 empty] | Commercial | Solar Pool Heater | Miscellaneous | Turnover | 0 | N/A | N/A | N/A | N/A | 0 | 0 | 0 | N/A | 0
[15 empty] | Commercial | Efficient Battery Charger | Assembly | New | 2246.5392 | N/A | N/A | N/A | N/A | N/A | N/A | 2995.4437 | N/A | 1680.3936 | [14 empty] | Commercial | Solar Pool Heater | Offices | Turnover | 0 | N/A | N/A | N/A | N/A | 0 | 0 | 0 | N/A | 0
[15 empty] | Commercial | Efficient Battery Charger | College and University | New | 0 | N/A | N/A | N/A | N/A | N/A | N/A | 0 | N/A | 0 | [14 empty] | Commercial | Solar Pool Heater | Restaurants | Turnover | 0 | N/A | N/A | N/A | N/A | 0 | 0 | 0 | N/A | 0
[15 empty] | Commercial | Efficient Battery Charger | Grocery | New | 6390.2052 | N/A | N/A | N/A | N/A | N/A | N/A | 8520.4389 | N/A | 4779.8229 | [14 empty] | Commercial | Solar Pool Heater | Retail | Turnover | 0 | N/A | N/A | N/A | N/A | 0 | 0 | 0 | N/A | 0
[15 empty] | Commercial | Efficient Battery Charger | Healthcare | New | 3004.6442 | N/A | N/A | N/A | N/A | N/A | N/A | 4006.2699 | N/A | 2247.4501 | [14 empty] | Commercial | Solar Pool Heater | Schools K-12 | Turnover | 0 | N/A | N/A | N/A | N/A | 0 | 0 | 0 | N/A | 0
[15 empty] | Commercial | Efficient Battery Charger | Hospitals | New | 2780.0934 | N/A | N/A | N/A | N/A | N/A | N/A | 3706.8631 | N/A | 2079.4879 | [14 empty] | Commercial | Solar Pool Heater | Warehouse | Turnover | 0 | N/A | N/A | N/A | N/A | 0 | 0 | 0 | N/A | 0
[15 empty] | Commercial | Efficient Battery Charger | Institutional | New | 30502.5634 | N/A | N/A | N/A | N/A | N/A | N/A | 40670.8733 | N/A | 22815.6762 | [14 empty] | Commercial | Solar Pool Heater | Assembly | New | 48.0182 | N/A | N/A | N/A | N/A | 1.9784 | 8.0626 | 64.121 | N/A | 19.7859
[15 empty] | Commercial | Efficient Battery Charger | Lodging/Hospitality | New | 38999.1781 | N/A | N/A | N/A | N/A | N/A | N/A | 51999.9126 | N/A | 29171.0767 | [14 empty] | Commercial | Solar Pool Heater | College and University | New | 0 | N/A | N/A | N/A | N/A | 0 | 0 | 0 | N/A | 0
[15 empty] | Commercial | Efficient Battery Charger | Miscellaneous | New | 0 | N/A | N/A | N/A | N/A | N/A | N/A | 0 | N/A | 0 | [14 empty] | Commercial | Solar Pool Heater | Grocery | New | 0 | N/A | N/A | N/A | N/A | 0 | 0 | 0 | N/A | 0
[15 empty] | Commercial | Efficient Battery Charger | Offices | New | 39162.9831 | N/A | N/A | N/A | N/A | N/A | N/A | 52218.3234 | N/A | 29293.6015 | [14 empty] | Commercial | Solar Pool Heater | Healthcare | New | 0 | N/A | N/A | N/A | N/A | 0 | 0 | 0 | N/A | 0
[15 empty] | Commercial | Efficient Battery Charger | Restaurants | New | 0 | N/A | N/A | N/A | N/A | N/A | N/A | 0 | N/A | 0 | [14 empty] | Commercial | Solar Pool Heater | Hospitals | New | 0 | N/A | N/A | N/A | N/A | 0 | 0 | 0 | N/A | 0
[15 empty] | Commercial | Efficient Battery Charger | Retail | New | 12620.4328 | N/A | N/A | N/A | N/A | N/A | N/A | 16827.57 | N/A | 9439.9839 | [14 empty] | Commercial | Solar Pool Heater | Institutional | New | 0 | N/A | N/A | N/A | N/A | 0 | 0 | 0 | N/A | 0
[15 empty] | Commercial | Efficient Battery Charger | Schools K-12 | New | 0 | N/A | N/A | N/A | N/A | N/A | N/A | 0 | N/A | 0 | [14 empty] | Commercial | Solar Pool Heater | Lodging/Hospitality | New | 10270.6706 | N/A | N/A | N/A | N/A | 423.1529 | 1724.5075 | 13714.9127 | N/A | 4232.0347
[15 empty] | Commercial | Efficient Battery Charger | Warehouse | New | 20433.37 | N/A | N/A | N/A | N/A | N/A | N/A | 27245.0216 | N/A | 15283.9991 | [14 empty] | Commercial | Solar Pool Heater | Miscellaneous | New | 0 | N/A | N/A | N/A | N/A | 0 | 0 | 0 | N/A | 0
[15 empty] | Commercial | Solar Pool Heater | Assembly | Turnover | 820.8793 | N/A | N/A | N/A | N/A | N/A | N/A | 1096.159 | N/A | 338.2437 | [14 empty] | Commercial | Solar Pool Heater | Offices | New | 0 | N/A | N/A | N/A | N/A | 0 | 0 | 0 | N/A | 0
[15 empty] | Commercial | Solar Pool Heater | College and University | Turnover | 0 | N/A | N/A | N/A | N/A | N/A | N/A | 0 | N/A | 0 | [14 empty] | Commercial | Solar Pool Heater | Restaurants | New | 0 | N/A | N/A | N/A | N/A | 0 | 0 | 0 | N/A | 0
[15 empty] | Commercial | Solar Pool Heater | Grocery | Turnover | 0 | N/A | N/A | N/A | N/A | N/A | N/A | 0 | N/A | 0 | [14 empty] | Commercial | Solar Pool Heater | Retail | New | 0 | N/A | N/A | N/A | N/A | 0 | 0 | 0 | N/A | 0
[15 empty] | Commercial | Solar Pool Heater | Healthcare | Turnover | 0 | N/A | N/A | N/A | N/A | N/A | N/A | 0 | N/A | 0 | [14 empty] | Commercial | Solar Pool Heater | Schools K-12 | New | 0 | N/A | N/A | N/A | N/A | 0 | 0 | 0 | N/A | 0
[15 empty] | Commercial | Solar Pool Heater | Hospitals | Turnover | 0 | N/A | N/A | N/A | N/A | N/A | N/A | 0 | N/A | 0 | [14 empty] | Commercial | Solar Pool Heater | Warehouse | New | 0 | N/A | N/A | N/A | N/A | 0 | 0 | 0 | N/A | 0
[15 empty] | Commercial | Solar Pool Heater | Institutional | Turnover | 0 | N/A | N/A | N/A | N/A | N/A | N/A | 0 | N/A | 0 | [14 empty] | Commercial | Variable Speed Pool Pump | Assembly | Turnover | 687.6961 | N/A | N/A | N/A | N/A | 43.8212 | 169.2367 | 1073.3081 | N/A | 428.9132
[15 empty] | Commercial | Solar Pool Heater | Lodging/Hospitality | Turnover | 176538.9212 | N/A | N/A | N/A | N/A | N/A | N/A | 235740.7781 | N/A | 72742.9458 | [14 empty] | Commercial | Variable Speed Pool Pump | College and University | Turnover | 0 | N/A | N/A | N/A | N/A | 0 | 0 | 0 | N/A | 0
[15 empty] | Commercial | Solar Pool Heater | Miscellaneous | Turnover | 0 | N/A | N/A | N/A | N/A | N/A | N/A | 0 | N/A | 0 | [14 empty] | Commercial | Variable Speed Pool Pump | Grocery | Turnover | 0 | N/A | N/A | N/A | N/A | 0 | 0 | 0 | N/A | 0
[15 empty] | Commercial | Solar Pool Heater | Offices | Turnover | 0 | N/A | N/A | N/A | N/A | N/A | N/A | 0 | N/A | 0 | [14 empty] | Commercial | Variable Speed Pool Pump | Healthcare | Turnover | 0 | N/A | N/A | N/A | N/A | 0 | 0 | 0 | N/A | 0
[15 empty] | Commercial | Solar Pool Heater | Restaurants | Turnover | 0 | N/A | N/A | N/A | N/A | N/A | N/A | 0 | N/A | 0 | [14 empty] | Commercial | Variable Speed Pool Pump | Hospitals | Turnover | 0 | N/A | N/A | N/A | N/A | 0 | 0 | 0 | N/A | 0
[15 empty] | Commercial | Solar Pool Heater | Retail | Turnover | 0 | N/A | N/A | N/A | N/A | N/A | N/A | 0 | N/A | 0 | [14 empty] | Commercial | Variable Speed Pool Pump | Institutional | Turnover | 0 | N/A | N/A | N/A | N/A | 0 | 0 | 0 | N/A | 0
[15 empty] | Commercial | Solar Pool Heater | Schools K-12 | Turnover | 0 | N/A | N/A | N/A | N/A | N/A | N/A | 0 | N/A | 0 | [14 empty] | Commercial | Variable Speed Pool Pump | Lodging/Hospitality | Turnover | 354687.5756 | N/A | N/A | N/A | N/A | 22601.3144 | 87285.8665 | 553571.5995 | N/A | 221217.1634
[15 empty] | Commercial | Solar Pool Heater | Warehouse | Turnover | 0 | N/A | N/A | N/A | N/A | N/A | N/A | 0 | N/A | 0 | [14 empty] | Commercial | Variable Speed Pool Pump | Miscellaneous | Turnover | 0 | N/A | N/A | N/A | N/A | 0 | 0 | 0 | N/A | 0
[15 empty] | Commercial | Solar Pool Heater | Assembly | New | 18.9132 | N/A | N/A | N/A | N/A | N/A | N/A | 25.2557 | N/A | 7.7932 | [14 empty] | Commercial | Variable Speed Pool Pump | Offices | Turnover | 0 | N/A | N/A | N/A | N/A | 0 | 0 | 0 | N/A | 0
[15 empty] | Commercial | Solar Pool Heater | College and University | New | 0 | N/A | N/A | N/A | N/A | N/A | N/A | 0 | N/A | 0 | [14 empty] | Commercial | Variable Speed Pool Pump | Restaurants | Turnover | 0 | N/A | N/A | N/A | N/A | 0 | 0 | 0 | N/A | 0
[15 empty] | Commercial | Solar Pool Heater | Grocery | New | 0 | N/A | N/A | N/A | N/A | N/A | N/A | 0 | N/A | 0 | [14 empty] | Commercial | Variable Speed Pool Pump | Retail | Turnover | 0 | N/A | N/A | N/A | N/A | 0 | 0 | 0 | N/A | 0
[15 empty] | Commercial | Solar Pool Heater | Healthcare | New | 0 | N/A | N/A | N/A | N/A | N/A | N/A | 0 | N/A | 0 | [14 empty] | Commercial | Variable Speed Pool Pump | Schools K-12 | Turnover | 0 | N/A | N/A | N/A | N/A | 0 | 0 | 0 | N/A | 0
[15 empty] | Commercial | Solar Pool Heater | Hospitals | New | 0 | N/A | N/A | N/A | N/A | N/A | N/A | 0 | N/A | 0 | [14 empty] | Commercial | Variable Speed Pool Pump | Assembly | New | 99.6705 | N/A | N/A | N/A | N/A | 6.3512 | 24.5281 | 155.5588 | N/A | 62.1641
[15 empty] | Commercial | Solar Pool Heater | Institutional | New | 0 | N/A | N/A | N/A | N/A | N/A | N/A | 0 | N/A | 0 | [14 empty] | Commercial | Variable Speed Pool Pump | College and University | New | 0 | N/A | N/A | N/A | N/A | 0 | 0 | 0 | N/A | 0
[15 empty] | Commercial | Solar Pool Heater | Lodging/Hospitality | New | 4063.5557 | N/A | N/A | N/A | N/A | N/A | N/A | 5426.2583 | N/A | 1674.3901 | [14 empty] | Commercial | Variable Speed Pool Pump | Grocery | New | 0 | N/A | N/A | N/A | N/A | 0 | 0 | 0 | N/A | 0
[15 empty] | Commercial | Solar Pool Heater | Miscellaneous | New | 0 | N/A | N/A | N/A | N/A | N/A | N/A | 0 | N/A | 0 | [14 empty] | Commercial | Variable Speed Pool Pump | Healthcare | New | 0 | N/A | N/A | N/A | N/A | 0 | 0 | 0 | N/A | 0
[15 empty] | Commercial | Solar Pool Heater | Offices | New | 0 | N/A | N/A | N/A | N/A | N/A | N/A | 0 | N/A | 0 | [14 empty] | Commercial | Variable Speed Pool Pump | Hospitals | New | 0 | N/A | N/A | N/A | N/A | 0 | 0 | 0 | N/A | 0
[15 empty] | Commercial | Solar Pool Heater | Restaurants | New | 0 | N/A | N/A | N/A | N/A | N/A | N/A | 0 | N/A | 0 | [14 empty] | Commercial | Variable Speed Pool Pump | Institutional | New | 0 | N/A | N/A | N/A | N/A | 0 | 0 | 0 | N/A | 0
[15 empty] | Commercial | Solar Pool Heater | Retail | New | 0 | N/A | N/A | N/A | N/A | N/A | N/A | 0 | N/A | 0 | [14 empty] | Commercial | Variable Speed Pool Pump | Lodging/Hospitality | New | 51409.4081 | N/A | N/A | N/A | N/A | 3275.8976 | 12651.4573 | 80236.2141 | N/A | 32063.8337
[15 empty] | Commercial | Solar Pool Heater | Schools K-12 | New | 0 | N/A | N/A | N/A | N/A | N/A | N/A | 0 | N/A | 0 | [14 empty] | Commercial | Variable Speed Pool Pump | Miscellaneous | New | 0 | N/A | N/A | N/A | N/A | 0 | 0 | 0 | N/A | 0
[15 empty] | Commercial | Solar Pool Heater | Warehouse | New | 0 | N/A | N/A | N/A | N/A | N/A | N/A | 0 | N/A | 0 | [14 empty] | Commercial | Variable Speed Pool Pump | Offices | New | 0 | N/A | N/A | N/A | N/A | 0 | 0 | 0 | N/A | 0
[15 empty] | Commercial | Variable Speed Pool Pump | Assembly | Turnover | 1628.5513 | N/A | N/A | N/A | N/A | N/A | N/A | 2541.7291 | N/A | 1015.7206 | [14 empty] | Commercial | Variable Speed Pool Pump | Restaurants | New | 0 | N/A | N/A | N/A | N/A | 0 | 0 | 0 | N/A | 0
[15 empty] | Commercial | Variable Speed Pool Pump | College and University | Turnover | 0 | N/A | N/A | N/A | N/A | N/A | N/A | 0 | N/A | 0 | [14 empty] | Commercial | Variable Speed Pool Pump | Retail | New | 0 | N/A | N/A | N/A | N/A | 0 | 0 | 0 | N/A | 0
[15 empty] | Commercial | Variable Speed Pool Pump | Grocery | Turnover | 0 | N/A | N/A | N/A | N/A | N/A | N/A | 0 | N/A | 0 | [14 empty] | Commercial | Variable Speed Pool Pump | Schools K-12 | New | 0 | N/A | N/A | N/A | N/A | 0 | 0 | 0 | N/A | 0
[15 empty] | Commercial | Variable Speed Pool Pump | Healthcare | Turnover | 0 | N/A | N/A | N/A | N/A | N/A | N/A | 0 | N/A | 0 | [14 empty] | Commercial | Energy Star Uninterruptable Power Supply | Assembly | Turnover | 0 | N/A | N/A | N/A | N/A | 0 | 0 | 0 | N/A | 0
[15 empty] | Commercial | Variable Speed Pool Pump | Hospitals | Turnover | 0 | N/A | N/A | N/A | N/A | N/A | N/A | 0 | N/A | 0 | [14 empty] | Commercial | Energy Star Uninterruptable Power Supply | College and University | Turnover | 1970.5949 | N/A | N/A | N/A | N/A | 80.2642 | 309.3799 | 3013.0264 | N/A | 1043.1351
[15 empty] | Commercial | Variable Speed Pool Pump | Institutional | Turnover | 0 | N/A | N/A | N/A | N/A | N/A | N/A | 0 | N/A | 0 | [14 empty] | Commercial | Energy Star Uninterruptable Power Supply | Grocery | Turnover | 0 | N/A | N/A | N/A | N/A | 0 | 0 | 0 | N/A | 0
[15 empty] | Commercial | Variable Speed Pool Pump | Lodging/Hospitality | Turnover | 870263.8448 | N/A | N/A | N/A | N/A | N/A | N/A | 1358247.0368 | N/A | 542779.9347 | [14 empty] | Commercial | Energy Star Uninterruptable Power Supply | Healthcare | Turnover | 1188.3126 | N/A | N/A | N/A | N/A | 48.4011 | 186.563 | 1816.922 | N/A | 629.0337
[15 empty] | Commercial | Variable Speed Pool Pump | Miscellaneous | Turnover | 0 | N/A | N/A | N/A | N/A | N/A | N/A | 0 | N/A | 0 | [14 empty] | Commercial | Energy Star Uninterruptable Power Supply | Hospitals | Turnover | 989.582 | N/A | N/A | N/A | N/A | 40.3066 | 155.3626 | 1513.0642 | N/A | 523.8355
[15 empty] | Commercial | Variable Speed Pool Pump | Offices | Turnover | 0 | N/A | N/A | N/A | N/A | N/A | N/A | 0 | N/A | 0 | [14 empty] | Commercial | Energy Star Uninterruptable Power Supply | Institutional | Turnover | 7601.6352 | N/A | N/A | N/A | N/A | 309.6219 | 1193.4432 | 11622.8493 | N/A | 4023.9281
[15 empty] | Commercial | Variable Speed Pool Pump | Restaurants | Turnover | 0 | N/A | N/A | N/A | N/A | N/A | N/A | 0 | N/A | 0 | [14 empty] | Commercial | Energy Star Uninterruptable Power Supply | Lodging/Hospitality | Turnover | 53256.8544 | N/A | N/A | N/A | N/A | 2169.2031 | 8361.2312 | 81429.3735 | N/A | 28191.5331
[15 empty] | Commercial | Variable Speed Pool Pump | Retail | Turnover | 0 | N/A | N/A | N/A | N/A | N/A | N/A | 0 | N/A | 0 | [14 empty] | Commercial | Energy Star Uninterruptable Power Supply | Miscellaneous | Turnover | 328.9207 | N/A | N/A | N/A | N/A | 13.3973 | 51.64 | 502.9175 | N/A | 174.1143
[15 empty] | Commercial | Variable Speed Pool Pump | Schools K-12 | Turnover | 0 | N/A | N/A | N/A | N/A | N/A | N/A | 0 | N/A | 0 | [14 empty] | Commercial | Energy Star Uninterruptable Power Supply | Offices | Turnover | 13983.9091 | N/A | N/A | N/A | N/A | 569.5781 | 2195.4488 | 21381.3033 | N/A | 7402.3868
[15 empty] | Commercial | Variable Speed Pool Pump | Assembly | New | 37.5221 | N/A | N/A | N/A | N/A | N/A | N/A | 58.5619 | N/A | 23.4024 | [14 empty] | Commercial | Energy Star Uninterruptable Power Supply | Restaurants | Turnover | 0 | N/A | N/A | N/A | N/A | 0 | 0 | 0 | N/A | 0
[15 empty] | Commercial | Variable Speed Pool Pump | College and University | New | 0 | N/A | N/A | N/A | N/A | N/A | N/A | 0 | N/A | 0 | [14 empty] | Commercial | Energy Star Uninterruptable Power Supply | Retail | Turnover | 0 | N/A | N/A | N/A | N/A | 0 | 0 | 0 | N/A | 0
[15 empty] | Commercial | Variable Speed Pool Pump | Grocery | New | 0 | N/A | N/A | N/A | N/A | N/A | N/A | 0 | N/A | 0 | [14 empty] | Commercial | Energy Star Uninterruptable Power Supply | Schools K-12 | Turnover | 4054.4757 | N/A | N/A | N/A | N/A | 165.1427 | 636.5455 | 6199.2661 | N/A | 2146.238
[15 empty] | Commercial | Variable Speed Pool Pump | Healthcare | New | 0 | N/A | N/A | N/A | N/A | N/A | N/A | 0 | N/A | 0 | [14 empty] | Commercial | Energy Star Uninterruptable Power Supply | Warehouse | Turnover | 0 | N/A | N/A | N/A | N/A | 0 | 0 | 0 | N/A | 0
[15 empty] | Commercial | Variable Speed Pool Pump | Hospitals | New | 0 | N/A | N/A | N/A | N/A | N/A | N/A | 0 | N/A | 0 | [14 empty] | Commercial | Energy Star Uninterruptable Power Supply | Assembly | New | 0 | N/A | N/A | N/A | N/A | 0 | 0 | 0 | N/A | 0
[15 empty] | Commercial | Variable Speed Pool Pump | Institutional | New | 0 | N/A | N/A | N/A | N/A | N/A | N/A | 0 | N/A | 0 | [14 empty] | Commercial | Energy Star Uninterruptable Power Supply | College and University | New | 357.0004 | N/A | N/A | N/A | N/A | 14.541 | 56.0484 | 545.8511 | N/A | 188.9783
[15 empty] | Commercial | Variable Speed Pool Pump | Lodging/Hospitality | New | 20031.6486 | N/A | N/A | N/A | N/A | N/A | N/A | 31263.9983 | N/A | 12493.6558 | [14 empty] | Commercial | Energy Star Uninterruptable Power Supply | Grocery | New | 0 | N/A | N/A | N/A | N/A | 0 | 0 | 0 | N/A | 0
[15 empty] | Commercial | Variable Speed Pool Pump | Miscellaneous | New | 0 | N/A | N/A | N/A | N/A | N/A | N/A | 0 | N/A | 0 | [14 empty] | Commercial | Energy Star Uninterruptable Power Supply | Healthcare | New | 215.2811 | N/A | N/A | N/A | N/A | 8.7686 | 33.7988 | 329.1634 | N/A | 113.9591
[15 empty] | Commercial | Variable Speed Pool Pump | Offices | New | 0 | N/A | N/A | N/A | N/A | N/A | N/A | 0 | N/A | 0 | [14 empty] | Commercial | Energy Star Uninterruptable Power Supply | Hospitals | New | 179.278 | N/A | N/A | N/A | N/A | 7.3022 | 28.1463 | 274.1149 | N/A | 94.9009
[15 empty] | Commercial | Variable Speed Pool Pump | Restaurants | New | 0 | N/A | N/A | N/A | N/A | N/A | N/A | 0 | N/A | 0 | [14 empty] | Commercial | Energy Star Uninterruptable Power Supply | Institutional | New | 1377.1129 | N/A | N/A | N/A | N/A | 56.0911 | 216.2043 | 2105.5963 | N/A | 728.9751
[15 empty] | Commercial | Variable Speed Pool Pump | Retail | New | 0 | N/A | N/A | N/A | N/A | N/A | N/A | 0 | N/A | 0 | [14 empty] | Commercial | Energy Star Uninterruptable Power Supply | Lodging/Hospitality | New | 9648.1114 | N/A | N/A | N/A | N/A | 392.9769 | 1514.7363 | 14751.8976 | N/A | 5107.2309
[15 empty] | Commercial | Variable Speed Pool Pump | Schools K-12 | New | 0 | N/A | N/A | N/A | N/A | N/A | N/A | 0 | N/A | 0 | [14 empty] | Commercial | Energy Star Uninterruptable Power Supply | Miscellaneous | New | 59.5878 | N/A | N/A | N/A | N/A | 2.4271 | 9.3552 | 91.1093 | N/A | 31.5428
[15 empty] | Commercial | Energy Star Uninterruptable Power Supply | Assembly | Turnover | 0 | N/A | N/A | N/A | N/A | N/A | N/A | 0 | N/A | 0 | [14 empty] | Commercial | Energy Star Uninterruptable Power Supply | Offices | New | 2533.3639 | N/A | N/A | N/A | N/A | 103.1864 | 397.7336 | 3873.4964 | N/A | 1341.037
[15 empty] | Commercial | Energy Star Uninterruptable Power Supply | College and University | Turnover | 6713.4527 | N/A | N/A | N/A | N/A | N/A | N/A | 10264.8242 | N/A | 3553.7683 | [14 empty] | Commercial | Energy Star Uninterruptable Power Supply | Restaurants | New | 0 | N/A | N/A | N/A | N/A | 0 | 0 | 0 | N/A | 0
[15 empty] | Commercial | Energy Star Uninterruptable Power Supply | Grocery | Turnover | 0 | N/A | N/A | N/A | N/A | N/A | N/A | 0 | N/A | 0 | [14 empty] | Commercial | Energy Star Uninterruptable Power Supply | Retail | New | 0 | N/A | N/A | N/A | N/A | 0 | 0 | 0 | N/A | 0
[15 empty] | Commercial | Energy Star Uninterruptable Power Supply | Healthcare | Turnover | 4038.254 | N/A | N/A | N/A | N/A | N/A | N/A | 6174.4633 | N/A | 2137.6511 | [14 empty] | Commercial | Energy Star Uninterruptable Power Supply | Schools K-12 | New | 734.524 | N/A | N/A | N/A | N/A | 29.9179 | 115.319 | 1123.0823 | N/A | 388.8205
[15 empty] | Commercial | Energy Star Uninterruptable Power Supply | Hospitals | Turnover | 3362.906 | N/A | N/A | N/A | N/A | N/A | N/A | 5141.8607 | N/A | 1780.1554 | [14 empty] | Commercial | Energy Star Uninterruptable Power Supply | Warehouse | New | 0 | N/A | N/A | N/A | N/A | 0 | 0 | 0 | N/A | 0
[15 empty] | Commercial | Energy Star Uninterruptable Power Supply | Institutional | Turnover | 26040.612 | N/A | N/A | N/A | N/A | N/A | N/A | 39815.9212 | N/A | 13784.6064 | [14 empty] | Commercial | Refrigerated Display Case LED Lighting | Assembly | Turnover | 0 | N/A | N/A | N/A | N/A | 0 | 0 | 0 | N/A | 0
[15 empty] | Commercial | Energy Star Uninterruptable Power Supply | Lodging/Hospitality | Turnover | 181948.5792 | N/A | N/A | N/A | N/A | N/A | N/A | 278198.1585 | N/A | 96314.5392 | [14 empty] | Commercial | Refrigerated Display Case LED Lighting | College and University | Turnover | 0 | N/A | N/A | N/A | N/A | 0 | 0 | 0 | N/A | 0
[15 empty] | Commercial | Energy Star Uninterruptable Power Supply | Miscellaneous | Turnover | 1124.3192 | N/A | N/A | N/A | N/A | N/A | N/A | 1719.0765 | N/A | 595.1587 | [14 empty] | Commercial | Refrigerated Display Case LED Lighting | Grocery | Turnover | 55290.1107 | N/A | N/A | N/A | N/A | 2484.4292 | 15443.6961 | 78308.6688 | N/A | 38155.7148
[15 empty] | Commercial | Energy Star Uninterruptable Power Supply | Offices | Turnover | 47709.6776 | N/A | N/A | N/A | N/A | N/A | N/A | 72947.7774 | N/A | 25255.1333 | [14 empty] | Commercial | Refrigerated Display Case LED Lighting | Healthcare | Turnover | 0 | N/A | N/A | N/A | N/A | 0 | 0 | 0 | N/A | 0
[15 empty] | Commercial | Energy Star Uninterruptable Power Supply | Restaurants | Turnover | 0 | N/A | N/A | N/A | N/A | N/A | N/A | 0 | N/A | 0 | [14 empty] | Commercial | Refrigerated Display Case LED Lighting | Hospitals | Turnover | 0 | N/A | N/A | N/A | N/A | 0 | 0 | 0 | N/A | 0
[15 empty] | Commercial | Energy Star Uninterruptable Power Supply | Retail | Turnover | 0 | N/A | N/A | N/A | N/A | N/A | N/A | 0 | N/A | 0 | [14 empty] | Commercial | Refrigerated Display Case LED Lighting | Institutional | Turnover | 0 | N/A | N/A | N/A | N/A | 0 | 0 | 0 | N/A | 0
[15 empty] | Commercial | Energy Star Uninterruptable Power Supply | Schools K-12 | Turnover | 13812.849 | N/A | N/A | N/A | N/A | N/A | N/A | 21119.7536 | N/A | 7311.8361 | [14 empty] | Commercial | Refrigerated Display Case LED Lighting | Lodging/Hospitality | Turnover | 0 | N/A | N/A | N/A | N/A | 0 | 0 | 0 | N/A | 0
[15 empty] | Commercial | Energy Star Uninterruptable Power Supply | Warehouse | Turnover | 0 | N/A | N/A | N/A | N/A | N/A | N/A | 0 | N/A | 0 | [14 empty] | Commercial | Refrigerated Display Case LED Lighting | Miscellaneous | Turnover | 0 | N/A | N/A | N/A | N/A | 0 | 0 | 0 | N/A | 0
[15 empty] | Commercial | Energy Star Uninterruptable Power Supply | Assembly | New | 0 | N/A | N/A | N/A | N/A | N/A | N/A | 0 | N/A | 0 | [14 empty] | Commercial | Refrigerated Display Case LED Lighting | Offices | Turnover | 0 | N/A | N/A | N/A | N/A | 0 | 0 | 0 | N/A | 0
[15 empty] | Commercial | Energy Star Uninterruptable Power Supply | College and University | New | 154.5296 | N/A | N/A | N/A | N/A | N/A | N/A | 236.2747 | N/A | 81.8003 | [14 empty] | Commercial | Refrigerated Display Case LED Lighting | Restaurants | Turnover | 0 | N/A | N/A | N/A | N/A | 0 | 0 | 0 | N/A | 0
[15 empty] | Commercial | Energy Star Uninterruptable Power Supply | Grocery | New | 0 | N/A | N/A | N/A | N/A | N/A | N/A | 0 | N/A | 0 | [14 empty] | Commercial | Refrigerated Display Case LED Lighting | Retail | Turnover | 0 | N/A | N/A | N/A | N/A | 0 | 0 | 0 | N/A | 0
[15 empty] | Commercial | Energy Star Uninterruptable Power Supply | Healthcare | New | 92.9521 | N/A | N/A | N/A | N/A | N/A | N/A | 142.1232 | N/A | 49.2042 | [14 empty] | Commercial | Refrigerated Display Case LED Lighting | Schools K-12 | Turnover | 0 | N/A | N/A | N/A | N/A | 0 | 0 | 0 | N/A | 0
[15 empty] | Commercial | Energy Star Uninterruptable Power Supply | Hospitals | New | 77.407 | N/A | N/A | N/A | N/A | N/A | N/A | 118.3548 | N/A | 40.9754 | [14 empty] | Commercial | Refrigerated Display Case LED Lighting | Warehouse | Turnover | 0 | N/A | N/A | N/A | N/A | 0 | 0 | 0 | N/A | 0
[15 empty] | Commercial | Energy Star Uninterruptable Power Supply | Institutional | New | 599.4002 | N/A | N/A | N/A | N/A | N/A | N/A | 916.479 | N/A | 317.2927 | [14 empty] | Commercial | High Speed Fans | Assembly | Turnover | 0.44913 | N/A | N/A | N/A | N/A | 0.044127 | 0.091709 | 0.62861 | N/A | 0.29533
[15 empty] | Commercial | Energy Star Uninterruptable Power Supply | Lodging/Hospitality | New | 4188.0746 | N/A | N/A | N/A | N/A | N/A | N/A | 6403.538 | N/A | 2216.9587 | [14 empty] | Commercial | High Speed Fans | College and University | Turnover | 0 | N/A | N/A | N/A | N/A | 0 | 0 | 0 | N/A | 0
[15 empty] | Commercial | Energy Star Uninterruptable Power Supply | Miscellaneous | New | 25.8795 | N/A | N/A | N/A | N/A | N/A | N/A | 39.5695 | N/A | 13.6993 | [14 empty] | Commercial | High Speed Fans | Grocery | Turnover | 68.5635 | N/A | N/A | N/A | N/A | 6.7364 | 14.0003 | 95.9631 | N/A | 45.0847
[15 empty] | Commercial | Energy Star Uninterruptable Power Supply | Offices | New | 1098.1767 | N/A | N/A | N/A | N/A | N/A | N/A | 1679.1048 | N/A | 581.3202 | [14 empty] | Commercial | High Speed Fans | Healthcare | Turnover | 75.8676 | N/A | N/A | N/A | N/A | 7.8366 | 16.287 | 111.5793 | N/A | 52.4485
[15 empty] | Commercial | Energy Star Uninterruptable Power Supply | Restaurants | New | 0 | N/A | N/A | N/A | N/A | N/A | N/A | 0 | N/A | 0 | [14 empty] | Commercial | High Speed Fans | Hospitals | Turnover | 561.8046 | N/A | N/A | N/A | N/A | 58.0306 | 120.6062 | 826.2518 | N/A | 388.3841
[15 empty] | Commercial | Energy Star Uninterruptable Power Supply | Retail | New | 0 | N/A | N/A | N/A | N/A | N/A | N/A | 0 | N/A | 0 | [14 empty] | Commercial | High Speed Fans | Institutional | Turnover | 0 | N/A | N/A | N/A | N/A | 0 | 0 | 0 | N/A | 0
[15 empty] | Commercial | Energy Star Uninterruptable Power Supply | Schools K-12 | New | 317.9428 | N/A | N/A | N/A | N/A | N/A | N/A | 486.1324 | N/A | 168.3031 | [14 empty] | Commercial | High Speed Fans | Lodging/Hospitality | Turnover | 411.2696 | N/A | N/A | N/A | N/A | 42.4813 | 88.2899 | 604.8584 | N/A | 284.3169
[15 empty] | Commercial | Energy Star Uninterruptable Power Supply | Warehouse | New | 0 | N/A | N/A | N/A | N/A | N/A | N/A | 0 | N/A | 0 | [14 empty] | Commercial | High Speed Fans | Miscellaneous | Turnover | 6.8508 | N/A | N/A | N/A | N/A | 0.67309 | 1.3989 | 9.5886 | N/A | 4.5048
[15 empty] | Commercial | Refrigerated Display Case LED Lighting | Assembly | Turnover | 0 | N/A | N/A | N/A | N/A | N/A | N/A | 0 | N/A | 0 | [14 empty] | Commercial | High Speed Fans | Offices | Turnover | 163.3923 | N/A | N/A | N/A | N/A | 16.0533 | 33.3639 | 228.6878 | N/A | 107.4405
[15 empty] | Commercial | Refrigerated Display Case LED Lighting | College and University | Turnover | 0 | N/A | N/A | N/A | N/A | N/A | N/A | 0 | N/A | 0 | [14 empty] | Commercial | High Speed Fans | Restaurants | Turnover | 78.8541 | N/A | N/A | N/A | N/A | 8.1451 | 16.9281 | 115.9715 | N/A | 54.513
[15 empty] | Commercial | Refrigerated Display Case LED Lighting | Grocery | Turnover | 241472.0945 | N/A | N/A | N/A | N/A | N/A | N/A | 342002.5395 | N/A | 166639.9334 | [14 empty] | Commercial | High Speed Fans | Retail | Turnover | 179.9791 | N/A | N/A | N/A | N/A | 17.6829 | 36.7508 | 251.903 | N/A | 118.3474
[15 empty] | Commercial | Refrigerated Display Case LED Lighting | Healthcare | Turnover | 0 | N/A | N/A | N/A | N/A | N/A | N/A | 0 | N/A | 0 | [14 empty] | Commercial | High Speed Fans | Schools K-12 | Turnover | 95.6522 | N/A | N/A | N/A | N/A | 9.8802 | 20.5343 | 140.6766 | N/A | 66.1258
[15 empty] | Commercial | Refrigerated Display Case LED Lighting | Hospitals | Turnover | 0 | N/A | N/A | N/A | N/A | N/A | N/A | 0 | N/A | 0 | [14 empty] | Commercial | High Speed Fans | Warehouse | Turnover | 0.93419 | N/A | N/A | N/A | N/A | 0.091784 | 0.19076 | 1.3075 | N/A | 0.61429
[15 empty] | Commercial | Refrigerated Display Case LED Lighting | Institutional | Turnover | 0 | N/A | N/A | N/A | N/A | N/A | N/A | 0 | N/A | 0 | [14 empty] | Commercial | High Speed Fans | Assembly | New | 0.13754 | N/A | N/A | N/A | N/A | 0.013513 | 0.028084 | 0.1925 | N/A | 0.090438
[15 empty] | Commercial | Refrigerated Display Case LED Lighting | Lodging/Hospitality | Turnover | 0 | N/A | N/A | N/A | N/A | N/A | N/A | 0 | N/A | 0 | [14 empty] | Commercial | High Speed Fans | College and University | New | 0 | N/A | N/A | N/A | N/A | 0 | 0 | 0 | N/A | 0
[15 empty] | Commercial | Refrigerated Display Case LED Lighting | Miscellaneous | Turnover | 0 | N/A | N/A | N/A | N/A | N/A | N/A | 0 | N/A | 0 | [14 empty] | Commercial | High Speed Fans | Grocery | New | 20.995 | N/A | N/A | N/A | N/A | 2.0628 | 4.2871 | 29.3851 | N/A | 13.8055
[15 empty] | Commercial | Refrigerated Display Case LED Lighting | Offices | Turnover | 0 | N/A | N/A | N/A | N/A | N/A | N/A | 0 | N/A | 0 | [14 empty] | Commercial | High Speed Fans | Healthcare | New | 23.2325 | N/A | N/A | N/A | N/A | 2.3998 | 4.9875 | 34.1683 | N/A | 16.061
[15 empty] | Commercial | Refrigerated Display Case LED Lighting | Restaurants | Turnover | 0 | N/A | N/A | N/A | N/A | N/A | N/A | 0 | N/A | 0 | [14 empty] | Commercial | High Speed Fans | Hospitals | New | 172.0382 | N/A | N/A | N/A | N/A | 17.7704 | 36.9325 | 253.0183 | N/A | 118.9326
[15 empty] | Commercial | Refrigerated Display Case LED Lighting | Retail | Turnover | 0 | N/A | N/A | N/A | N/A | N/A | N/A | 0 | N/A | 0 | [14 empty] | Commercial | High Speed Fans | Institutional | New | 0 | N/A | N/A | N/A | N/A | 0 | 0 | 0 | N/A | 0
[15 empty] | Commercial | Refrigerated Display Case LED Lighting | Schools K-12 | Turnover | 0 | N/A | N/A | N/A | N/A | N/A | N/A | 0 | N/A | 0 | [14 empty] | Commercial | High Speed Fans | Lodging/Hospitality | New | 125.9378 | N/A | N/A | N/A | N/A | 13.0085 | 27.0359 | 185.218 | N/A | 87.0627
[15 empty] | Commercial | Refrigerated Display Case LED Lighting | Warehouse | Turnover | 0 | N/A | N/A | N/A | N/A | N/A | N/A | 0 | N/A | 0 | [14 empty] | Commercial | High Speed Fans | Miscellaneous | New | 2.0889 | N/A | N/A | N/A | N/A | 0.20523 | 0.42654 | 2.9237 | N/A | 1.3736
[15 empty] | Commercial | High Speed Fans | Assembly | Turnover | 3.0038 | N/A | N/A | N/A | N/A | N/A | N/A | 4.2042 | N/A | 1.9752 | [14 empty] | Commercial | High Speed Fans | Offices | New | 48.914 | N/A | N/A | N/A | N/A | 4.8058 | 9.988 | 68.4611 | N/A | 32.164
[15 empty] | Commercial | High Speed Fans | College and University | Turnover | 0 | N/A | N/A | N/A | N/A | N/A | N/A | 0 | N/A | 0 | [14 empty] | Commercial | High Speed Fans | Restaurants | New | 24.146 | N/A | N/A | N/A | N/A | 2.4941 | 5.1836 | 35.5118 | N/A | 16.6925
[15 empty] | Commercial | High Speed Fans | Grocery | Turnover | 463.3244 | N/A | N/A | N/A | N/A | N/A | N/A | 648.48 | N/A | 304.6645 | [14 empty] | Commercial | High Speed Fans | Retail | New | 55.1123 | N/A | N/A | N/A | N/A | 5.4148 | 11.2536 | 77.1365 | N/A | 36.2397
[15 empty] | Commercial | High Speed Fans | Healthcare | Turnover | 507.4434 | N/A | N/A | N/A | N/A | N/A | N/A | 746.3022 | N/A | 350.8034 | [14 empty] | Commercial | High Speed Fans | Schools K-12 | New | 29.2907 | N/A | N/A | N/A | N/A | 3.0255 | 6.288 | 43.0781 | N/A | 20.2491
[15 empty] | Commercial | High Speed Fans | Hospitals | Turnover | 3757.6498 | N/A | N/A | N/A | N/A | N/A | N/A | 5526.414 | N/A | 2597.7206 | [14 empty] | Commercial | High Speed Fans | Warehouse | New | 0.28607 | N/A | N/A | N/A | N/A | 0.028106 | 0.058413 | 0.40039 | N/A | 0.18811
[15 empty] | Commercial | High Speed Fans | Institutional | Turnover | 0 | N/A | N/A | N/A | N/A | N/A | N/A | 0 | N/A | 0 | [14 empty] | Commercial | Hot Water Circulation Pump Control | College and University | Existing | 30.7308 | N/A | N/A | N/A | N/A | 0.92486 | 20.8593 | 46.5576 | N/A | 29.3142
[15 empty] | Commercial | High Speed Fans | Lodging/Hospitality | Turnover | 2767.442 | N/A | N/A | N/A | N/A | N/A | N/A | 4070.1053 | N/A | 1913.1748 | [14 empty] | Commercial | Hot Water Circulation Pump Control | Hospitals | Existing | 436.7507 | N/A | N/A | N/A | N/A | 13.1443 | 296.4554 | 661.6831 | N/A | 416.6172
[15 empty] | Commercial | High Speed Fans | Miscellaneous | Turnover | 45.7822 | N/A | N/A | N/A | N/A | N/A | N/A | 64.0778 | N/A | 30.1046 | [14 empty] | Commercial | Hot Water Circulation Pump Control | College and University | New | 0 | N/A | N/A | N/A | N/A | 0 | 0 | 0 | N/A | 0
[15 empty] | Commercial | High Speed Fans | Offices | Turnover | 1040.3222 | N/A | N/A | N/A | N/A | N/A | N/A | 1456.06 | N/A | 684.0763 | [14 empty] | Commercial | Hot Water Circulation Pump Control | Hospitals | New | 0 | N/A | N/A | N/A | N/A | 0 | 0 | 0 | N/A | 0
[15 empty] | Commercial | High Speed Fans | Restaurants | Turnover | 533.0609 | N/A | N/A | N/A | N/A | N/A | N/A | 783.9781 | N/A | 368.5131 | [14 empty] | Commercial | Bi-Level Lighting Control (Exterior) | Assembly | Existing | 1133.3601 | N/A | N/A | N/A | N/A | 50.263 | 204.4867 | 1727.1514 | N/A | 663.9786
[15 empty] | Commercial | High Speed Fans | Retail | Turnover | 1213.3449 | N/A | N/A | N/A | N/A | N/A | N/A | 1698.2267 | N/A | 797.8494 | [14 empty] | Commercial | Bi-Level Lighting Control (Exterior) | College and University | Existing | 2565.9587 | N/A | N/A | N/A | N/A | 113.7969 | 462.9636 | 3910.3188 | N/A | 1503.2661
[15 empty] | Commercial | High Speed Fans | Schools K-12 | Turnover | 641.5898 | N/A | N/A | N/A | N/A | N/A | N/A | 943.5927 | N/A | 443.5408 | [14 empty] | Commercial | Bi-Level Lighting Control (Exterior) | Grocery | Existing | 46851.6015 | N/A | N/A | N/A | N/A | 2077.8075 | 8453.2098 | 71398.1463 | N/A | 27447.9962
[15 empty] | Commercial | High Speed Fans | Warehouse | Turnover | 6.2746 | N/A | N/A | N/A | N/A | N/A | N/A | 8.782 | N/A | 4.1259 | [14 empty] | Commercial | Bi-Level Lighting Control (Exterior) | Healthcare | Existing | 4106.4794 | N/A | N/A | N/A | N/A | 182.117 | 740.9124 | 6257.9508 | N/A | 2405.7797
[15 empty] | Commercial | High Speed Fans | Assembly | New | 0.069208 | N/A | N/A | N/A | N/A | N/A | N/A | 0.096866 | N/A | 0.045509 | [14 empty] | Commercial | Bi-Level Lighting Control (Exterior) | Hospitals | Existing | 2893.1411 | N/A | N/A | N/A | N/A | 128.307 | 521.9956 | 4408.9189 | N/A | 1694.9458
[15 empty] | Commercial | High Speed Fans | College and University | New | 0 | N/A | N/A | N/A | N/A | N/A | N/A | 0 | N/A | 0 | [14 empty] | Commercial | Bi-Level Lighting Control (Exterior) | Institutional | Existing | 23504.0018 | N/A | N/A | N/A | N/A | 1042.3719 | 4240.7143 | 35818.2454 | N/A | 13769.8122
[15 empty] | Commercial | High Speed Fans | Grocery | New | 10.6648 | N/A | N/A | N/A | N/A | N/A | N/A | 14.9266 | N/A | 7.0127 | [14 empty] | Commercial | Bi-Level Lighting Control (Exterior) | Lodging/Hospitality | Existing | 30733.3447 | N/A | N/A | N/A | N/A | 1362.9838 | 5545.07 | 46835.1939 | N/A | 18005.1204
[15 empty] | Commercial | High Speed Fans | Healthcare | New | 11.6803 | N/A | N/A | N/A | N/A | N/A | N/A | 17.1783 | N/A | 8.0748 | [14 empty] | Commercial | Bi-Level Lighting Control (Exterior) | Miscellaneous | Existing | 8155.4097 | N/A | N/A | N/A | N/A | 361.6818 | 1471.4415 | 12428.2013 | N/A | 4777.8442
[15 empty] | Commercial | High Speed Fans | Hospitals | New | 86.4932 | N/A | N/A | N/A | N/A | N/A | N/A | 127.2065 | N/A | 59.7941 | [14 empty] | Commercial | Bi-Level Lighting Control (Exterior) | Offices | Existing | 38532.5348 | N/A | N/A | N/A | N/A | 1708.8677 | 6952.2405 | 58720.5447 | N/A | 22574.2736
[15 empty] | Commercial | High Speed Fans | Institutional | New | 0 | N/A | N/A | N/A | N/A | N/A | N/A | 0 | N/A | 0 | [14 empty] | Commercial | Bi-Level Lighting Control (Exterior) | Restaurants | Existing | 10747.7003 | N/A | N/A | N/A | N/A | 476.6465 | 1939.156 | 16378.6478 | N/A | 6296.5369
[15 empty] | Commercial | High Speed Fans | Lodging/Hospitality | New | 63.7007 | N/A | N/A | N/A | N/A | N/A | N/A | 93.6853 | N/A | 44.0373 | [14 empty] | Commercial | Bi-Level Lighting Control (Exterior) | Retail | Existing | 33143.4044 | N/A | N/A | N/A | N/A | 1469.8668 | 5979.9055 | 50507.9349 | N/A | 19417.0532
[15 empty] | Commercial | High Speed Fans | Miscellaneous | New | 1.0538 | N/A | N/A | N/A | N/A | N/A | N/A | 1.4749 | N/A | 0.69294 | [14 empty] | Commercial | Bi-Level Lighting Control (Exterior) | Schools K-12 | Existing | 6822.3534 | N/A | N/A | N/A | N/A | 302.5625 | 1230.9245 | 10396.7286 | N/A | 3996.8736
[15 empty] | Commercial | High Speed Fans | Offices | New | 24.2766 | N/A | N/A | N/A | N/A | N/A | N/A | 33.9781 | N/A | 15.9633 | [14 empty] | Commercial | Bi-Level Lighting Control (Exterior) | Warehouse | Existing | 35849.4883 | N/A | N/A | N/A | N/A | 1589.8781 | 6468.1513 | 54631.7934 | N/A | 21002.4116
[15 empty] | Commercial | High Speed Fans | Restaurants | New | 12.2699 | N/A | N/A | N/A | N/A | N/A | N/A | 18.0455 | N/A | 8.4824 | [14 empty] | Commercial | Bi-Level Lighting Control (Exterior) | Assembly | New | 821.4692 | N/A | N/A | N/A | N/A | 36.4311 | 148.2137 | 1251.8543 | N/A | 481.2575
[15 empty] | Commercial | High Speed Fans | Retail | New | 27.9287 | N/A | N/A | N/A | N/A | N/A | N/A | 39.0896 | N/A | 18.3648 | [14 empty] | Commercial | Bi-Level Lighting Control (Exterior) | College and University | New | 1855.2709 | N/A | N/A | N/A | N/A | 82.2788 | 334.7376 | 2827.2866 | N/A | 1086.9099
[15 empty] | Commercial | High Speed Fans | Schools K-12 | New | 14.7681 | N/A | N/A | N/A | N/A | N/A | N/A | 21.7195 | N/A | 10.2094 | [14 empty] | Commercial | Bi-Level Lighting Control (Exterior) | Grocery | New | 6555.0768 | N/A | N/A | N/A | N/A | 290.7091 | 1182.7011 | 9989.4202 | N/A | 3840.2897
[15 empty] | Commercial | High Speed Fans | Warehouse | New | 0.14443 | N/A | N/A | N/A | N/A | N/A | N/A | 0.20214 | N/A | 0.09497 | [14 empty] | Commercial | Bi-Level Lighting Control (Exterior) | Healthcare | New | 2976.2199 | N/A | N/A | N/A | N/A | 131.9915 | 536.9851 | 4535.5244 | N/A | 1743.6175
[15 empty] | Commercial | Hot Water Circulation Pump Control | Assembly | Existing | 3521.1601 | N/A | N/A | N/A | N/A | N/A | N/A | 5565.6761 | N/A | 3518.9867 | [14 empty] | Commercial | Bi-Level Lighting Control (Exterior) | Hospitals | New | 2096.8385 | N/A | N/A | N/A | N/A | 92.9921 | 378.3225 | 3195.4165 | N/A | 1228.4322
[15 empty] | Commercial | Hot Water Circulation Pump Control | College and University | Existing | 6817.3716 | N/A | N/A | N/A | N/A | N/A | N/A | 10328.4079 | N/A | 6503.102 | [14 empty] | Commercial | Bi-Level Lighting Control (Exterior) | Institutional | New | 16904.7925 | N/A | N/A | N/A | N/A | 749.7055 | 3050.0507 | 25761.5709 | N/A | 9903.6675
[15 empty] | Commercial | Hot Water Circulation Pump Control | Healthcare | Existing | 39872.152 | N/A | N/A | N/A | N/A | N/A | N/A | 63023.4005 | N/A | 39847.5414 | [14 empty] | Commercial | Bi-Level Lighting Control (Exterior) | Lodging/Hospitality | New | 22161.3925 | N/A | N/A | N/A | N/A | 982.8289 | 3998.4738 | 33772.2148 | N/A | 12983.2449
[15 empty] | Commercial | Hot Water Circulation Pump Control | Hospitals | Existing | 6720.7548 | N/A | N/A | N/A | N/A | N/A | N/A | 10182.0322 | N/A | 6410.9391 | [14 empty] | Commercial | Bi-Level Lighting Control (Exterior) | Miscellaneous | New | 5877.8389 | N/A | N/A | N/A | N/A | 260.6745 | 1060.5103 | 8957.3629 | N/A | 3443.5301
[15 empty] | Commercial | Hot Water Circulation Pump Control | Institutional | Existing | 205796.1998 | N/A | N/A | N/A | N/A | N/A | N/A | 325289.0969 | N/A | 205669.1746 | [14 empty] | Commercial | Bi-Level Lighting Control (Exterior) | Offices | New | 27821.705 | N/A | N/A | N/A | N/A | 1233.8564 | 5019.7368 | 42398.0846 | N/A | 16299.3372
[15 empty] | Commercial | Hot Water Circulation Pump Control | Miscellaneous | Existing | 228.6359 | N/A | N/A | N/A | N/A | N/A | N/A | 361.3904 | N/A | 228.4948 | [14 empty] | Commercial | Bi-Level Lighting Control (Exterior) | Restaurants | New | 1503.2597 | N/A | N/A | N/A | N/A | 66.6676 | 271.2259 | 2290.8492 | N/A | 880.6842
[15 empty] | Commercial | Hot Water Circulation Pump Control | Offices | Existing | 66947.8587 | N/A | N/A | N/A | N/A | N/A | N/A | 105820.2655 | N/A | 66906.536 | [14 empty] | Commercial | Bi-Level Lighting Control (Exterior) | Retail | New | 23861.7203 | N/A | N/A | N/A | N/A | 1058.2362 | 4305.2558 | 36363.3802 | N/A | 13979.3814
[15 empty] | Commercial | Hot Water Circulation Pump Control | Schools K-12 | Existing | 345225.5443 | N/A | N/A | N/A | N/A | N/A | N/A | 545676.2839 | N/A | 345012.458 | [14 empty] | Commercial | Bi-Level Lighting Control (Exterior) | Schools K-12 | New | 4932.7816 | N/A | N/A | N/A | N/A | 218.7624 | 889.9981 | 7517.1701 | N/A | 2889.8685
[15 empty] | Commercial | Hot Water Circulation Pump Control | Warehouse | Existing | 37370.18 | N/A | N/A | N/A | N/A | N/A | N/A | 59068.6909 | N/A | 37347.1137 | [14 empty] | Commercial | Bi-Level Lighting Control (Exterior) | Warehouse | New | 25890.8994 | N/A | N/A | N/A | N/A | 1148.2277 | 4671.3708 | 39455.6891 | N/A | 15168.1754
[15 empty] | Commercial | Hot Water Circulation Pump Control | Assembly | New | 0 | N/A | N/A | N/A | N/A | N/A | N/A | 0 | N/A | 0 | [14 empty] | Commercial | Outdoor Lighting Controls | Assembly | Existing | 13804.1346 | N/A | N/A | N/A | N/A | 771.6699 | 962.4669 | 24126.9134 | N/A | 8016.876
[15 empty] | Commercial | Hot Water Circulation Pump Control | College and University | New | 0 | N/A | N/A | N/A | N/A | N/A | N/A | 0 | N/A | 0 | [14 empty] | Commercial | Outdoor Lighting Controls | College and University | Existing | 19491.9777 | N/A | N/A | N/A | N/A | 1089.628 | 1359.0409 | 34068.1448 | N/A | 11320.1424
[15 empty] | Commercial | Hot Water Circulation Pump Control | Healthcare | New | 0 | N/A | N/A | N/A | N/A | N/A | N/A | 0 | N/A | 0 | [14 empty] | Commercial | Outdoor Lighting Controls | Grocery | Existing | 111005.7016 | N/A | N/A | N/A | N/A | 6205.3694 | 7739.6602 | 194016.142 | N/A | 64467.5651
[15 empty] | Commercial | Hot Water Circulation Pump Control | Hospitals | New | 0 | N/A | N/A | N/A | N/A | N/A | N/A | 0 | N/A | 0 | [14 empty] | Commercial | Outdoor Lighting Controls | Healthcare | Existing | 31194.3464 | N/A | N/A | N/A | N/A | 1743.8063 | 2174.9661 | 54521.5846 | N/A | 18116.3988
[15 empty] | Commercial | Hot Water Circulation Pump Control | Institutional | New | 4951.8386 | N/A | N/A | N/A | N/A | N/A | N/A | 7827.0595 | N/A | 4948.7821 | [14 empty] | Commercial | Outdoor Lighting Controls | Hospitals | Existing | 21977.3772 | N/A | N/A | N/A | N/A | 1228.5652 | 1532.3306 | 38412.1344 | N/A | 12763.5605
[15 empty] | Commercial | Hot Water Circulation Pump Control | Miscellaneous | New | 5.5014 | N/A | N/A | N/A | N/A | N/A | N/A | 8.6957 | N/A | 5.498 | [14 empty] | Commercial | Outdoor Lighting Controls | Institutional | Existing | 286274.1811 | N/A | N/A | N/A | N/A | 16003.1152 | 19959.9198 | 500350.9851 | N/A | 166256.3197
[15 empty] | Commercial | Hot Water Circulation Pump Control | Offices | New | 0 | N/A | N/A | N/A | N/A | N/A | N/A | 0 | N/A | 0 | [14 empty] | Commercial | Outdoor Lighting Controls | Lodging/Hospitality | Existing | 233461.9288 | N/A | N/A | N/A | N/A | 13050.8387 | 16277.6865 | 408045.5513 | N/A | 135585.1265
[15 empty] | Commercial | Hot Water Circulation Pump Control | Schools K-12 | New | 0 | N/A | N/A | N/A | N/A | N/A | N/A | 0 | N/A | 0 | [14 empty] | Commercial | Outdoor Lighting Controls | Miscellaneous | Existing | 99331.3074 | N/A | N/A | N/A | N/A | 5552.7549 | 6925.6854 | 173611.5961 | N/A | 57687.5551
[15 empty] | Commercial | Hot Water Circulation Pump Control | Warehouse | New | 0 | N/A | N/A | N/A | N/A | N/A | N/A | 0 | N/A | 0 | [14 empty] | Commercial | Outdoor Lighting Controls | Offices | Existing | 292707.4809 | N/A | N/A | N/A | N/A | 16362.7454 | 20408.4693 | 511595.1283 | N/A | 169992.5167
[15 empty] | Commercial | Bi-Level Lighting Control (Exterior) | Assembly | Existing | 21564.5452 | N/A | N/A | N/A | N/A | N/A | N/A | 32862.6665 | N/A | 12633.5821 | [14 empty] | Commercial | Outdoor Lighting Controls | Restaurants | Existing | 63578.8392 | N/A | N/A | N/A | N/A | 3554.1434 | 4432.913 | 111123.3109 | N/A | 36923.9859
[15 empty] | Commercial | Bi-Level Lighting Control (Exterior) | College and University | Existing | 48823.6668 | N/A | N/A | N/A | N/A | N/A | N/A | 74403.4183 | N/A | 28603.33 | [14 empty] | Commercial | Outdoor Lighting Controls | Retail | Existing | 251769.6395 | N/A | N/A | N/A | N/A | 14074.2645 | 17554.1566 | 440043.8301 | N/A | 146217.4951
[15 empty] | Commercial | Bi-Level Lighting Control (Exterior) | Grocery | Existing | 173588.7409 | N/A | N/A | N/A | N/A | N/A | N/A | 264535.5533 | N/A | 101696.9099 | [14 empty] | Commercial | Outdoor Lighting Controls | Schools K-12 | Existing | 83094.9406 | N/A | N/A | N/A | N/A | 4645.12 | 5793.6358 | 145233.6191 | N/A | 48258.1382
[15 empty] | Commercial | Bi-Level Lighting Control (Exterior) | Healthcare | Existing | 78135.8565 | N/A | N/A | N/A | N/A | N/A | N/A | 119072.8841 | N/A | 45775.8672 | [14 empty] | Commercial | Outdoor Lighting Controls | Warehouse | Existing | 272326.0608 | N/A | N/A | N/A | N/A | 15223.3964 | 18987.4138 | 475972.413 | N/A | 158155.8227
[15 empty] | Commercial | Bi-Level Lighting Control (Exterior) | Hospitals | Existing | 55049.1158 | N/A | N/A | N/A | N/A | N/A | N/A | 83890.5118 | N/A | 32250.5074 | [14 empty] | Commercial | Outdoor Lighting Controls | Assembly | New | 1930.3278 | N/A | N/A | N/A | N/A | 107.9079 | 134.5884 | 3373.8334 | N/A | 1121.0553
[15 empty] | Commercial | Bi-Level Lighting Control (Exterior) | Institutional | Existing | 447221.3626 | N/A | N/A | N/A | N/A | N/A | N/A | 681530.0924 | N/A | 262004.4963 | [14 empty] | Commercial | Outdoor Lighting Controls | College and University | New | 2703.7887 | N/A | N/A | N/A | N/A | 151.1455 | 188.5165 | 4725.6911 | N/A | 1570.2498
[15 empty] | Commercial | Bi-Level Lighting Control (Exterior) | Lodging/Hospitality | Existing | 584777.3666 | N/A | N/A | N/A | N/A | N/A | N/A | 891154.5961 | N/A | 342591.6386 | [14 empty] | Commercial | Outdoor Lighting Controls | Grocery | New | 15403.5703 | N/A | N/A | N/A | N/A | 861.0805 | 1073.9845 | 26922.4125 | N/A | 8945.7628
[15 empty] | Commercial | Bi-Level Lighting Control (Exterior) | Miscellaneous | Existing | 155176.6994 | N/A | N/A | N/A | N/A | N/A | N/A | 236477.0539 | N/A | 90910.2211 | [14 empty] | Commercial | Outdoor Lighting Controls | Healthcare | New | 4337.3921 | N/A | N/A | N/A | N/A | 242.4661 | 302.4164 | 7580.9087 | N/A | 2518.9797
[15 empty] | Commercial | Bi-Level Lighting Control (Exterior) | Offices | Existing | 733176.1151 | N/A | N/A | N/A | N/A | N/A | N/A | 1117302.5871 | N/A | 429530.9992 | [14 empty] | Commercial | Outdoor Lighting Controls | Hospitals | New | 3055.8262 | N/A | N/A | N/A | N/A | 170.8248 | 213.0616 | 5340.9835 | N/A | 1774.6987
[15 empty] | Commercial | Bi-Level Lighting Control (Exterior) | Restaurants | Existing | 39821.0458 | N/A | N/A | N/A | N/A | N/A | N/A | 60684.1338 | N/A | 23329.1473 | [14 empty] | Commercial | Outdoor Lighting Controls | Institutional | New | 39724.0027 | N/A | N/A | N/A | N/A | 2220.6257 | 2769.6801 | 69429.7467 | N/A | 23070.0738
[15 empty] | Commercial | Bi-Level Lighting Control (Exterior) | Retail | Existing | 630634.671 | N/A | N/A | N/A | N/A | N/A | N/A | 961037.512 | N/A | 369457.1261 | [14 empty] | Commercial | Outdoor Lighting Controls | Lodging/Hospitality | New | 32297.1674 | N/A | N/A | N/A | N/A | 1805.4555 | 2251.8582 | 56449.0987 | N/A | 18756.872
[15 empty] | Commercial | Bi-Level Lighting Control (Exterior) | Schools K-12 | Existing | 129812.0297 | N/A | N/A | N/A | N/A | N/A | N/A | 197823.2974 | N/A | 76050.3373 | [14 empty] | Commercial | Outdoor Lighting Controls | Miscellaneous | New | 13812.1055 | N/A | N/A | N/A | N/A | 772.1154 | 963.0226 | 24140.8449 | N/A | 8021.5052
[15 empty] | Commercial | Bi-Level Lighting Control (Exterior) | Warehouse | Existing | 682124.5648 | N/A | N/A | N/A | N/A | N/A | N/A | 1039504.05 | N/A | 399622.4644 | [14 empty] | Commercial | Outdoor Lighting Controls | Offices | New | 40546.2011 | N/A | N/A | N/A | N/A | 2266.5877 | 2827.0063 | 70866.7879 | N/A | 23547.573
[15 empty] | Commercial | Bi-Level Lighting Control (Exterior) | Assembly | New | 496.8512 | N/A | N/A | N/A | N/A | N/A | N/A | 757.1621 | N/A | 291.0801 | [14 empty] | Commercial | Outdoor Lighting Controls | Restaurants | New | 8863.4316 | N/A | N/A | N/A | N/A | 495.4779 | 617.9858 | 15491.5358 | N/A | 5147.5181
[15 empty] | Commercial | Bi-Level Lighting Control (Exterior) | College and University | New | 1123.8184 | N/A | N/A | N/A | N/A | N/A | N/A | 1712.6106 | N/A | 658.3887 | [14 empty] | Commercial | Outdoor Lighting Controls | Retail | New | 34775.2523 | N/A | N/A | N/A | N/A | 1943.9838 | 2424.638 | 60780.304 | N/A | 20196.0423
[15 empty] | Commercial | Bi-Level Lighting Control (Exterior) | Grocery | New | 3995.6488 | N/A | N/A | N/A | N/A | N/A | N/A | 6089.0536 | N/A | 2340.8496 | [14 empty] | Commercial | Outdoor Lighting Controls | Schools K-12 | New | 11591.3134 | N/A | N/A | N/A | N/A | 647.9701 | 808.1822 | 20259.3369 | N/A | 6731.7601
[15 empty] | Commercial | Bi-Level Lighting Control (Exterior) | Healthcare | New | 1798.5235 | N/A | N/A | N/A | N/A | N/A | N/A | 2740.8081 | N/A | 1053.6645 | [14 empty] | Commercial | Outdoor Lighting Controls | Warehouse | New | 37732.3092 | N/A | N/A | N/A | N/A | 2109.2873 | 2630.8131 | 65948.6581 | N/A | 21913.3798
[15 empty] | Commercial | Bi-Level Lighting Control (Exterior) | Hospitals | New | 1267.1152 | N/A | N/A | N/A | N/A | N/A | N/A | 1930.9836 | N/A | 742.339 | [14 empty] | Commercial | Ceiling Insulation(R2 to R38) | Assembly | Existing | 0 | N/A | N/A | N/A | N/A | 0 | 0 | 0 | N/A | 0
[15 empty] | Commercial | Bi-Level Lighting Control (Exterior) | Institutional | New | 10294.0978 | N/A | N/A | N/A | N/A | N/A | N/A | 15687.3934 | N/A | 6030.794 | [14 empty] | Commercial | Ceiling Insulation(R2 to R38) | College and University | Existing | 0 | N/A | N/A | N/A | N/A | 0 | 0 | 0 | N/A | 0
[15 empty] | Commercial | Bi-Level Lighting Control (Exterior) | Lodging/Hospitality | New | 13460.3486 | N/A | N/A | N/A | N/A | N/A | N/A | 20512.5098 | N/A | 7885.741 | [14 empty] | Commercial | Ceiling Insulation(R2 to R38) | Grocery | Existing | 0 | N/A | N/A | N/A | N/A | 0 | 0 | 0 | N/A | 0
[15 empty] | Commercial | Bi-Level Lighting Control (Exterior) | Miscellaneous | New | 3571.8422 | N/A | N/A | N/A | N/A | N/A | N/A | 5443.2058 | N/A | 2092.5626 | [14 empty] | Commercial | Ceiling Insulation(R2 to R38) | Healthcare | Existing | 119434.2417 | N/A | N/A | N/A | N/A | 7301.5252 | 27088.5751 | 220907.0063 | N/A | 60780.9479
[15 empty] | Commercial | Bi-Level Lighting Control (Exterior) | Offices | New | 16876.1765 | N/A | N/A | N/A | N/A | N/A | N/A | 25717.9623 | N/A | 9886.9028 | [14 empty] | Commercial | Ceiling Insulation(R2 to R38) | Hospitals | Existing | 0 | N/A | N/A | N/A | N/A | 0 | 0 | 0 | N/A | 0
[15 empty] | Commercial | Bi-Level Lighting Control (Exterior) | Restaurants | New | 916.597 | N/A | N/A | N/A | N/A | N/A | N/A | 1396.8215 | N/A | 536.988 | [14 empty] | Commercial | Ceiling Insulation(R2 to R38) | Institutional | Existing | 0 | N/A | N/A | N/A | N/A | 0 | 0 | 0 | N/A | 0
[15 empty] | Commercial | Bi-Level Lighting Control (Exterior) | Retail | New | 14515.8876 | N/A | N/A | N/A | N/A | N/A | N/A | 22121.068 | N/A | 8504.1282 | [14 empty] | Commercial | Ceiling Insulation(R2 to R38) | Lodging/Hospitality | Existing | 0 | N/A | N/A | N/A | N/A | 0 | 0 | 0 | N/A | 0
[15 empty] | Commercial | Bi-Level Lighting Control (Exterior) | Schools K-12 | New | 2988.0007 | N/A | N/A | N/A | N/A | N/A | N/A | 4553.4774 | N/A | 1750.5193 | [14 empty] | Commercial | Ceiling Insulation(R2 to R38) | Miscellaneous | Existing | 0 | N/A | N/A | N/A | N/A | 0 | 0 | 0 | N/A | 0
[15 empty] | Commercial | Bi-Level Lighting Control (Exterior) | Warehouse | New | 15701.0769 | N/A | N/A | N/A | N/A | N/A | N/A | 23927.2032 | N/A | 9198.471 | [14 empty] | Commercial | Ceiling Insulation(R2 to R38) | Offices | Existing | 184796.4783 | N/A | N/A | N/A | N/A | 11297.3979 | 41913.2169 | 341801.7833 | N/A | 94044.262
[15 empty] | Commercial | Outdoor Lighting Controls | Assembly | Existing | 61028.0315 | N/A | N/A | N/A | N/A | N/A | N/A | 106665.0005 | N/A | 35442.5812 | [14 empty] | Commercial | Ceiling Insulation(R2 to R38) | Restaurants | Existing | 0 | N/A | N/A | N/A | N/A | 0 | 0 | 0 | N/A | 0
[15 empty] | Commercial | Outdoor Lighting Controls | College and University | Existing | 86184.6673 | N/A | N/A | N/A | N/A | N/A | N/A | 150633.8539 | N/A | 50052.525 | [14 empty] | Commercial | Ceiling Insulation(R2 to R38) | Retail | Existing | 0 | N/A | N/A | N/A | N/A | 0 | 0 | 0 | N/A | 0
[15 empty] | Commercial | Outdoor Lighting Controls | Grocery | Existing | 491259.1027 | N/A | N/A | N/A | N/A | N/A | N/A | 858624.3267 | N/A | 285303.1668 | [14 empty] | Commercial | Ceiling Insulation(R2 to R38) | Schools K-12 | Existing | 0 | N/A | N/A | N/A | N/A | 0 | 0 | 0 | N/A | 0
[15 empty] | Commercial | Outdoor Lighting Controls | Healthcare | Existing | 137927.2236 | N/A | N/A | N/A | N/A | N/A | N/A | 241069.6694 | N/A | 80102.4825 | [14 empty] | Commercial | Ceiling Insulation(R2 to R38) | Warehouse | Existing | 0 | N/A | N/A | N/A | N/A | 0 | 0 | 0 | N/A | 0
[15 empty] | Commercial | Outdoor Lighting Controls | Hospitals | Existing | 97173.9739 | N/A | N/A | N/A | N/A | N/A | N/A | 169841.0013 | N/A | 56434.6641 | [14 empty] | Commercial | Ceiling Insulation(R2 to R38) | Assembly | New | 0 | N/A | N/A | N/A | N/A | 0 | 0 | 0 | N/A | 0
[15 empty] | Commercial | Outdoor Lighting Controls | Institutional | Existing | 1265644.0954 | N/A | N/A | N/A | N/A | N/A | N/A | 2212097.0445 | N/A | 735034.2547 | [14 empty] | Commercial | Ceiling Insulation(R2 to R38) | College and University | New | 0 | N/A | N/A | N/A | N/A | 0 | 0 | 0 | N/A | 0
[15 empty] | Commercial | Outdoor Lighting Controls | Lodging/Hospitality | Existing | 1032262.5486 | N/A | N/A | N/A | N/A | N/A | N/A | 1804191.9851 | N/A | 599495.8107 | [14 empty] | Commercial | Ceiling Insulation(R2 to R38) | Grocery | New | 0 | N/A | N/A | N/A | N/A | 0 | 0 | 0 | N/A | 0
[15 empty] | Commercial | Outdoor Lighting Controls | Miscellaneous | Existing | 439152.7115 | N/A | N/A | N/A | N/A | N/A | N/A | 767552.5992 | N/A | 255041.9088 | [14 empty] | Commercial | Ceiling Insulation(R2 to R38) | Healthcare | New | 0 | N/A | N/A | N/A | N/A | 0 | 0 | 0 | N/A | 0
[15 empty] | Commercial | Outdoor Lighting Controls | Offices | Existing | 1294219.4566 | N/A | N/A | N/A | N/A | N/A | N/A | 2262041.1578 | N/A | 751629.6541 | [14 empty] | Commercial | Ceiling Insulation(R2 to R38) | Hospitals | New | 0 | N/A | N/A | N/A | N/A | 0 | 0 | 0 | N/A | 0
[15 empty] | Commercial | Outdoor Lighting Controls | Restaurants | Existing | 281172.1286 | N/A | N/A | N/A | N/A | N/A | N/A | 491433.6005 | N/A | 163293.2566 | [14 empty] | Commercial | Ceiling Insulation(R2 to R38) | Institutional | New | 0 | N/A | N/A | N/A | N/A | 0 | 0 | 0 | N/A | 0
[15 empty] | Commercial | Outdoor Lighting Controls | Retail | Existing | 1113210.9274 | N/A | N/A | N/A | N/A | N/A | N/A | 1945673.8362 | N/A | 646507.3138 | [14 empty] | Commercial | Ceiling Insulation(R2 to R38) | Lodging/Hospitality | New | 0 | N/A | N/A | N/A | N/A | 0 | 0 | 0 | N/A | 0
[15 empty] | Commercial | Outdoor Lighting Controls | Schools K-12 | Existing | 367370.2621 | N/A | N/A | N/A | N/A | N/A | N/A | 642090.9907 | N/A | 213353.6021 | [14 empty] | Commercial | Ceiling Insulation(R2 to R38) | Miscellaneous | New | 0 | N/A | N/A | N/A | N/A | 0 | 0 | 0 | N/A | 0
[15 empty] | Commercial | Outdoor Lighting Controls | Warehouse | Existing | 1204102.0793 | N/A | N/A | N/A | N/A | N/A | N/A | 2104533.6999 | N/A | 699293.1722 | [14 empty] | Commercial | Ceiling Insulation(R2 to R38) | Offices | New | 0 | N/A | N/A | N/A | N/A | 0 | 0 | 0 | N/A | 0
[15 empty] | Commercial | Outdoor Lighting Controls | Assembly | New | 1406.0975 | N/A | N/A | N/A | N/A | N/A | N/A | 2457.582 | N/A | 816.6038 | [14 empty] | Commercial | Ceiling Insulation(R2 to R38) | Restaurants | New | 0 | N/A | N/A | N/A | N/A | 0 | 0 | 0 | N/A | 0
[15 empty] | Commercial | Outdoor Lighting Controls | College and University | New | 1983.7903 | N/A | N/A | N/A | N/A | N/A | N/A | 3467.2754 | N/A | 1152.1042 | [14 empty] | Commercial | Ceiling Insulation(R2 to R38) | Retail | New | 0 | N/A | N/A | N/A | N/A | 0 | 0 | 0 | N/A | 0
[15 empty] | Commercial | Outdoor Lighting Controls | Grocery | New | 11307.7543 | N/A | N/A | N/A | N/A | N/A | N/A | 19763.7313 | N/A | 6567.0806 | [14 empty] | Commercial | Ceiling Insulation(R2 to R38) | Schools K-12 | New | 0 | N/A | N/A | N/A | N/A | 0 | 0 | 0 | N/A | 0
[15 empty] | Commercial | Outdoor Lighting Controls | Healthcare | New | 3174.7954 | N/A | N/A | N/A | N/A | N/A | N/A | 5548.9182 | N/A | 1843.7912 | [14 empty] | Commercial | Ceiling Insulation(R2 to R38) | Warehouse | New | 0 | N/A | N/A | N/A | N/A | 0 | 0 | 0 | N/A | 0
[15 empty] | Commercial | Outdoor Lighting Controls | Hospitals | New | 2236.7411 | N/A | N/A | N/A | N/A | N/A | N/A | 3909.3837 | N/A | 1299.0076 | [14 empty] | Commercial | Chilled Water System - Variable Speed Drives | Assembly | Existing | 43912.1483 | N/A | N/A | N/A | N/A | 2941.2645 | 459.8928 | 67676.2604 | N/A | 14032.15
[15 empty] | Commercial | Outdoor Lighting Controls | Institutional | New | 29132.4728 | N/A | N/A | N/A | N/A | N/A | N/A | 50917.8347 | N/A | 16918.947 | [14 empty] | Commercial | Chilled Water System - Variable Speed Drives | College and University | Existing | 1298.6078 | N/A | N/A | N/A | N/A | 86.9816 | 13.6003 | 2001.3806 | N/A | 414.9708
[15 empty] | Commercial | Outdoor Lighting Controls | Lodging/Hospitality | New | 23760.519 | N/A | N/A | N/A | N/A | N/A | N/A | 41528.7158 | N/A | 13799.1363 | [14 empty] | Commercial | Chilled Water System - Variable Speed Drives | Grocery | Existing | 0 | N/A | N/A | N/A | N/A | 0 | 0 | 0 | N/A | 0
[15 empty] | Commercial | Outdoor Lighting Controls | Miscellaneous | New | 10108.3744 | N/A | N/A | N/A | N/A | N/A | N/A | 17667.4511 | N/A | 5870.5299 | [14 empty] | Commercial | Chilled Water System - Variable Speed Drives | Healthcare | Existing | 0 | N/A | N/A | N/A | N/A | 0 | 0 | 0 | N/A | 0
[15 empty] | Commercial | Outdoor Lighting Controls | Offices | New | 29790.2176 | N/A | N/A | N/A | N/A | N/A | N/A | 52067.4434 | N/A | 17300.9383 | [14 empty] | Commercial | Chilled Water System - Variable Speed Drives | Hospitals | Existing | 25216.8416 | N/A | N/A | N/A | N/A | 1689.0406 | 264.0965 | 38863.5401 | N/A | 8058.0549
[15 empty] | Commercial | Outdoor Lighting Controls | Restaurants | New | 6471.9927 | N/A | N/A | N/A | N/A | N/A | N/A | 11311.7709 | N/A | 3758.6683 | [14 empty] | Commercial | Chilled Water System - Variable Speed Drives | Institutional | Existing | 262484.5419 | N/A | N/A | N/A | N/A | 17581.3866 | 2749.006 | 404534.3461 | N/A | 83877.0731
[15 empty] | Commercial | Outdoor Lighting Controls | Retail | New | 25623.7809 | N/A | N/A | N/A | N/A | N/A | N/A | 44785.3312 | N/A | 14881.2425 | [14 empty] | Commercial | Chilled Water System - Variable Speed Drives | Lodging/Hospitality | Existing | 120325.7115 | N/A | N/A | N/A | N/A | 8059.495 | 1260.1736 | 185442.8557 | N/A | 38450.1442
[15 empty] | Commercial | Outdoor Lighting Controls | Schools K-12 | New | 8456.093 | N/A | N/A | N/A | N/A | N/A | N/A | 14779.588 | N/A | 4910.9525 | [14 empty] | Commercial | Chilled Water System - Variable Speed Drives | Miscellaneous | Existing | 106139.2902 | N/A | N/A | N/A | N/A | 7109.2792 | 1111.599 | 163579.1123 | N/A | 33916.8659
[15 empty] | Commercial | Outdoor Lighting Controls | Warehouse | New | 27715.9046 | N/A | N/A | N/A | N/A | N/A | N/A | 48441.9521 | N/A | 16096.2623 | [14 empty] | Commercial | Chilled Water System - Variable Speed Drives | Offices | Existing | 932294.421 | N/A | N/A | N/A | N/A | 62445.6911 | 9763.9385 | 1436827.9036 | N/A | 297915.1714
[15 empty] | Commercial | Ceiling Insulation(R2 to R38) | Assembly | Existing | 0 | N/A | N/A | N/A | N/A | N/A | N/A | 0 | N/A | 0 | [14 empty] | Commercial | Chilled Water System - Variable Speed Drives | Restaurants | Existing | 44302.3873 | N/A | N/A | N/A | N/A | 2967.4029 | 463.9798 | 68277.6866 | N/A | 14156.8511
[15 empty] | Commercial | Ceiling Insulation(R2 to R38) | College and University | Existing | 0 | N/A | N/A | N/A | N/A | N/A | N/A | 0 | N/A | 0 | [14 empty] | Commercial | Chilled Water System - Variable Speed Drives | Retail | Existing | 0 | N/A | N/A | N/A | N/A | 0 | 0 | 0 | N/A | 0
[15 empty] | Commercial | Ceiling Insulation(R2 to R38) | Grocery | Existing | 0 | N/A | N/A | N/A | N/A | N/A | N/A | 0 | N/A | 0 | [14 empty] | Commercial | Chilled Water System - Variable Speed Drives | Schools K-12 | Existing | 144082.1158 | N/A | N/A | N/A | N/A | 9650.7145 | 1508.9749 | 222055.6079 | N/A | 46041.5157
[15 empty] | Commercial | Ceiling Insulation(R2 to R38) | Healthcare | Existing | 898809.9583 | N/A | N/A | N/A | N/A | N/A | N/A | 1662449.6821 | N/A | 457410.8769 | [14 empty] | Commercial | Chilled Water System - Variable Speed Drives | Warehouse | Existing | 0 | N/A | N/A | N/A | N/A | 0 | 0 | 0 | N/A | 0
[15 empty] | Commercial | Ceiling Insulation(R2 to R38) | Hospitals | Existing | 0 | N/A | N/A | N/A | N/A | N/A | N/A | 0 | N/A | 0 | [14 empty] | Commercial | Chilled Water System - Variable Speed Drives | Assembly | New | 55502.7631 | N/A | N/A | N/A | N/A | 3717.6114 | 581.2816 | 85539.4143 | N/A | 17735.9371
[15 empty] | Commercial | Ceiling Insulation(R2 to R38) | Institutional | Existing | 0 | N/A | N/A | N/A | N/A | N/A | N/A | 0 | N/A | 0 | [14 empty] | Commercial | Chilled Water System - Variable Speed Drives | College and University | New | 1637.195 | N/A | N/A | N/A | N/A | 109.6604 | 17.1464 | 2523.2023 | N/A | 523.1665
[15 empty] | Commercial | Ceiling Insulation(R2 to R38) | Lodging/Hospitality | Existing | 0 | N/A | N/A | N/A | N/A | N/A | N/A | 0 | N/A | 0 | [14 empty] | Commercial | Chilled Water System - Variable Speed Drives | Grocery | New | 0 | N/A | N/A | N/A | N/A | 0 | 0 | 0 | N/A | 0
[15 empty] | Commercial | Ceiling Insulation(R2 to R38) | Miscellaneous | Existing | 0 | N/A | N/A | N/A | N/A | N/A | N/A | 0 | N/A | 0 | [14 empty] | Commercial | Chilled Water System - Variable Speed Drives | Healthcare | New | 0 | N/A | N/A | N/A | N/A | 0 | 0 | 0 | N/A | 0
[15 empty] | Commercial | Ceiling Insulation(R2 to R38) | Offices | Existing | 1331254.2972 | N/A | N/A | N/A | N/A | N/A | N/A | 2462303.9195 | N/A | 677484.9231 | [14 empty] | Commercial | Chilled Water System - Variable Speed Drives | Hospitals | New | 26573.0412 | N/A | N/A | N/A | N/A | 1779.8797 | 278.3 | 40953.6797 | N/A | 8491.4293
[15 empty] | Commercial | Ceiling Insulation(R2 to R38) | Restaurants | Existing | 0 | N/A | N/A | N/A | N/A | N/A | N/A | 0 | N/A | 0 | [14 empty] | Commercial | Chilled Water System - Variable Speed Drives | Institutional | New | 329110.3192 | N/A | N/A | N/A | N/A | 22044.0248 | 3446.7791 | 507216.2606 | N/A | 105167.3752
[15 empty] | Commercial | Ceiling Insulation(R2 to R38) | Retail | Existing | 0 | N/A | N/A | N/A | N/A | N/A | N/A | 0 | N/A | 0 | [14 empty] | Commercial | Chilled Water System - Variable Speed Drives | Lodging/Hospitality | New | 151273.1442 | N/A | N/A | N/A | N/A | 10132.3743 | 1584.2867 | 233138.2338 | N/A | 48339.4126
[15 empty] | Commercial | Ceiling Insulation(R2 to R38) | Schools K-12 | Existing | 0 | N/A | N/A | N/A | N/A | N/A | N/A | 0 | N/A | 0 | [14 empty] | Commercial | Chilled Water System - Variable Speed Drives | Miscellaneous | New | 22450.9039 | N/A | N/A | N/A | N/A | 1503.7763 | 235.1288 | 34600.7489 | N/A | 7174.1981
[15 empty] | Commercial | Ceiling Insulation(R2 to R38) | Warehouse | Existing | 0 | N/A | N/A | N/A | N/A | N/A | N/A | 0 | N/A | 0 | [14 empty] | Commercial | Chilled Water System - Variable Speed Drives | Offices | New | 193586.2527 | N/A | N/A | N/A | N/A | 12966.534 | 2027.4328 | 298350.0956 | N/A | 61860.5886
[15 empty] | Commercial | Ceiling Insulation(R2 to R38) | Assembly | New | 0 | N/A | N/A | N/A | N/A | N/A | N/A | 0 | N/A | 0 | [14 empty] | Commercial | Chilled Water System - Variable Speed Drives | Restaurants | New | 9375.2063 | N/A | N/A | N/A | N/A | 627.9575 | 98.1867 | 14448.824 | N/A | 2995.8521
[15 empty] | Commercial | Ceiling Insulation(R2 to R38) | College and University | New | 0 | N/A | N/A | N/A | N/A | N/A | N/A | 0 | N/A | 0 | [14 empty] | Commercial | Chilled Water System - Variable Speed Drives | Retail | New | 0 | N/A | N/A | N/A | N/A | 0 | 0 | 0 | N/A | 0
[15 empty] | Commercial | Ceiling Insulation(R2 to R38) | Grocery | New | 0 | N/A | N/A | N/A | N/A | N/A | N/A | 0 | N/A | 0 | [14 empty] | Commercial | Chilled Water System - Variable Speed Drives | Schools K-12 | New | 181648.7713 | N/A | N/A | N/A | N/A | 12166.9537 | 1902.4113 | 279952.3599 | N/A | 58045.9602
[15 empty] | Commercial | Ceiling Insulation(R2 to R38) | Healthcare | New | 0 | N/A | N/A | N/A | N/A | N/A | N/A | 0 | N/A | 0 | [14 empty] | Commercial | Chilled Water System - Variable Speed Drives | Warehouse | New | 0 | N/A | N/A | N/A | N/A | 0 | 0 | 0 | N/A | 0
[15 empty] | Commercial | Ceiling Insulation(R2 to R38) | Hospitals | New | 0 | N/A | N/A | N/A | N/A | N/A | N/A | 0 | N/A | 0 | [14 empty] | Commercial | Dedicated Outdoor Air System on VRF unit | Healthcare | Existing | 8391.3646 | N/A | N/A | N/A | N/A | 503.9308 | 4319.2585 | 12929.3387 | N/A | 6644.6118
[15 empty] | Commercial | Ceiling Insulation(R2 to R38) | Institutional | New | 0 | N/A | N/A | N/A | N/A | N/A | N/A | 0 | N/A | 0 | [14 empty] | Commercial | Dedicated Outdoor Air System on VRF unit | Hospitals | Existing | 1265.6884 | N/A | N/A | N/A | N/A | 76.009 | 701.2169 | 1950.1613 | N/A | 1051.9551
[15 empty] | Commercial | Ceiling Insulation(R2 to R38) | Lodging/Hospitality | New | 0 | N/A | N/A | N/A | N/A | N/A | N/A | 0 | N/A | 0 | [14 empty] | Commercial | Dedicated Outdoor Air System on VRF unit | Healthcare | New | 1633.3293 | N/A | N/A | N/A | N/A | 98.0871 | 840.718 | 2516.619 | N/A | 1293.3342
[15 empty] | Commercial | Ceiling Insulation(R2 to R38) | Miscellaneous | New | 0 | N/A | N/A | N/A | N/A | N/A | N/A | 0 | N/A | 0 | [14 empty] | Commercial | Dedicated Outdoor Air System on VRF unit | Hospitals | New | 249.3908 | N/A | N/A | N/A | N/A | 14.9768 | 138.1675 | 384.2591 | N/A | 207.2769
[15 empty] | Commercial | Ceiling Insulation(R2 to R38) | Offices | New | 0 | N/A | N/A | N/A | N/A | N/A | N/A | 0 | N/A | 0 | [14 empty] | Commercial | Duct Sealing Repair | Assembly | Existing | 0 | N/A | N/A | N/A | N/A | 0 | 0 | 0 | N/A | 0
[15 empty] | Commercial | Ceiling Insulation(R2 to R38) | Restaurants | New | 0 | N/A | N/A | N/A | N/A | N/A | N/A | 0 | N/A | 0 | [14 empty] | Commercial | Duct Sealing Repair | College and University | Existing | 0 | N/A | N/A | N/A | N/A | 0 | 0 | 0 | N/A | 0
[15 empty] | Commercial | Ceiling Insulation(R2 to R38) | Retail | New | 0 | N/A | N/A | N/A | N/A | N/A | N/A | 0 | N/A | 0 | [14 empty] | Commercial | Duct Sealing Repair | Schools K-12 | Existing | 0 | N/A | N/A | N/A | N/A | 0 | 0 | 0 | N/A | 0
[15 empty] | Commercial | Ceiling Insulation(R2 to R38) | Schools K-12 | New | 0 | N/A | N/A | N/A | N/A | N/A | N/A | 0 | N/A | 0 | [14 empty] | Commercial | Duct Sealing Repair | Assembly | New | 0 | N/A | N/A | N/A | N/A | 0 | 0 | 0 | N/A | 0
[15 empty] | Commercial | Ceiling Insulation(R2 to R38) | Warehouse | New | 0 | N/A | N/A | N/A | N/A | N/A | N/A | 0 | N/A | 0 | [14 empty] | Commercial | Duct Sealing Repair | College and University | New | 0 | N/A | N/A | N/A | N/A | 0 | 0 | 0 | N/A | 0
[15 empty] | Commercial | Chilled Water System - Variable Speed Drives | Assembly | Existing | 1242667.5856 | N/A | N/A | N/A | N/A | N/A | N/A | 1915166.949 | N/A | 397095.0789 | [14 empty] | Commercial | Duct Sealing Repair | Schools K-12 | New | 0 | N/A | N/A | N/A | N/A | 0 | 0 | 0 | N/A | 0
[15 empty] | Commercial | Chilled Water System - Variable Speed Drives | College and University | Existing | 36749.9397 | N/A | N/A | N/A | N/A | N/A | N/A | 56638.0509 | N/A | 11743.4625 | [14 empty] | Commercial | ECM Motors on Furnaces | Assembly | Existing | 42.7579 | N/A | N/A | N/A | N/A | 2.4556 | 21.1556 | 61.9758 | N/A | 32.4867
[15 empty] | Commercial | Chilled Water System - Variable Speed Drives | Grocery | Existing | 0 | N/A | N/A | N/A | N/A | N/A | N/A | 0 | N/A | 0 | [14 empty] | Commercial | ECM Motors on Furnaces | College and University | Existing | 0 | N/A | N/A | N/A | N/A | 0 | 0 | 0 | N/A | 0
[15 empty] | Commercial | Chilled Water System - Variable Speed Drives | Healthcare | Existing | 0 | N/A | N/A | N/A | N/A | N/A | N/A | 0 | N/A | 0 | [14 empty] | Commercial | ECM Motors on Furnaces | Grocery | Existing | 42.5384 | N/A | N/A | N/A | N/A | 2.6353 | 8.1094 | 66.5108 | N/A | 20.2697
[15 empty] | Commercial | Chilled Water System - Variable Speed Drives | Hospitals | Existing | 684016.8052 | N/A | N/A | N/A | N/A | N/A | N/A | 1054188.9022 | N/A | 218577.929 | [14 empty] | Commercial | ECM Motors on Furnaces | Healthcare | Existing | 5.7317 | N/A | N/A | N/A | N/A | 0.32917 | 1.2584 | 8.3078 | N/A | 2.7773
[15 empty] | Commercial | Chilled Water System - Variable Speed Drives | Institutional | Existing | 7428178.7488 | N/A | N/A | N/A | N/A | N/A | N/A | 11448115.8082 | N/A | 2373678.4164 | [14 empty] | Commercial | ECM Motors on Furnaces | Hospitals | Existing | 0.93194 | N/A | N/A | N/A | N/A | 0.055296 | 0.1549 | 1.3956 | N/A | 0.41006
[15 empty] | Commercial | Chilled Water System - Variable Speed Drives | Lodging/Hospitality | Existing | 3405156.3142 | N/A | N/A | N/A | N/A | N/A | N/A | 5247938.3102 | N/A | 1088119.4867 | [14 empty] | Commercial | ECM Motors on Furnaces | Institutional | Existing | 58.6473 | N/A | N/A | N/A | N/A | 3.3681 | 35.5581 | 85.0069 | N/A | 51.1
[15 empty] | Commercial | Chilled Water System - Variable Speed Drives | Miscellaneous | Existing | 507674.7521 | N/A | N/A | N/A | N/A | N/A | N/A | 782415.1183 | N/A | 162227.7334 | [14 empty] | Commercial | ECM Motors on Furnaces | Lodging/Hospitality | Existing | 62.3747 | N/A | N/A | N/A | N/A | 3.8641 | 30.5796 | 97.5257 | N/A | 48.4104
[15 empty] | Commercial | Chilled Water System - Variable Speed Drives | Offices | Existing | 4257918.6812 | N/A | N/A | N/A | N/A | N/A | N/A | 6562193.4814 | N/A | 1360620.1485 | [14 empty] | Commercial | ECM Motors on Furnaces | Retail | Existing | 1.8855 | N/A | N/A | N/A | N/A | 0.11681 | 0.1294 | 2.9481 | N/A | 0.66841
[15 empty] | Commercial | Chilled Water System - Variable Speed Drives | Restaurants | Existing | 211890.3259 | N/A | N/A | N/A | N/A | N/A | N/A | 326559.8569 | N/A | 67709.6648 | [14 empty] | Commercial | ECM Motors on Furnaces | Schools K-12 | Existing | 0 | N/A | N/A | N/A | N/A | 0 | 0 | 0 | N/A | 0
[15 empty] | Commercial | Chilled Water System - Variable Speed Drives | Retail | Existing | 0 | N/A | N/A | N/A | N/A | N/A | N/A | 0 | N/A | 0 | [14 empty] | Commercial | ECM Motors on Furnaces | Assembly | New | 11.4666 | N/A | N/A | N/A | N/A | 0.65853 | 5.6734 | 16.6203 | N/A | 8.7121
[15 empty] | Commercial | Chilled Water System - Variable Speed Drives | Schools K-12 | Existing | 4077450.4542 | N/A | N/A | N/A | N/A | N/A | N/A | 6284060.5458 | N/A | 1302951.4319 | [14 empty] | Commercial | ECM Motors on Furnaces | College and University | New | 0 | N/A | N/A | N/A | N/A | 0 | 0 | 0 | N/A | 0
[15 empty] | Commercial | Chilled Water System - Variable Speed Drives | Warehouse | Existing | 0 | N/A | N/A | N/A | N/A | N/A | N/A | 0 | N/A | 0 | [14 empty] | Commercial | ECM Motors on Furnaces | Grocery | New | 11.29 | N/A | N/A | N/A | N/A | 0.69942 | 2.1523 | 17.6525 | N/A | 5.3797
[15 empty] | Commercial | Chilled Water System - Variable Speed Drives | Assembly | New | 28631.2985 | N/A | N/A | N/A | N/A | N/A | N/A | 44125.8122 | N/A | 9149.1464 | [14 empty] | Commercial | ECM Motors on Furnaces | Healthcare | New | 1.4976 | N/A | N/A | N/A | N/A | 0.086008 | 0.3288 | 2.1707 | N/A | 0.72568
[15 empty] | Commercial | Chilled Water System - Variable Speed Drives | College and University | New | 845.9065 | N/A | N/A | N/A | N/A | N/A | N/A | 1303.6892 | N/A | 270.3099 | [14 empty] | Commercial | ECM Motors on Furnaces | Hospitals | New | 0.24546 | N/A | N/A | N/A | N/A | 0.014564 | 0.040799 | 0.36759 | N/A | 0.10801
[15 empty] | Commercial | Chilled Water System - Variable Speed Drives | Grocery | New | 0 | N/A | N/A | N/A | N/A | N/A | N/A | 0 | N/A | 0 | [14 empty] | Commercial | ECM Motors on Furnaces | Institutional | New | 15.4841 | N/A | N/A | N/A | N/A | 0.88926 | 9.3881 | 22.4436 | N/A | 13.4915
[15 empty] | Commercial | Chilled Water System - Variable Speed Drives | Healthcare | New | 0 | N/A | N/A | N/A | N/A | N/A | N/A | 0 | N/A | 0 | [14 empty] | Commercial | ECM Motors on Furnaces | Lodging/Hospitality | New | 16.0013 | N/A | N/A | N/A | N/A | 0.99129 | 7.8447 | 25.0188 | N/A | 12.419
[15 empty] | Commercial | Chilled Water System - Variable Speed Drives | Hospitals | New | 7696.8559 | N/A | N/A | N/A | N/A | N/A | N/A | 11862.194 | N/A | 2459.5343 | [14 empty] | Commercial | ECM Motors on Furnaces | Retail | New | 5.2415 | N/A | N/A | N/A | N/A | 0.32471 | 0.3597 | 8.1953 | N/A | 1.8581
[15 empty] | Commercial | Chilled Water System - Variable Speed Drives | Institutional | New | 170981.0965 | N/A | N/A | N/A | N/A | N/A | N/A | 263511.617 | N/A | 54637.0991 | [14 empty] | Commercial | ECM Motors on Furnaces | Schools K-12 | New | 0 | N/A | N/A | N/A | N/A | 0 | 0 | 0 | N/A | 0
[15 empty] | Commercial | Chilled Water System - Variable Speed Drives | Lodging/Hospitality | New | 78379.5569 | N/A | N/A | N/A | N/A | N/A | N/A | 120796.5336 | N/A | 25046.2285 | [14 empty] | Commercial | Facility Energy Management System | College and University | Existing | 3442.5377 | N/A | N/A | N/A | N/A | 103.8394 | 1469.9671 | 5233.9196 | N/A | 2419.2404
[15 empty] | Commercial | Chilled Water System - Variable Speed Drives | Miscellaneous | New | 11685.6081 | N/A | N/A | N/A | N/A | N/A | N/A | 18009.5551 | N/A | 3734.1422 | [14 empty] | Commercial | Facility Energy Management System | Lodging/Hospitality | Existing | 44774.5323 | N/A | N/A | N/A | N/A | 1291.893 | 8271.9273 | 65513.8927 | N/A | 20082.0833
[15 empty] | Commercial | Chilled Water System - Variable Speed Drives | Offices | New | 98008.3581 | N/A | N/A | N/A | N/A | N/A | N/A | 151047.9313 | N/A | 31318.6222 | [14 empty] | Commercial | Facility Energy Management System | Miscellaneous | Existing | 27441.6947 | N/A | N/A | N/A | N/A | 793.5104 | 1809.7444 | 40129.1191 | N/A | 9063.8141
[15 empty] | Commercial | Chilled Water System - Variable Speed Drives | Restaurants | New | 4877.2709 | N/A | N/A | N/A | N/A | N/A | N/A | 7516.723 | N/A | 1558.5345 | [14 empty] | Commercial | Facility Energy Management System | Retail | Existing | 311023.9977 | N/A | N/A | N/A | N/A | 8974.0683 | 89711.784 | 455088.9032 | N/A | 171750.4289
[15 empty] | Commercial | Chilled Water System - Variable Speed Drives | Retail | New | 0 | N/A | N/A | N/A | N/A | N/A | N/A | 0 | N/A | 0 | [14 empty] | Commercial | Facility Energy Management System | Schools K-12 | Existing | 15874.5396 | N/A | N/A | N/A | N/A | 459.0319 | 6498.1279 | 23213.9923 | N/A | 10694.4801
[15 empty] | Commercial | Chilled Water System - Variable Speed Drives | Schools K-12 | New | 93854.3579 | N/A | N/A | N/A | N/A | N/A | N/A | 144645.8943 | N/A | 29991.2093 | [14 empty] | Commercial | Facility Energy Management System | College and University | New | 3547.7142 | N/A | N/A | N/A | N/A | 107.0119 | 1514.8776 | 5393.8265 | N/A | 2493.1531
[15 empty] | Commercial | Chilled Water System - Variable Speed Drives | Warehouse | New | 0 | N/A | N/A | N/A | N/A | N/A | N/A | 0 | N/A | 0 | [14 empty] | Commercial | Facility Energy Management System | Lodging/Hospitality | New | 71345.8126 | N/A | N/A | N/A | N/A | 2058.562 | 13180.8718 | 104392.8695 | N/A | 31999.7213
[15 empty] | Commercial | Dedicated Outdoor Air System on VRF unit | Healthcare | Existing | 22544.8495 | N/A | N/A | N/A | N/A | N/A | N/A | 34736.9003 | N/A | 17851.8965 | [14 empty] | Commercial | Facility Energy Management System | Miscellaneous | New | 24127.359 | N/A | N/A | N/A | N/A | 697.6723 | 1591.1683 | 35282.4296 | N/A | 7969.1104
[15 empty] | Commercial | Dedicated Outdoor Air System on VRF unit | Hospitals | Existing | 3708.2898 | N/A | N/A | N/A | N/A | N/A | N/A | 5713.6994 | N/A | 3082.0812 | [14 empty] | Commercial | Facility Energy Management System | Retail | New | 54104.7501 | N/A | N/A | N/A | N/A | 1561.1005 | 15605.978 | 79165.8251 | N/A | 29877.161
[15 empty] | Commercial | Dedicated Outdoor Air System on VRF unit | Healthcare | New | 480.4122 | N/A | N/A | N/A | N/A | N/A | N/A | 740.2147 | N/A | 380.4092 | [14 empty] | Commercial | Facility Energy Management System | Schools K-12 | New | 25572.6866 | N/A | N/A | N/A | N/A | 739.4657 | 10467.9942 | 37395.9917 | N/A | 17228.0012
[15 empty] | Commercial | Dedicated Outdoor Air System on VRF unit | Hospitals | New | 73.7536 | N/A | N/A | N/A | N/A | N/A | N/A | 113.6389 | N/A | 61.299 | [14 empty] | Commercial | Hotel Card Energy Control Systems | Lodging/Hospitality | Existing | 989718.7352 | N/A | N/A | N/A | N/A | 53685.5014 | 316428.5834 | 1355537.4076 | N/A | 564156.5393
[15 empty] | Commercial | Duct Sealing Repair | Assembly | Existing | 0 | N/A | N/A | N/A | N/A | N/A | N/A | 0 | N/A | 0 | [14 empty] | Commercial | Hotel Card Energy Control Systems | Lodging/Hospitality | New | 206730.5811 | N/A | N/A | N/A | N/A | 11213.7262 | 66095.0052 | 283142.0948 | N/A | 117839.953
[15 empty] | Commercial | Duct Sealing Repair | College and University | Existing | 0 | N/A | N/A | N/A | N/A | N/A | N/A | 0 | N/A | 0 | [14 empty] | Commercial | HVAC tune-up | Restaurants | Existing | 129.4862 | N/A | N/A | N/A | N/A | 21.1512 | 1.5417 | 226.4717 | N/A | 99.1423
[15 empty] | Commercial | Duct Sealing Repair | Schools K-12 | Existing | 0 | N/A | N/A | N/A | N/A | N/A | N/A | 0 | N/A | 0 | [14 empty] | Commercial | HVAC tune-up | Restaurants | New | 27.4102 | N/A | N/A | N/A | N/A | 4.4774 | 0.32635 | 47.9404 | N/A | 20.9868
[15 empty] | Commercial | Duct Sealing Repair | Assembly | New | 0 | N/A | N/A | N/A | N/A | N/A | N/A | 0 | N/A | 0 | [14 empty] | Commercial | HVAC tune-up_RTU | Healthcare | Existing | 40297.6164 | N/A | N/A | N/A | N/A | 6450.8715 | 252.2988 | 69639.6921 | N/A | 30019.3899
[15 empty] | Commercial | Duct Sealing Repair | College and University | New | 0 | N/A | N/A | N/A | N/A | N/A | N/A | 0 | N/A | 0 | [14 empty] | Commercial | HVAC tune-up_RTU | Hospitals | Existing | 10947.1336 | N/A | N/A | N/A | N/A | 1757.6801 | 524.1694 | 19001.9371 | N/A | 8634.8602
[15 empty] | Commercial | Duct Sealing Repair | Schools K-12 | New | 0 | N/A | N/A | N/A | N/A | N/A | N/A | 0 | N/A | 0 | [14 empty] | Commercial | HVAC tune-up_RTU | Healthcare | New | 9356.3076 | N/A | N/A | N/A | N/A | 1497.7645 | 58.5788 | 16168.9558 | N/A | 6969.9072
[15 empty] | Commercial | ECM Motors on Furnaces | Assembly | Existing | 217.1881 | N/A | N/A | N/A | N/A | N/A | N/A | 314.8051 | N/A | 165.0158 | [14 empty] | Commercial | HVAC tune-up_RTU | Hospitals | New | 2559.9701 | N/A | N/A | N/A | N/A | 411.0307 | 122.5762 | 4443.5733 | N/A | 2019.2486
[15 empty] | Commercial | ECM Motors on Furnaces | College and University | Existing | 0 | N/A | N/A | N/A | N/A | N/A | N/A | 0 | N/A | 0 | [14 empty] | Commercial | Programmable Thermostat | Healthcare | Existing | 0 | N/A | N/A | N/A | N/A | 0 | 0 | 0 | N/A | 0
[15 empty] | Commercial | ECM Motors on Furnaces | Grocery | Existing | 238.9198 | N/A | N/A | N/A | N/A | N/A | N/A | 373.5625 | N/A | 113.8462 | [14 empty] | Commercial | Programmable Thermostat | Hospitals | Existing | 0 | N/A | N/A | N/A | N/A | 0 | 0 | 0 | N/A | 0
[15 empty] | Commercial | ECM Motors on Furnaces | Healthcare | Existing | 30.0695 | N/A | N/A | N/A | N/A | N/A | N/A | 43.5846 | N/A | 14.5704 | [14 empty] | Commercial | Programmable Thermostat | Institutional | Existing | 409200.4466 | N/A | N/A | N/A | N/A | 22913.0308 | 78212.8643 | 464165.8689 | N/A | 183943.4274
[15 empty] | Commercial | ECM Motors on Furnaces | Hospitals | Existing | 5.1185 | N/A | N/A | N/A | N/A | N/A | N/A | 7.6651 | N/A | 2.2522 | [14 empty] | Commercial | Programmable Thermostat | Miscellaneous | Existing | 0 | N/A | N/A | N/A | N/A | 0 | 0 | 0 | N/A | 0
[15 empty] | Commercial | ECM Motors on Furnaces | Institutional | Existing | 289.6242 | N/A | N/A | N/A | N/A | N/A | N/A | 419.7983 | N/A | 252.3527 | [14 empty] | Commercial | Programmable Thermostat | Offices | Existing | 0 | N/A | N/A | N/A | N/A | 0 | 0 | 0 | N/A | 0
[15 empty] | Commercial | ECM Motors on Furnaces | Lodging/Hospitality | Existing | 298.5974 | N/A | N/A | N/A | N/A | N/A | N/A | 466.8712 | N/A | 231.7485 | [14 empty] | Commercial | Programmable Thermostat | Healthcare | New | 0 | N/A | N/A | N/A | N/A | 0 | 0 | 0 | N/A | 0
[15 empty] | Commercial | ECM Motors on Furnaces | Retail | Existing | 121.1902 | N/A | N/A | N/A | N/A | N/A | N/A | 189.4866 | N/A | 42.961 | [14 empty] | Commercial | Programmable Thermostat | Hospitals | New | 0 | N/A | N/A | N/A | N/A | 0 | 0 | 0 | N/A | 0
[15 empty] | Commercial | ECM Motors on Furnaces | Schools K-12 | Existing | 0 | N/A | N/A | N/A | N/A | N/A | N/A | 0 | N/A | 0 | [14 empty] | Commercial | Programmable Thermostat | Institutional | New | 84696.0884 | N/A | N/A | N/A | N/A | 4742.5268 | 16188.4566 | 96072.802 | N/A | 38072.5117
[15 empty] | Commercial | ECM Motors on Furnaces | Assembly | New | 5.0041 | N/A | N/A | N/A | N/A | N/A | N/A | 7.2532 | N/A | 3.802 | [14 empty] | Commercial | Programmable Thermostat | Miscellaneous | New | 0 | N/A | N/A | N/A | N/A | 0 | 0 | 0 | N/A | 0
[15 empty] | Commercial | ECM Motors on Furnaces | College and University | New | 0 | N/A | N/A | N/A | N/A | N/A | N/A | 0 | N/A | 0 | [14 empty] | Commercial | Programmable Thermostat | Offices | New | 0 | N/A | N/A | N/A | N/A | 0 | 0 | 0 | N/A | 0
[15 empty] | Commercial | ECM Motors on Furnaces | Grocery | New | 5.4994 | N/A | N/A | N/A | N/A | N/A | N/A | 8.5986 | N/A | 2.6205 | [14 empty] | Commercial | Smart Thermostat | College and University | Existing | 35980.3013 | N/A | N/A | N/A | N/A | 2358.4397 | 20266.5688 | 47963.1448 | N/A | 31149.4225
[15 empty] | Commercial | ECM Motors on Furnaces | Healthcare | New | 0.69214 | N/A | N/A | N/A | N/A | N/A | N/A | 1.0032 | N/A | 0.33538 | [14 empty] | Commercial | Smart Thermostat | Healthcare | Existing | 33173.0639 | N/A | N/A | N/A | N/A | 1857.5137 | 1145.7063 | 37629.001 | N/A | 9717.0722
[15 empty] | Commercial | ECM Motors on Furnaces | Hospitals | New | 0.11782 | N/A | N/A | N/A | N/A | N/A | N/A | 0.17643 | N/A | 0.051841 | [14 empty] | Commercial | Smart Thermostat | Hospitals | Existing | 110306.4402 | N/A | N/A | N/A | N/A | 7230.3756 | 2508.5922 | 147042.7865 | N/A | 35872.65
[15 empty] | Commercial | ECM Motors on Furnaces | Institutional | New | 6.6665 | N/A | N/A | N/A | N/A | N/A | N/A | 9.6629 | N/A | 5.8086 | [14 empty] | Commercial | Smart Thermostat | Lodging/Hospitality | Existing | 1345437.4925 | N/A | N/A | N/A | N/A | 107126.7799 | 444246.2609 | 2164957.701 | N/A | 938575.224
[15 empty] | Commercial | ECM Motors on Furnaces | Lodging/Hospitality | New | 6.8241 | N/A | N/A | N/A | N/A | N/A | N/A | 10.6698 | N/A | 5.2963 | [14 empty] | Commercial | Smart Thermostat | Miscellaneous | Existing | 66914.0783 | N/A | N/A | N/A | N/A | 3746.8296 | 6876.6886 | 75902.242 | N/A | 24166.1693
[15 empty] | Commercial | ECM Motors on Furnaces | Retail | New | 2.7895 | N/A | N/A | N/A | N/A | N/A | N/A | 4.3616 | N/A | 0.98887 | [14 empty] | Commercial | Smart Thermostat | Offices | Existing | 188849.3786 | N/A | N/A | N/A | N/A | 10574.5526 | 2552.5069 | 214216.374 | N/A | 51348.0332
[15 empty] | Commercial | ECM Motors on Furnaces | Schools K-12 | New | 0 | N/A | N/A | N/A | N/A | N/A | N/A | 0 | N/A | 0 | [14 empty] | Commercial | Smart Thermostat | Retail | Existing | 607185.763 | N/A | N/A | N/A | N/A | 35194.4826 | 252954.3447 | 726882.7335 | N/A | 415356.7999
[15 empty] | Commercial | Facility Energy Management System | College and University | Existing | 18167.8847 | N/A | N/A | N/A | N/A | N/A | N/A | 27621.8464 | N/A | 12767.4654 | [14 empty] | Commercial | Smart Thermostat | Schools K-12 | Existing | 664182.6143 | N/A | N/A | N/A | N/A | 37190.665 | 321669.1541 | 753398.2498 | N/A | 493282.852
[15 empty] | Commercial | Facility Energy Management System | Lodging/Hospitality | Existing | 404828.737 | N/A | N/A | N/A | N/A | N/A | N/A | 592343.5724 | N/A | 181572.0681 | [14 empty] | Commercial | Smart Thermostat | College and University | New | 7453.2711 | N/A | N/A | N/A | N/A | 488.5476 | 4198.1925 | 9935.5011 | N/A | 6452.5611
[15 empty] | Commercial | Facility Energy Management System | Miscellaneous | Existing | 896990.1727 | N/A | N/A | N/A | N/A | N/A | N/A | 1311705.6298 | N/A | 296270.0452 | [14 empty] | Commercial | Smart Thermostat | Healthcare | New | 42018.5882 | N/A | N/A | N/A | N/A | 2352.8156 | 1451.2064 | 47662.6911 | N/A | 12308.108
[15 empty] | Commercial | Facility Energy Management System | Retail | Existing | 1771504.214 | N/A | N/A | N/A | N/A | N/A | N/A | 2592056.9336 | N/A | 978241.5853 | [14 empty] | Commercial | Smart Thermostat | Hospitals | New | 22794.5175 | N/A | N/A | N/A | N/A | 1494.1369 | 518.3936 | 30385.9808 | N/A | 7412.9828
[15 empty] | Commercial | Facility Energy Management System | Schools K-12 | Existing | 130563.9955 | N/A | N/A | N/A | N/A | N/A | N/A | 190929.1017 | N/A | 87959.3415 | [14 empty] | Commercial | Smart Thermostat | Lodging/Hospitality | New | 277931.571 | N/A | N/A | N/A | N/A | 22129.5411 | 91769.4518 | 447222.6307 | N/A | 193884.6568
[15 empty] | Commercial | Facility Energy Management System | College and University | New | 2495.5304 | N/A | N/A | N/A | N/A | N/A | N/A | 3794.1213 | N/A | 1753.7319 | [14 empty] | Commercial | Smart Thermostat | Miscellaneous | New | 13828.1317 | N/A | N/A | N/A | N/A | 774.3012 | 1421.1024 | 15685.581 | N/A | 4994.0607
[15 empty] | Commercial | Facility Energy Management System | Lodging/Hospitality | New | 55645.1941 | N/A | N/A | N/A | N/A | N/A | N/A | 81419.7956 | N/A | 24957.7464 | [14 empty] | Commercial | Smart Thermostat | Offices | New | 238328.3663 | N/A | N/A | N/A | N/A | 13345.1106 | 3221.2698 | 270341.575 | N/A | 64801.3404
[15 empty] | Commercial | Facility Energy Management System | Miscellaneous | New | 20646.8325 | N/A | N/A | N/A | N/A | N/A | N/A | 30192.7126 | N/A | 6819.5151 | [14 empty] | Commercial | Smart Thermostat | Retail | New | 128730.0858 | N/A | N/A | N/A | N/A | 7461.6189 | 53629.114 | 154107.1651 | N/A | 88060.2276
[15 empty] | Commercial | Facility Energy Management System | Retail | New | 40547.158 | N/A | N/A | N/A | N/A | N/A | N/A | 59328.4177 | N/A | 22390.5288 | [14 empty] | Commercial | Smart Thermostat | Schools K-12 | New | 132060.9867 | N/A | N/A | N/A | N/A | 7394.7071 | 63958.2322 | 149799.9407 | N/A | 98080.5862
[15 empty] | Commercial | Facility Energy Management System | Schools K-12 | New | 17989.7175 | N/A | N/A | N/A | N/A | N/A | N/A | 26307.1039 | N/A | 12119.4491 | [14 empty] | Commercial | Wall Insulation | Assembly | Existing | 0 | N/A | N/A | N/A | N/A | 0 | 0 | 0 | N/A | 0
[15 empty] | Commercial | Hotel Card Energy Control Systems | Lodging/Hospitality | Existing | 3637985.4098 | N/A | N/A | N/A | N/A | N/A | N/A | 4982653.2893 | N/A | 2073713.6581 | [14 empty] | Commercial | Wall Insulation | College and University | Existing | 0 | N/A | N/A | N/A | N/A | 0 | 0 | 0 | N/A | 0
[15 empty] | Commercial | Hotel Card Energy Control Systems | Lodging/Hospitality | New | 83274.4546 | N/A | N/A | N/A | N/A | N/A | N/A | 114054.2604 | N/A | 47467.8577 | [14 empty] | Commercial | Wall Insulation | Grocery | Existing | 0 | N/A | N/A | N/A | N/A | 0 | 0 | 0 | N/A | 0
[15 empty] | Commercial | HVAC tune-up | Restaurants | Existing | 624.8598 | N/A | N/A | N/A | N/A | N/A | N/A | 1092.8813 | N/A | 478.4298 | [14 empty] | Commercial | Wall Insulation | Healthcare | Existing | 79542.9576 | N/A | N/A | N/A | N/A | 4862.8007 | 35048.0759 | 147123.6087 | N/A | 57487.1264
[15 empty] | Commercial | HVAC tune-up | Retail | Existing | 65.8455 | N/A | N/A | N/A | N/A | N/A | N/A | 115.164 | N/A | 64.325 | [14 empty] | Commercial | Wall Insulation | Hospitals | Existing | 0 | N/A | N/A | N/A | N/A | 0 | 0 | 0 | N/A | 0
[15 empty] | Commercial | HVAC tune-up | Restaurants | New | 14.383 | N/A | N/A | N/A | N/A | N/A | N/A | 25.1558 | N/A | 11.0125 | [14 empty] | Commercial | Wall Insulation | Institutional | Existing | 0 | N/A | N/A | N/A | N/A | 0 | 0 | 0 | N/A | 0
[15 empty] | Commercial | HVAC tune-up | Retail | New | 1.5551 | N/A | N/A | N/A | N/A | N/A | N/A | 2.7199 | N/A | 1.5192 | [14 empty] | Commercial | Wall Insulation | Lodging/Hospitality | Existing | 0 | N/A | N/A | N/A | N/A | 0 | 0 | 0 | N/A | 0
[15 empty] | Commercial | HVAC tune-up_RTU | Healthcare | Existing | 285521.2801 | N/A | N/A | N/A | N/A | N/A | N/A | 493419.111 | N/A | 212696.8146 | [14 empty] | Commercial | Wall Insulation | Miscellaneous | Existing | 0 | N/A | N/A | N/A | N/A | 0 | 0 | 0 | N/A | 0
[15 empty] | Commercial | HVAC tune-up_RTU | Hospitals | Existing | 82099.4765 | N/A | N/A | N/A | N/A | N/A | N/A | 142507.5407 | N/A | 64758.276 | [14 empty] | Commercial | Wall Insulation | Offices | Existing | 1151704.3775 | N/A | N/A | N/A | N/A | 70408.607 | 483780.3494 | 2130206.2339 | N/A | 808675.8957
[15 empty] | Commercial | HVAC tune-up_RTU | Lodging/Hospitality | Existing | 788580.3813 | N/A | N/A | N/A | N/A | N/A | N/A | 1362772.7873 | N/A | 773829.7493 | [14 empty] | Commercial | Wall Insulation | Restaurants | Existing | 0 | N/A | N/A | N/A | N/A | 0 | 0 | 0 | N/A | 0
[15 empty] | Commercial | HVAC tune-up_RTU | Healthcare | New | 7044.5472 | N/A | N/A | N/A | N/A | N/A | N/A | 12173.9234 | N/A | 5247.7796 | [14 empty] | Commercial | Wall Insulation | Retail | Existing | 508294.2092 | N/A | N/A | N/A | N/A | 27517.2899 | 189072.3972 | 840871.6483 | N/A | 316048.9886
[15 empty] | Commercial | HVAC tune-up_RTU | Hospitals | New | 1889.7578 | N/A | N/A | N/A | N/A | N/A | N/A | 3280.2247 | N/A | 1490.5997 | [14 empty] | Commercial | Wall Insulation | Schools K-12 | Existing | 0 | N/A | N/A | N/A | N/A | 0 | 0 | 0 | N/A | 0
[15 empty] | Commercial | HVAC tune-up_RTU | Lodging/Hospitality | New | 18959.651 | N/A | N/A | N/A | N/A | N/A | N/A | 32764.8228 | N/A | 18605.005 | [14 empty] | Commercial | Wall Insulation | Warehouse | Existing | 0 | N/A | N/A | N/A | N/A | 0 | 0 | 0 | N/A | 0
[15 empty] | Commercial | Low U-Value Windows | Lodging/Hospitality | Existing | 10299324.9677 | N/A | N/A | N/A | N/A | N/A | N/A | 12860647.5973 | N/A | 10082054.9166 | [14 empty] | Commercial | Water Cooled Refrigeration Heat Recovery | Miscellaneous | Existing | 0 | N/A | N/A | N/A | N/A | 0 | 0 | 0 | N/A | 0
[15 empty] | Commercial | Low U-Value Windows | Miscellaneous | Existing | 1059308.7565 | N/A | N/A | N/A | N/A | N/A | N/A | 1334521.5438 | N/A | 1051619.3395 | [14 empty] | Commercial | Water Cooled Refrigeration Heat Recovery | Miscellaneous | New | 0 | N/A | N/A | N/A | N/A | 0 | 0 | 0 | N/A | 0
[15 empty] | Commercial | Low U-Value Windows | Warehouse | Existing | 1266302.7562 | N/A | N/A | N/A | N/A | N/A | N/A | 1595293.439 | N/A | 1257110.7903 | [14 empty] | Commercial | Bi-Level Lighting Control (Interior) | Grocery | Existing | 223138.8925 | N/A | N/A | N/A | N/A | 10314.0067 | 106968.3188 | 322693.1923 | N/A | 201256.339
[15 empty] | Commercial | Programmable Thermostat | Healthcare | Existing | 0 | N/A | N/A | N/A | N/A | N/A | N/A | 0 | N/A | 0 | [14 empty] | Commercial | Bi-Level Lighting Control (Interior) | Hospitals | Existing | 83197.3101 | N/A | N/A | N/A | N/A | 3730.7178 | 25228.3907 | 116661.5302 | N/A | 59333.662
[15 empty] | Commercial | Programmable Thermostat | Hospitals | Existing | 0 | N/A | N/A | N/A | N/A | N/A | N/A | 0 | N/A | 0 | [14 empty] | Commercial | Bi-Level Lighting Control (Interior) | Grocery | New | 31126.4214 | N/A | N/A | N/A | N/A | 1438.7367 | 14921.3834 | 45013.5974 | N/A | 28073.9477
[15 empty] | Commercial | Programmable Thermostat | Institutional | Existing | 1551762.4567 | N/A | N/A | N/A | N/A | N/A | N/A | 1760201.3269 | N/A | 697546.9045 | [14 empty] | Commercial | Bi-Level Lighting Control (Interior) | Hospitals | New | 11706.2934 | N/A | N/A | N/A | N/A | 524.9314 | 3549.7655 | 16414.8828 | N/A | 8348.5542
[15 empty] | Commercial | Programmable Thermostat | Miscellaneous | Existing | 0 | N/A | N/A | N/A | N/A | N/A | N/A | 0 | N/A | 0 | [14 empty] | Commercial | Interior Lighting Controls | Assembly | Existing | 3610.4512 | N/A | N/A | N/A | N/A | 174.5516 | 1451.8747 | 5457.5036 | N/A | 3047.5808
[15 empty] | Commercial | Programmable Thermostat | Offices | Existing | 0 | N/A | N/A | N/A | N/A | N/A | N/A | 0 | N/A | 0 | [14 empty] | Commercial | Interior Lighting Controls | College and University | Existing | 11466.3795 | N/A | N/A | N/A | N/A | 554.3558 | 1247.1329 | 17332.4063 | N/A | 6314.9127
[15 empty] | Commercial | Programmable Thermostat | Healthcare | New | 0 | N/A | N/A | N/A | N/A | N/A | N/A | 0 | N/A | 0 | [14 empty] | Commercial | Interior Lighting Controls | Healthcare | Existing | 17409.5962 | N/A | N/A | N/A | N/A | 841.6878 | 711.2469 | 26316.083 | N/A | 8405.742
[15 empty] | Commercial | Programmable Thermostat | Hospitals | New | 0 | N/A | N/A | N/A | N/A | N/A | N/A | 0 | N/A | 0 | [14 empty] | Commercial | Interior Lighting Controls | Institutional | Existing | 373083.9236 | N/A | N/A | N/A | N/A | 18037.1891 | 109649.3849 | 563948.03 | N/A | 274540.7691
[15 empty] | Commercial | Programmable Thermostat | Institutional | New | 35718.3166 | N/A | N/A | N/A | N/A | N/A | N/A | 40516.1422 | N/A | 16056.0665 | [14 empty] | Commercial | Interior Lighting Controls | Lodging/Hospitality | Existing | 307788.924 | N/A | N/A | N/A | N/A | 14880.4241 | 63007.4064 | 465249.0937 | N/A | 199040.4502
[15 empty] | Commercial | Programmable Thermostat | Miscellaneous | New | 0 | N/A | N/A | N/A | N/A | N/A | N/A | 0 | N/A | 0 | [14 empty] | Commercial | Interior Lighting Controls | Miscellaneous | Existing | 113995.7344 | N/A | N/A | N/A | N/A | 5511.2603 | 12398.6675 | 172314.2322 | N/A | 62781.2041
[15 empty] | Commercial | Programmable Thermostat | Offices | New | 0 | N/A | N/A | N/A | N/A | N/A | N/A | 0 | N/A | 0 | [14 empty] | Commercial | Interior Lighting Controls | Offices | Existing | 816283.6415 | N/A | N/A | N/A | N/A | 39464.2102 | 248399.8626 | 1233882.0368 | N/A | 609171.6114
[15 empty] | Commercial | Smart Thermostat | College and University | Existing | 125195.6954 | N/A | N/A | N/A | N/A | N/A | N/A | 166890.7444 | N/A | 108386.3522 | [14 empty] | Commercial | Interior Lighting Controls | Restaurants | Existing | 42068.4568 | N/A | N/A | N/A | N/A | 2033.8499 | 11829.0698 | 63590.0447 | N/A | 30422.0073
[15 empty] | Commercial | Smart Thermostat | Healthcare | Existing | 902502.8216 | N/A | N/A | N/A | N/A | N/A | N/A | 1023730.5699 | N/A | 264361.6239 | [14 empty] | Commercial | Interior Lighting Controls | Retail | Existing | 27004.9002 | N/A | N/A | N/A | N/A | 1305.5842 | 1218.3586 | 40820.1997 | N/A | 13153.6769
[15 empty] | Commercial | Smart Thermostat | Hospitals | Existing | 481629.6691 | N/A | N/A | N/A | N/A | N/A | N/A | 642031.1316 | N/A | 156630.3156 | [14 empty] | Commercial | Interior Lighting Controls | Warehouse | Existing | 90630.8749 | N/A | N/A | N/A | N/A | 4381.6582 | 17480.1634 | 136996.2631 | N/A | 57536.1655
[15 empty] | Commercial | Smart Thermostat | Lodging/Hospitality | Existing | 5010867.6902 | N/A | N/A | N/A | N/A | N/A | N/A | 8063040.2043 | N/A | 3495573.9609 | [14 empty] | Commercial | Interior Lighting Controls | Assembly | New | 2613.5446 | N/A | N/A | N/A | N/A | 126.3549 | 1050.9875 | 3950.5945 | N/A | 2206.0922
[15 empty] | Commercial | Smart Thermostat | Miscellaneous | Existing | 267715.7731 | N/A | N/A | N/A | N/A | N/A | N/A | 303676.4146 | N/A | 96686.151 | [14 empty] | Commercial | Interior Lighting Controls | College and University | New | 8279.9864 | N/A | N/A | N/A | N/A | 400.3059 | 900.567 | 12515.9025 | N/A | 4560.0611
[15 empty] | Commercial | Smart Thermostat | Offices | Existing | 5308662.8993 | N/A | N/A | N/A | N/A | N/A | N/A | 6021743.4949 | N/A | 1443422.2704 | [14 empty] | Commercial | Interior Lighting Controls | Healthcare | New | 12601.6988 | N/A | N/A | N/A | N/A | 609.2442 | 514.8264 | 19048.5378 | N/A | 6084.3817
[15 empty] | Commercial | Smart Thermostat | Retail | Existing | 2185745.3769 | N/A | N/A | N/A | N/A | N/A | N/A | 2616630.1504 | N/A | 1495200.0861 | [14 empty] | Commercial | Interior Lighting Controls | Institutional | New | 52094.4279 | N/A | N/A | N/A | N/A | 2518.5675 | 15310.5551 | 78745.1512 | N/A | 38334.6571
[15 empty] | Commercial | Smart Thermostat | Schools K-12 | Existing | 2133297.6089 | N/A | N/A | N/A | N/A | N/A | N/A | 2419850.5806 | N/A | 1584382.2257 | [14 empty] | Commercial | Interior Lighting Controls | Lodging/Hospitality | New | 42962.4971 | N/A | N/A | N/A | N/A | 2077.0734 | 8794.8438 | 64941.4624 | N/A | 27782.9191
[15 empty] | Commercial | Smart Thermostat | College and University | New | 2863.6494 | N/A | N/A | N/A | N/A | N/A | N/A | 3817.3563 | N/A | 2479.1628 | [14 empty] | Commercial | Interior Lighting Controls | Miscellaneous | New | 15876.9761 | N/A | N/A | N/A | N/A | 767.5914 | 1726.8484 | 23999.3975 | N/A | 8743.9735
[15 empty] | Commercial | Smart Thermostat | Healthcare | New | 20773.7222 | N/A | N/A | N/A | N/A | N/A | N/A | 23564.1307 | N/A | 6085.0502 | [14 empty] | Commercial | Interior Lighting Controls | Offices | New | 114422.9046 | N/A | N/A | N/A | N/A | 5531.9123 | 34819.5558 | 172959.9362 | N/A | 85390.8882
[15 empty] | Commercial | Smart Thermostat | Hospitals | New | 11344.9543 | N/A | N/A | N/A | N/A | N/A | N/A | 15123.2665 | N/A | 3689.4815 | [14 empty] | Commercial | Interior Lighting Controls | Restaurants | New | 5866.4544 | N/A | N/A | N/A | N/A | 283.6208 | 1649.5661 | 8867.6439 | N/A | 4242.3548
[15 empty] | Commercial | Smart Thermostat | Lodging/Hospitality | New | 114795.0594 | N/A | N/A | N/A | N/A | N/A | N/A | 184717.9443 | N/A | 80080.8653 | [14 empty] | Commercial | Interior Lighting Controls | Retail | New | 19417.5279 | N/A | N/A | N/A | N/A | 938.7636 | 876.0452 | 29351.2422 | N/A | 9457.983
[15 empty] | Commercial | Smart Thermostat | Miscellaneous | New | 6162.2556 | N/A | N/A | N/A | N/A | N/A | N/A | 6989.9942 | N/A | 2225.5124 | [14 empty] | Commercial | Interior Lighting Controls | Warehouse | New | 65371.173 | N/A | N/A | N/A | N/A | 3160.4476 | 12608.2727 | 98814.0788 | N/A | 41500.2794
[15 empty] | Commercial | Smart Thermostat | Offices | New | 122194.2862 | N/A | N/A | N/A | N/A | N/A | N/A | 138607.906 | N/A | 33224.5534 | [14 empty] | Commercial | VSD Controlled Compressor | Assembly | Existing | 1245.1284 | N/A | N/A | N/A | N/A | 57.0377 | 165.4194 | 1863.849 | N/A | 503.4147
[15 empty] | Commercial | Smart Thermostat | Retail | New | 51587.208 | N/A | N/A | N/A | N/A | N/A | N/A | 61756.8017 | N/A | 35289.1964 | [14 empty] | Commercial | VSD Controlled Compressor | College and University | Existing | 2105.5603 | N/A | N/A | N/A | N/A | 97.168 | 281.8042 | 3171.5793 | N/A | 857.604
[15 empty] | Commercial | Smart Thermostat | Schools K-12 | New | 49072.2322 | N/A | N/A | N/A | N/A | N/A | N/A | 55663.8085 | N/A | 36445.5349 | [14 empty] | Commercial | VSD Controlled Compressor | Grocery | Existing | 155416.4163 | N/A | N/A | N/A | N/A | 7119.4263 | 20647.5847 | 232644.8687 | N/A | 62836.0161
[15 empty] | Commercial | Wall Insulation | Assembly | Existing | 0 | N/A | N/A | N/A | N/A | N/A | N/A | 0 | N/A | 0 | [14 empty] | Commercial | VSD Controlled Compressor | Healthcare | Existing | 2252.103 | N/A | N/A | N/A | N/A | 103.9307 | 301.4172 | 3392.3147 | N/A | 917.2915
[15 empty] | Commercial | Wall Insulation | College and University | Existing | 0 | N/A | N/A | N/A | N/A | N/A | N/A | 0 | N/A | 0 | [14 empty] | Commercial | VSD Controlled Compressor | Hospitals | Existing | 1530.9607 | N/A | N/A | N/A | N/A | 70.6512 | 204.9009 | 2306.0671 | N/A | 623.5671
[15 empty] | Commercial | Wall Insulation | Grocery | Existing | 0 | N/A | N/A | N/A | N/A | N/A | N/A | 0 | N/A | 0 | [14 empty] | Commercial | VSD Controlled Compressor | Institutional | Existing | 16921.8711 | N/A | N/A | N/A | N/A | 775.1692 | 2248.1265 | 25330.5705 | N/A | 6841.6387
[15 empty] | Commercial | Wall Insulation | Healthcare | Existing | 268091.9664 | N/A | N/A | N/A | N/A | N/A | N/A | 495866.1174 | N/A | 193754.8868 | [14 empty] | Commercial | VSD Controlled Compressor | Lodging/Hospitality | Existing | 29231.4702 | N/A | N/A | N/A | N/A | 1348.982 | 3912.2843 | 44031 | N/A | 11906.1074
[15 empty] | Commercial | Wall Insulation | Hospitals | Existing | 0 | N/A | N/A | N/A | N/A | N/A | N/A | 0 | N/A | 0 | [14 empty] | Commercial | VSD Controlled Compressor | Miscellaneous | Existing | 44023.4986 | N/A | N/A | N/A | N/A | 2016.6599 | 5848.6673 | 65899.3515 | N/A | 17799.0288
[15 empty] | Commercial | Wall Insulation | Institutional | Existing | 0 | N/A | N/A | N/A | N/A | N/A | N/A | 0 | N/A | 0 | [14 empty] | Commercial | VSD Controlled Compressor | Offices | Existing | 21726.4019 | N/A | N/A | N/A | N/A | 995.2586 | 2886.4243 | 32522.5355 | N/A | 8784.1463
[15 empty] | Commercial | Wall Insulation | Lodging/Hospitality | Existing | 0 | N/A | N/A | N/A | N/A | N/A | N/A | 0 | N/A | 0 | [14 empty] | Commercial | VSD Controlled Compressor | Restaurants | Existing | 44213.5583 | N/A | N/A | N/A | N/A | 2040.3796 | 5917.4585 | 66598.3328 | N/A | 18008.3783
[15 empty] | Commercial | Wall Insulation | Miscellaneous | Existing | 0 | N/A | N/A | N/A | N/A | N/A | N/A | 0 | N/A | 0 | [14 empty] | Commercial | VSD Controlled Compressor | Retail | Existing | 9529.6475 | N/A | N/A | N/A | N/A | 436.5409 | 1266.0452 | 14265.0542 | N/A | 3852.9076
[15 empty] | Commercial | Wall Insulation | Offices | Existing | 3815169.9934 | N/A | N/A | N/A | N/A | N/A | N/A | 7056584.1913 | N/A | 2678843.6963 | [14 empty] | Commercial | VSD Controlled Compressor | Schools K-12 | Existing | 6993.1172 | N/A | N/A | N/A | N/A | 322.7203 | 935.9455 | 10533.6455 | N/A | 2848.3277
[15 empty] | Commercial | Wall Insulation | Restaurants | Existing | 0 | N/A | N/A | N/A | N/A | N/A | N/A | 0 | N/A | 0 | [14 empty] | Commercial | VSD Controlled Compressor | Warehouse | Existing | 15429.1709 | N/A | N/A | N/A | N/A | 706.7905 | 2049.8164 | 23096.1279 | N/A | 6238.1288
[15 empty] | Commercial | Wall Insulation | Retail | Existing | 1881854.9432 | N/A | N/A | N/A | N/A | N/A | N/A | 3113154.6247 | N/A | 1170106.4872 | [14 empty] | Commercial | VSD Controlled Compressor | Assembly | New | 19491.2634 | N/A | N/A | N/A | N/A | 892.8697 | 2589.4788 | 29176.7274 | N/A | 7880.4631
[15 empty] | Commercial | Wall Insulation | Schools K-12 | Existing | 0 | N/A | N/A | N/A | N/A | N/A | N/A | 0 | N/A | 0 | [14 empty] | Commercial | VSD Controlled Compressor | College and University | New | 32863.9792 | N/A | N/A | N/A | N/A | 1516.616 | 4398.4524 | 49502.603 | N/A | 13385.6444
[15 empty] | Commercial | Wall Insulation | Warehouse | Existing | 0 | N/A | N/A | N/A | N/A | N/A | N/A | 0 | N/A | 0 | [14 empty] | Commercial | VSD Controlled Compressor | Grocery | New | 45816.7221 | N/A | N/A | N/A | N/A | 2098.8052 | 6086.903 | 68583.6512 | N/A | 18524.0424
[15 empty] | Commercial | Water Cooled Refrigeration Heat Recovery | Miscellaneous | Existing | 0 | N/A | N/A | N/A | N/A | N/A | N/A | 0 | N/A | 0 | [14 empty] | Commercial | VSD Controlled Compressor | Healthcare | New | 35252.5686 | N/A | N/A | N/A | N/A | 1626.8453 | 4718.1367 | 53100.5055 | N/A | 14358.5275
[15 empty] | Commercial | Water Cooled Refrigeration Heat Recovery | Miscellaneous | New | 0 | N/A | N/A | N/A | N/A | N/A | N/A | 0 | N/A | 0 | [14 empty] | Commercial | VSD Controlled Compressor | Hospitals | New | 23964.4001 | N/A | N/A | N/A | N/A | 1105.9158 | 3207.3497 | 36097.2778 | N/A | 9760.8064
[15 empty] | Commercial | Bi-Level Lighting Control (Interior) | Grocery | Existing | 799966.4325 | N/A | N/A | N/A | N/A | N/A | N/A | 1156874.6214 | N/A | 721516.154 | [14 empty] | Commercial | VSD Controlled Compressor | Institutional | New | 262447.293 | N/A | N/A | N/A | N/A | 12022.3733 | 34866.9905 | 392860.7896 | N/A | 106109.3977
[15 empty] | Commercial | Bi-Level Lighting Control (Interior) | Healthcare | Existing | 398150.6905 | N/A | N/A | N/A | N/A | N/A | N/A | 558297.7232 | N/A | 384132.1877 | [14 empty] | Commercial | VSD Controlled Compressor | Lodging/Hospitality | New | 454771.2069 | N/A | N/A | N/A | N/A | 20986.9078 | 60865.7127 | 685016.2117 | N/A | 185230.3287
[15 empty] | Commercial | Bi-Level Lighting Control (Interior) | Hospitals | Existing | 311475.0819 | N/A | N/A | N/A | N/A | N/A | N/A | 436758.8282 | N/A | 222134.0713 | [14 empty] | Commercial | VSD Controlled Compressor | Miscellaneous | New | 136898.0944 | N/A | N/A | N/A | N/A | 6271.1258 | 18187.3644 | 204924.5501 | N/A | 55348.9204
[15 empty] | Commercial | Bi-Level Lighting Control (Interior) | Grocery | New | 18985.505 | N/A | N/A | N/A | N/A | N/A | N/A | 27455.9632 | N/A | 17123.6542 | [14 empty] | Commercial | VSD Controlled Compressor | Offices | New | 338544.3724 | N/A | N/A | N/A | N/A | 15508.2827 | 44976.7391 | 506771.5041 | N/A | 136876.0144
[15 empty] | Commercial | Bi-Level Lighting Control (Interior) | Healthcare | New | 9449.2614 | N/A | N/A | N/A | N/A | N/A | N/A | 13250.0112 | N/A | 9116.562 | [14 empty] | Commercial | VSD Controlled Compressor | Restaurants | New | 65146.3437 | N/A | N/A | N/A | N/A | 3006.3915 | 8719.0626 | 98129.1271 | N/A | 26534.3946
[15 empty] | Commercial | Bi-Level Lighting Control (Interior) | Hospitals | New | 7392.1998 | N/A | N/A | N/A | N/A | N/A | N/A | 10365.5436 | N/A | 5271.8806 | [14 empty] | Commercial | VSD Controlled Compressor | Retail | New | 147977.8339 | N/A | N/A | N/A | N/A | 6778.6744 | 19659.3445 | 221509.9573 | N/A | 59828.5418
[15 empty] | Commercial | Interior Lighting Controls | Assembly | Existing | 70196.5975 | N/A | N/A | N/A | N/A | N/A | N/A | 106108.1177 | N/A | 59252.9267 | [14 empty] | Commercial | VSD Controlled Compressor | Schools K-12 | New | 109149.8832 | N/A | N/A | N/A | N/A | 5037.0791 | 14608.4126 | 164411.1113 | N/A | 44457.2313
[15 empty] | Commercial | Interior Lighting Controls | College and University | Existing | 251555.5383 | N/A | N/A | N/A | N/A | N/A | N/A | 380247.5563 | N/A | 138539.9172 | [14 empty] | Commercial | VSD Controlled Compressor | Warehouse | New | 240491.9332 | N/A | N/A | N/A | N/A | 11016.6264 | 31950.1484 | 359995.524 | N/A | 97232.682
[15 empty] | Commercial | Interior Lighting Controls | Healthcare | Existing | 402867.5658 | N/A | N/A | N/A | N/A | N/A | N/A | 608968.5342 | N/A | 194513.4611 | [14 empty] | Commercial | Network PC Power Management | Assembly | Existing | 0 | N/A | N/A | N/A | N/A | 0 | 0 | 0 | N/A | 0
[15 empty] | Commercial | Interior Lighting Controls | Institutional | Existing | 1455788.5492 | N/A | N/A | N/A | N/A | N/A | N/A | 2200548.0067 | N/A | 1071269.1776 | [14 empty] | Commercial | Network PC Power Management | College and University | Existing | 599.8341 | N/A | N/A | N/A | N/A | 49.607 | 73.6921 | 1048.6456 | N/A | 527.1865
[15 empty] | Commercial | Interior Lighting Controls | Lodging/Hospitality | Existing | 1242277.8245 | N/A | N/A | N/A | N/A | N/A | N/A | 1877808.4166 | N/A | 803354.241 | [14 empty] | Commercial | Network PC Power Management | Grocery | Existing | 0 | N/A | N/A | N/A | N/A | 0 | 0 | 0 | N/A | 0
[15 empty] | Commercial | Interior Lighting Controls | Miscellaneous | Existing | 478173.4242 | N/A | N/A | N/A | N/A | N/A | N/A | 722799.7336 | N/A | 263345.8481 | [14 empty] | Commercial | Network PC Power Management | Healthcare | Existing | 3690.2083 | N/A | N/A | N/A | N/A | 301.0497 | 464.198 | 6368.8619 | N/A | 3216.318
[15 empty] | Commercial | Interior Lighting Controls | Offices | Existing | 3173979.4198 | N/A | N/A | N/A | N/A | N/A | N/A | 4797739.4034 | N/A | 2368659.6903 | [14 empty] | Commercial | Network PC Power Management | Hospitals | Existing | 2434.3799 | N/A | N/A | N/A | N/A | 201.3261 | 278.4536 | 4255.8463 | N/A | 2118.925
[15 empty] | Commercial | Interior Lighting Controls | Restaurants | Existing | 164885.9304 | N/A | N/A | N/A | N/A | N/A | N/A | 249239.0847 | N/A | 119238.0552 | [14 empty] | Commercial | Network PC Power Management | Institutional | Existing | 15628.8839 | N/A | N/A | N/A | N/A | 1224.2022 | 2033.7939 | 25898.6265 | N/A | 13225.1382
[15 empty] | Commercial | Interior Lighting Controls | Retail | Existing | 622487.7035 | N/A | N/A | N/A | N/A | N/A | N/A | 940943.0208 | N/A | 303204.3093 | [14 empty] | Commercial | Network PC Power Management | Lodging/Hospitality | Existing | 19159.714 | N/A | N/A | N/A | N/A | 1563.0627 | 2398.3224 | 33067.3939 | N/A | 16687.4427
[15 empty] | Commercial | Interior Lighting Controls | Warehouse | Existing | 1895562.3931 | N/A | N/A | N/A | N/A | N/A | N/A | 2865303.5141 | N/A | 1203380.1031 | [14 empty] | Commercial | Network PC Power Management | Miscellaneous | Existing | 0 | N/A | N/A | N/A | N/A | 0 | 0 | 0 | N/A | 0
[15 empty] | Commercial | Interior Lighting Controls | Assembly | New | 1617.343 | N/A | N/A | N/A | N/A | N/A | N/A | 2444.7513 | N/A | 1365.1987 | [14 empty] | Commercial | Network PC Power Management | Offices | Existing | 30173.3622 | N/A | N/A | N/A | N/A | 2461.5637 | 3732.6807 | 52075.6444 | N/A | 26235.6681
[15 empty] | Commercial | Interior Lighting Controls | College and University | New | 5790.2809 | N/A | N/A | N/A | N/A | N/A | N/A | 8752.5013 | N/A | 3188.8983 | [14 empty] | Commercial | Network PC Power Management | Restaurants | Existing | 0 | N/A | N/A | N/A | N/A | 0 | 0 | 0 | N/A | 0
[15 empty] | Commercial | Interior Lighting Controls | Healthcare | New | 9273.1665 | N/A | N/A | N/A | N/A | N/A | N/A | 14017.1785 | N/A | 4477.2919 | [14 empty] | Commercial | Network PC Power Management | Retail | Existing | 2703.7269 | N/A | N/A | N/A | N/A | 220.5719 | 378.8703 | 4666.312 | N/A | 2395.2824
[15 empty] | Commercial | Interior Lighting Controls | Institutional | New | 33509.1992 | N/A | N/A | N/A | N/A | N/A | N/A | 50652 | N/A | 24658.3697 | [14 empty] | Commercial | Network PC Power Management | Schools K-12 | Existing | 1566.3658 | N/A | N/A | N/A | N/A | 127.7852 | 187.0384 | 2703.3617 | N/A | 1355.2182
[15 empty] | Commercial | Interior Lighting Controls | Lodging/Hospitality | New | 28349.9467 | N/A | N/A | N/A | N/A | N/A | N/A | 42853.3517 | N/A | 18333.2983 | [14 empty] | Commercial | Network PC Power Management | Assembly | New | 0 | N/A | N/A | N/A | N/A | 0 | 0 | 0 | N/A | 0
[15 empty] | Commercial | Interior Lighting Controls | Miscellaneous | New | 11006.5494 | N/A | N/A | N/A | N/A | N/A | N/A | 16637.334 | N/A | 6061.6691 | [14 empty] | Commercial | Network PC Power Management | College and University | New | 818.4983 | N/A | N/A | N/A | N/A | 67.6908 | 100.556 | 1430.92 | N/A | 719.3677
[15 empty] | Commercial | Interior Lighting Controls | Offices | New | 73058.3498 | N/A | N/A | N/A | N/A | N/A | N/A | 110433.8993 | N/A | 54521.5785 | [14 empty] | Commercial | Network PC Power Management | Grocery | New | 0 | N/A | N/A | N/A | N/A | 0 | 0 | 0 | N/A | 0
[15 empty] | Commercial | Interior Lighting Controls | Restaurants | New | 3795.3283 | N/A | N/A | N/A | N/A | N/A | N/A | 5736.961 | N/A | 2744.61 | [14 empty] | Commercial | Network PC Power Management | Healthcare | New | 835.2185 | N/A | N/A | N/A | N/A | 68.1377 | 105.0637 | 1441.4882 | N/A | 727.9612
[15 empty] | Commercial | Interior Lighting Controls | Retail | New | 14328.3615 | N/A | N/A | N/A | N/A | N/A | N/A | 21658.535 | N/A | 6979.1273 | [14 empty] | Commercial | Network PC Power Management | Hospitals | New | 550.9822 | N/A | N/A | N/A | N/A | 45.5669 | 63.0234 | 963.2415 | N/A | 479.5842
[15 empty] | Commercial | Interior Lighting Controls | Warehouse | New | 43631.8709 | N/A | N/A | N/A | N/A | N/A | N/A | 65953.2778 | N/A | 27699.2863 | [14 empty] | Commercial | Network PC Power Management | Institutional | New | 3508.9989 | N/A | N/A | N/A | N/A | 274.858 | 456.6276 | 5814.7627 | N/A | 2969.3096
[15 empty] | Commercial | VSD Controlled Compressor | Assembly | Existing | 75820.5486 | N/A | N/A | N/A | N/A | N/A | N/A | 113496.7721 | N/A | 30654.8132 | [14 empty] | Commercial | Network PC Power Management | Lodging/Hospitality | New | 26070.3316 | N/A | N/A | N/A | N/A | 2126.8356 | 3263.3608 | 44994.3001 | N/A | 22706.3496
[15 empty] | Commercial | VSD Controlled Compressor | College and University | Existing | 128217.9643 | N/A | N/A | N/A | N/A | N/A | N/A | 193133.1245 | N/A | 52223.7453 | [14 empty] | Commercial | Network PC Power Management | Miscellaneous | New | 0 | N/A | N/A | N/A | N/A | 0 | 0 | 0 | N/A | 0
[15 empty] | Commercial | VSD Controlled Compressor | Grocery | Existing | 900535.7933 | N/A | N/A | N/A | N/A | N/A | N/A | 1348023.8213 | N/A | 364093.3368 | [14 empty] | Commercial | Network PC Power Management | Offices | New | 6802.2359 | N/A | N/A | N/A | N/A | 554.9311 | 841.4897 | 11739.8524 | N/A | 5914.5283
[15 empty] | Commercial | VSD Controlled Compressor | Healthcare | Existing | 137141.6738 | N/A | N/A | N/A | N/A | N/A | N/A | 206574.7972 | N/A | 55858.4117 | [14 empty] | Commercial | Network PC Power Management | Restaurants | New | 0 | N/A | N/A | N/A | N/A | 0 | 0 | 0 | N/A | 0
[15 empty] | Commercial | VSD Controlled Compressor | Hospitals | Existing | 93227.7583 | N/A | N/A | N/A | N/A | N/A | N/A | 140427.8125 | N/A | 37972.0793 | [14 empty] | Commercial | Network PC Power Management | Retail | New | 3672.8532 | N/A | N/A | N/A | N/A | 299.6339 | 514.6729 | 6338.909 | N/A | 3253.8495
[15 empty] | Commercial | VSD Controlled Compressor | Institutional | Existing | 1030456.3048 | N/A | N/A | N/A | N/A | N/A | N/A | 1542503.5362 | N/A | 416621.1684 | [14 empty] | Commercial | Network PC Power Management | Schools K-12 | New | 2137.3705 | N/A | N/A | N/A | N/A | 174.3682 | 255.2216 | 3688.848 | N/A | 1849.2509
[15 empty] | Commercial | VSD Controlled Compressor | Lodging/Hospitality | Existing | 1780048.5857 | N/A | N/A | N/A | N/A | N/A | N/A | 2681265.041 | N/A | 725021.6805 | [14 empty] | Commercial | PSC to ECM Evaporator Fan Motor (Reach-In) | Assembly | Existing | 5.9597 | N/A | N/A | N/A | N/A | 0.17209 | 1.144 | 8.6701 | N/A | 2.7173
[15 empty] | Commercial | VSD Controlled Compressor | Miscellaneous | Existing | 2680808.2504 | N/A | N/A | N/A | N/A | N/A | N/A | 4012936.9746 | N/A | 1083870.7671 | [14 empty] | Commercial | PSC to ECM Evaporator Fan Motor (Reach-In) | College and University | Existing | 2.4028 | N/A | N/A | N/A | N/A | 0.071877 | 0.47782 | 3.6193 | N/A | 1.1349
[15 empty] | Commercial | VSD Controlled Compressor | Offices | Existing | 1323027.9131 | N/A | N/A | N/A | N/A | N/A | N/A | 1980457.8079 | N/A | 534910.0515 | [14 empty] | Commercial | PSC to ECM Evaporator Fan Motor (Reach-In) | Grocery | Existing | 197155.988 | N/A | N/A | N/A | N/A | 5693.1303 | 37846.7099 | 286819.0667 | N/A | 89891.8556
[15 empty] | Commercial | VSD Controlled Compressor | Restaurants | Existing | 256188.4555 | N/A | N/A | N/A | N/A | N/A | N/A | 385893.4836 | N/A | 104346.6937 | [14 empty] | Commercial | PSC to ECM Evaporator Fan Motor (Reach-In) | Healthcare | Existing | 4.8578 | N/A | N/A | N/A | N/A | 0.14532 | 0.96604 | 7.3173 | N/A | 2.2945
[15 empty] | Commercial | VSD Controlled Compressor | Retail | Existing | 580307.2998 | N/A | N/A | N/A | N/A | N/A | N/A | 868669.596 | N/A | 234622.5688 | [14 empty] | Commercial | PSC to ECM Evaporator Fan Motor (Reach-In) | Hospitals | Existing | 34.562 | N/A | N/A | N/A | N/A | 1.0339 | 6.8731 | 52.0604 | N/A | 16.3246
[15 empty] | Commercial | VSD Controlled Compressor | Schools K-12 | Existing | 425845.4447 | N/A | N/A | N/A | N/A | N/A | N/A | 641445.6959 | N/A | 173448.7375 | [14 empty] | Commercial | PSC to ECM Evaporator Fan Motor (Reach-In) | Institutional | Existing | 0 | N/A | N/A | N/A | N/A | 0 | 0 | 0 | N/A | 0
[15 empty] | Commercial | VSD Controlled Compressor | Warehouse | Existing | 939558.4107 | N/A | N/A | N/A | N/A | N/A | N/A | 1406437.2883 | N/A | 379870.472 | [14 empty] | Commercial | PSC to ECM Evaporator Fan Motor (Reach-In) | Lodging/Hospitality | Existing | 1273.2 | N/A | N/A | N/A | N/A | 38.0865 | 253.1911 | 1917.8054 | N/A | 601.3684
[15 empty] | Commercial | VSD Controlled Compressor | Assembly | New | 8734.5996 | N/A | N/A | N/A | N/A | N/A | N/A | 13074.9365 | N/A | 3531.4637 | [14 empty] | Commercial | PSC to ECM Evaporator Fan Motor (Reach-In) | Miscellaneous | Existing | 0 | N/A | N/A | N/A | N/A | 0 | 0 | 0 | N/A | 0
[15 empty] | Commercial | VSD Controlled Compressor | College and University | New | 14756.5432 | N/A | N/A | N/A | N/A | N/A | N/A | 22227.5974 | N/A | 6010.4055 | [14 empty] | Commercial | PSC to ECM Evaporator Fan Motor (Reach-In) | Offices | Existing | 0 | N/A | N/A | N/A | N/A | 0 | 0 | 0 | N/A | 0
[15 empty] | Commercial | VSD Controlled Compressor | Grocery | New | 20728.4453 | N/A | N/A | N/A | N/A | N/A | N/A | 31028.6812 | N/A | 8380.665 | [14 empty] | Commercial | PSC to ECM Evaporator Fan Motor (Reach-In) | Restaurants | Existing | 37064.3789 | N/A | N/A | N/A | N/A | 1108.7445 | 7370.696 | 55829.6127 | N/A | 17506.5559
[15 empty] | Commercial | VSD Controlled Compressor | Healthcare | New | 15783.5686 | N/A | N/A | N/A | N/A | N/A | N/A | 23774.593 | N/A | 6428.7175 | [14 empty] | Commercial | PSC to ECM Evaporator Fan Motor (Reach-In) | Retail | Existing | 498.3745 | N/A | N/A | N/A | N/A | 14.3912 | 95.6696 | 725.0265 | N/A | 227.2303
[15 empty] | Commercial | VSD Controlled Compressor | Hospitals | New | 10729.5374 | N/A | N/A | N/A | N/A | N/A | N/A | 16161.7687 | N/A | 4370.1881 | [14 empty] | Commercial | PSC to ECM Evaporator Fan Motor (Reach-In) | Schools K-12 | Existing | 92.5317 | N/A | N/A | N/A | N/A | 2.768 | 18.401 | 139.3793 | N/A | 43.7053
[15 empty] | Commercial | VSD Controlled Compressor | Institutional | New | 118594.715 | N/A | N/A | N/A | N/A | N/A | N/A | 177525.9818 | N/A | 47948.7277 | [14 empty] | Commercial | PSC to ECM Evaporator Fan Motor (Reach-In) | Warehouse | Existing | 0 | N/A | N/A | N/A | N/A | 0 | 0 | 0 | N/A | 0
[15 empty] | Commercial | VSD Controlled Compressor | Lodging/Hospitality | New | 204864.9262 | N/A | N/A | N/A | N/A | N/A | N/A | 308585.4898 | N/A | 83442.3927 | [14 empty] | Commercial | PSC to ECM Evaporator Fan Motor (Reach-In) | Assembly | New | 68.6618 | N/A | N/A | N/A | N/A | 1.9827 | 13.1805 | 99.888 | N/A | 31.3059
[15 empty] | Commercial | VSD Controlled Compressor | Miscellaneous | New | 61706.5835 | N/A | N/A | N/A | N/A | N/A | N/A | 92369.3929 | N/A | 24948.4319 | [14 empty] | Commercial | PSC to ECM Evaporator Fan Motor (Reach-In) | College and University | New | 27.6021 | N/A | N/A | N/A | N/A | 0.82569 | 5.489 | 41.5766 | N/A | 13.0372
[15 empty] | Commercial | VSD Controlled Compressor | Offices | New | 152266.639 | N/A | N/A | N/A | N/A | N/A | N/A | 227929.9258 | N/A | 61562.5376 | [14 empty] | Commercial | PSC to ECM Evaporator Fan Motor (Reach-In) | Grocery | New | 215035.4874 | N/A | N/A | N/A | N/A | 6209.4236 | 41278.9172 | 312829.8482 | N/A | 98043.8849
[15 empty] | Commercial | VSD Controlled Compressor | Restaurants | New | 29484.6048 | N/A | N/A | N/A | N/A | N/A | N/A | 44412.2935 | N/A | 12009.2103 | [14 empty] | Commercial | PSC to ECM Evaporator Fan Motor (Reach-In) | Healthcare | New | 55.9637 | N/A | N/A | N/A | N/A | 1.6741 | 11.129 | 84.2974 | N/A | 26.4332
[15 empty] | Commercial | VSD Controlled Compressor | Retail | New | 66787.2851 | N/A | N/A | N/A | N/A | N/A | N/A | 99974.7617 | N/A | 27002.5974 | [14 empty] | Commercial | PSC to ECM Evaporator Fan Motor (Reach-In) | Hospitals | New | 398.166 | N/A | N/A | N/A | N/A | 11.9107 | 79.1801 | 599.7525 | N/A | 188.0651
[15 empty] | Commercial | VSD Controlled Compressor | Schools K-12 | New | 49010.3452 | N/A | N/A | N/A | N/A | N/A | N/A | 73823.6732 | N/A | 19962.1309 | [14 empty] | Commercial | PSC to ECM Evaporator Fan Motor (Reach-In) | Institutional | New | 0 | N/A | N/A | N/A | N/A | 0 | 0 | 0 | N/A | 0
[15 empty] | Commercial | VSD Controlled Compressor | Warehouse | New | 108133.3208 | N/A | N/A | N/A | N/A | N/A | N/A | 161866.1839 | N/A | 43719.108 | [14 empty] | Commercial | PSC to ECM Evaporator Fan Motor (Reach-In) | Lodging/Hospitality | New | 14578.8092 | N/A | N/A | N/A | N/A | 436.1108 | 2899.171 | 21959.8789 | N/A | 6885.9845
[15 empty] | Commercial | Network PC Power Management | Assembly | Existing | 0 | N/A | N/A | N/A | N/A | N/A | N/A | 0 | N/A | 0 | [14 empty] | Commercial | PSC to ECM Evaporator Fan Motor (Reach-In) | Miscellaneous | New | 0 | N/A | N/A | N/A | N/A | 0 | 0 | 0 | N/A | 0
[15 empty] | Commercial | Network PC Power Management | College and University | Existing | 16532.9677 | N/A | N/A | N/A | N/A | N/A | N/A | 28903.3641 | N/A | 14530.6129 | [14 empty] | Commercial | PSC to ECM Evaporator Fan Motor (Reach-In) | Offices | New | 0 | N/A | N/A | N/A | N/A | 0 | 0 | 0 | N/A | 0
[15 empty] | Commercial | Network PC Power Management | Grocery | Existing | 0 | N/A | N/A | N/A | N/A | N/A | N/A | 0 | N/A | 0 | [14 empty] | Commercial | PSC to ECM Evaporator Fan Motor (Reach-In) | Restaurants | New | 40410.6293 | N/A | N/A | N/A | N/A | 1208.8443 | 8036.138 | 60870.0281 | N/A | 19087.0848
[15 empty] | Commercial | Network PC Power Management | Healthcare | Existing | 16792.3698 | N/A | N/A | N/A | N/A | N/A | N/A | 28981.6386 | N/A | 14635.9219 | [14 empty] | Commercial | PSC to ECM Evaporator Fan Motor (Reach-In) | Retail | New | 5695.9376 | N/A | N/A | N/A | N/A | 164.4775 | 1093.4109 | 8286.3499 | N/A | 2597.0218
[15 empty] | Commercial | Network PC Power Management | Hospitals | Existing | 11145.5905 | N/A | N/A | N/A | N/A | N/A | N/A | 19485.0112 | N/A | 9701.3084 | [14 empty] | Commercial | PSC to ECM Evaporator Fan Motor (Reach-In) | Schools K-12 | New | 1062.9551 | N/A | N/A | N/A | N/A | 31.7973 | 211.3814 | 1601.116 | N/A | 502.0638
[15 empty] | Commercial | Network PC Power Management | Institutional | Existing | 70803.7126 | N/A | N/A | N/A | N/A | N/A | N/A | 117328.8455 | N/A | 59913.9956 | [14 empty] | Commercial | PSC to ECM Evaporator Fan Motor (Reach-In) | Warehouse | New | 0 | N/A | N/A | N/A | N/A | 0 | 0 | 0 | N/A | 0
[15 empty] | Commercial | Network PC Power Management | Lodging/Hospitality | Existing | 527109.9727 | N/A | N/A | N/A | N/A | N/A | N/A | 909729.293 | N/A | 459094.4032 | [14 empty] | Commercial | PSC to ECM Evaporator Fan Motor (Walk-In, Refrigerator) | Assembly | Existing | 65.7014 | N/A | N/A | N/A | N/A | 1.8972 | 28.8135 | 95.5812 | N/A | 46.1574
[15 empty] | Commercial | Network PC Power Management | Miscellaneous | Existing | 0 | N/A | N/A | N/A | N/A | N/A | N/A | 0 | N/A | 0 | [14 empty] | Commercial | PSC to ECM Evaporator Fan Motor (Walk-In, Refrigerator) | College and University | Existing | 0.79564 | N/A | N/A | N/A | N/A | 0.023801 | 0.36147 | 1.1985 | N/A | 0.57905
[15 empty] | Commercial | Network PC Power Management | Offices | Existing | 137437.4785 | N/A | N/A | N/A | N/A | N/A | N/A | 237200.7865 | N/A | 119501.5669 | [14 empty] | Commercial | PSC to ECM Evaporator Fan Motor (Walk-In, Refrigerator) | Grocery | Existing | 76128.4947 | N/A | N/A | N/A | N/A | 2198.3073 | 33386.3707 | 110750.3963 | N/A | 53482.7353
[15 empty] | Commercial | Network PC Power Management | Restaurants | Existing | 0 | N/A | N/A | N/A | N/A | N/A | N/A | 0 | N/A | 0 | [14 empty] | Commercial | PSC to ECM Evaporator Fan Motor (Walk-In, Refrigerator) | Healthcare | Existing | 0 | N/A | N/A | N/A | N/A | 0 | 0 | 0 | N/A | 0
[15 empty] | Commercial | Network PC Power Management | Retail | Existing | 73879.3727 | N/A | N/A | N/A | N/A | N/A | N/A | 127507.0345 | N/A | 65451.1218 | [14 empty] | Commercial | PSC to ECM Evaporator Fan Motor (Walk-In, Refrigerator) | Hospitals | Existing | 453.4885 | N/A | N/A | N/A | N/A | 13.5657 | 206.0259 | 683.084 | N/A | 330.0397
[15 empty] | Commercial | Network PC Power Management | Schools K-12 | Existing | 43209.2223 | N/A | N/A | N/A | N/A | N/A | N/A | 74573.9926 | N/A | 37384.5764 | [14 empty] | Commercial | PSC to ECM Evaporator Fan Motor (Walk-In, Refrigerator) | Institutional | Existing | 0 | N/A | N/A | N/A | N/A | 0 | 0 | 0 | N/A | 0
[15 empty] | Commercial | Network PC Power Management | Assembly | New | 0 | N/A | N/A | N/A | N/A | N/A | N/A | 0 | N/A | 0 | [14 empty] | Commercial | PSC to ECM Evaporator Fan Motor (Walk-In, Refrigerator) | Lodging/Hospitality | Existing | 11337.4834 | N/A | N/A | N/A | N/A | 339.1497 | 5150.7711 | 17077.5101 | N/A | 8251.1911
[15 empty] | Commercial | Network PC Power Management | College and University | New | 380.5542 | N/A | N/A | N/A | N/A | N/A | N/A | 665.2948 | N/A | 334.4642 | [14 empty] | Commercial | PSC to ECM Evaporator Fan Motor (Walk-In, Refrigerator) | Miscellaneous | Existing | 0 | N/A | N/A | N/A | N/A | 0 | 0 | 0 | N/A | 0
[15 empty] | Commercial | Network PC Power Management | Grocery | New | 0 | N/A | N/A | N/A | N/A | N/A | N/A | 0 | N/A | 0 | [14 empty] | Commercial | PSC to ECM Evaporator Fan Motor (Walk-In, Refrigerator) | Offices | Existing | 0 | N/A | N/A | N/A | N/A | 0 | 0 | 0 | N/A | 0
[15 empty] | Commercial | Network PC Power Management | Healthcare | New | 386.5251 | N/A | N/A | N/A | N/A | N/A | N/A | 667.0965 | N/A | 336.8882 | [14 empty] | Commercial | PSC to ECM Evaporator Fan Motor (Walk-In, Refrigerator) | Restaurants | Existing | 38215.2096 | N/A | N/A | N/A | N/A | 1143.1705 | 17361.6833 | 57563.0947 | N/A | 27812.2567
[15 empty] | Commercial | Network PC Power Management | Hospitals | New | 256.5481 | N/A | N/A | N/A | N/A | N/A | N/A | 448.5041 | N/A | 223.3038 | [14 empty] | Commercial | PSC to ECM Evaporator Fan Motor (Walk-In, Refrigerator) | Retail | Existing | 2792.5998 | N/A | N/A | N/A | N/A | 80.6399 | 1224.7027 | 4062.6252 | N/A | 1961.8919
[15 empty] | Commercial | Network PC Power Management | Institutional | New | 1629.753 | N/A | N/A | N/A | N/A | N/A | N/A | 2700.664 | N/A | 1379.0945 | [14 empty] | Commercial | PSC to ECM Evaporator Fan Motor (Walk-In, Refrigerator) | Schools K-12 | Existing | 1244.5507 | N/A | N/A | N/A | N/A | 37.2295 | 565.4161 | 1874.6512 | N/A | 905.7588
[15 empty] | Commercial | Network PC Power Management | Lodging/Hospitality | New | 12132.9661 | N/A | N/A | N/A | N/A | N/A | N/A | 20940.0604 | N/A | 10567.3903 | [14 empty] | Commercial | PSC to ECM Evaporator Fan Motor (Walk-In, Refrigerator) | Warehouse | Existing | 0 | N/A | N/A | N/A | N/A | 0 | 0 | 0 | N/A | 0
[15 empty] | Commercial | Network PC Power Management | Miscellaneous | New | 0 | N/A | N/A | N/A | N/A | N/A | N/A | 0 | N/A | 0 | [14 empty] | Commercial | PSC to ECM Evaporator Fan Motor (Walk-In, Refrigerator) | Assembly | New | 72.4022 | N/A | N/A | N/A | N/A | 2.0907 | 31.7522 | 105.3295 | N/A | 50.8649
[15 empty] | Commercial | Network PC Power Management | Offices | New | 3163.5225 | N/A | N/A | N/A | N/A | N/A | N/A | 5459.8646 | N/A | 2750.6754 | [14 empty] | Commercial | PSC to ECM Evaporator Fan Motor (Walk-In, Refrigerator) | College and University | New | 0.87424 | N/A | N/A | N/A | N/A | 0.026152 | 0.39718 | 1.3169 | N/A | 0.63625
[15 empty] | Commercial | Network PC Power Management | Restaurants | New | 0 | N/A | N/A | N/A | N/A | N/A | N/A | 0 | N/A | 0 | [14 empty] | Commercial | PSC to ECM Evaporator Fan Motor (Walk-In, Refrigerator) | Grocery | New | 83025.0205 | N/A | N/A | N/A | N/A | 2397.4532 | 36410.862 | 120783.3408 | N/A | 58327.7682
[15 empty] | Commercial | Network PC Power Management | Retail | New | 1700.5482 | N/A | N/A | N/A | N/A | N/A | N/A | 2934.9445 | N/A | 1506.5476 | [14 empty] | Commercial | PSC to ECM Evaporator Fan Motor (Walk-In, Refrigerator) | Healthcare | New | 0 | N/A | N/A | N/A | N/A | 0 | 0 | 0 | N/A | 0
[15 empty] | Commercial | Network PC Power Management | Schools K-12 | New | 994.5857 | N/A | N/A | N/A | N/A | N/A | N/A | 1716.5369 | N/A | 860.5145 | [14 empty] | Commercial | PSC to ECM Evaporator Fan Motor (Walk-In, Refrigerator) | Hospitals | New | 499.7133 | N/A | N/A | N/A | N/A | 14.9484 | 227.0265 | 752.712 | N/A | 363.6812
[15 empty] | Commercial | PSC to ECM Evaporator Fan Motor (Reach-In) | Assembly | Existing | 346.8723 | N/A | N/A | N/A | N/A | N/A | N/A | 504.6237 | N/A | 158.1539 | [14 empty] | Commercial | PSC to ECM Evaporator Fan Motor (Walk-In, Refrigerator) | Institutional | New | 0 | N/A | N/A | N/A | N/A | 0 | 0 | 0 | N/A | 0
[15 empty] | Commercial | PSC to ECM Evaporator Fan Motor (Reach-In) | College and University | Existing | 139.8519 | N/A | N/A | N/A | N/A | N/A | N/A | 210.6571 | N/A | 66.056 | [14 empty] | Commercial | PSC to ECM Evaporator Fan Motor (Walk-In, Refrigerator) | Lodging/Hospitality | New | 12417.4343 | N/A | N/A | N/A | N/A | 371.4554 | 5641.4073 | 18704.2268 | N/A | 9037.1576
[15 empty] | Commercial | PSC to ECM Evaporator Fan Motor (Reach-In) | Grocery | Existing | 1097714.8969 | N/A | N/A | N/A | N/A | N/A | N/A | 1596936.3418 | N/A | 500495.2172 | [14 empty] | Commercial | PSC to ECM Evaporator Fan Motor (Walk-In, Refrigerator) | Miscellaneous | New | 0 | N/A | N/A | N/A | N/A | 0 | 0 | 0 | N/A | 0
[15 empty] | Commercial | PSC to ECM Evaporator Fan Motor (Reach-In) | Healthcare | Existing | 282.7436 | N/A | N/A | N/A | N/A | N/A | N/A | 425.8931 | N/A | 133.5478 | [14 empty] | Commercial | PSC to ECM Evaporator Fan Motor (Walk-In, Refrigerator) | Offices | New | 0 | N/A | N/A | N/A | N/A | 0 | 0 | 0 | N/A | 0
[15 empty] | Commercial | PSC to ECM Evaporator Fan Motor (Reach-In) | Hospitals | Existing | 2011.6418 | N/A | N/A | N/A | N/A | N/A | N/A | 3030.111 | N/A | 950.1554 | [14 empty] | Commercial | PSC to ECM Evaporator Fan Motor (Walk-In, Refrigerator) | Restaurants | New | 41661.6741 | N/A | N/A | N/A | N/A | 1246.2681 | 18927.4584 | 62754.4612 | N/A | 30320.5238
[15 empty] | Commercial | PSC to ECM Evaporator Fan Motor (Reach-In) | Institutional | Existing | 0 | N/A | N/A | N/A | N/A | N/A | N/A | 0 | N/A | 0 | [14 empty] | Commercial | PSC to ECM Evaporator Fan Motor (Walk-In, Refrigerator) | Retail | New | 3052.8669 | N/A | N/A | N/A | N/A | 88.1554 | 1338.8436 | 4441.2571 | N/A | 2144.738
[15 empty] | Commercial | PSC to ECM Evaporator Fan Motor (Reach-In) | Lodging/Hospitality | Existing | 74105.0855 | N/A | N/A | N/A | N/A | N/A | N/A | 111623.5682 | N/A | 35001.9307 | [14 empty] | Commercial | PSC to ECM Evaporator Fan Motor (Walk-In, Refrigerator) | Schools K-12 | New | 1367.4988 | N/A | N/A | N/A | N/A | 40.9074 | 621.2731 | 2059.8464 | N/A | 995.238
[15 empty] | Commercial | PSC to ECM Evaporator Fan Motor (Reach-In) | Miscellaneous | Existing | 0 | N/A | N/A | N/A | N/A | N/A | N/A | 0 | N/A | 0 | [14 empty] | Commercial | PSC to ECM Evaporator Fan Motor (Walk-In, Refrigerator) | Warehouse | New | 0 | N/A | N/A | N/A | N/A | 0 | 0 | 0 | N/A | 0
[15 empty] | Commercial | PSC to ECM Evaporator Fan Motor (Reach-In) | Offices | Existing | 0 | N/A | N/A | N/A | N/A | N/A | N/A | 0 | N/A | 0 | [14 empty] | Commercial | Demand Controlled Ventilation | Assembly | Existing | 3422.5936 | N/A | N/A | N/A | N/A | 347.2048 | 923.7949 | 6575.3571 | N/A | 2525.9468
[15 empty] | Commercial | PSC to ECM Evaporator Fan Motor (Reach-In) | Restaurants | Existing | 206365.1288 | N/A | N/A | N/A | N/A | N/A | N/A | 310845.2257 | N/A | 97472.0951 | [14 empty] | Commercial | Demand Controlled Ventilation | Miscellaneous | Existing | 1011.0681 | N/A | N/A | N/A | N/A | 102.5677 | 31.4663 | 1942.4257 | N/A | 504.7579
[15 empty] | Commercial | PSC to ECM Evaporator Fan Motor (Reach-In) | Retail | Existing | 29007.2948 | N/A | N/A | N/A | N/A | N/A | N/A | 42199.3027 | N/A | 13225.6676 | [14 empty] | Commercial | Demand Controlled Ventilation | Offices | Existing | 78458.0588 | N/A | N/A | N/A | N/A | 7959.1728 | 658.0119 | 150730.6489 | N/A | 37385.0528
[15 empty] | Commercial | PSC to ECM Evaporator Fan Motor (Reach-In) | Schools K-12 | Existing | 5385.6945 | N/A | N/A | N/A | N/A | N/A | N/A | 8112.4047 | N/A | 2543.8161 | [14 empty] | Commercial | Demand Controlled Ventilation | Retail | Existing | 52849.2545 | N/A | N/A | N/A | N/A | 5361.2893 | 10856.2249 | 101531.9847 | N/A | 35595.5157
[15 empty] | Commercial | PSC to ECM Evaporator Fan Motor (Reach-In) | Warehouse | Existing | 0 | N/A | N/A | N/A | N/A | N/A | N/A | 0 | N/A | 0 | [14 empty] | Commercial | Demand Controlled Ventilation | Assembly | New | 4080.6221 | N/A | N/A | N/A | N/A | 413.9584 | 1101.4038 | 7839.5365 | N/A | 3011.5859
[15 empty] | Commercial | PSC to ECM Evaporator Fan Motor (Reach-In) | Assembly | New | 31.968 | N/A | N/A | N/A | N/A | N/A | N/A | 46.5065 | N/A | 14.5756 | [14 empty] | Commercial | Demand Controlled Ventilation | Miscellaneous | New | 1278.287 | N/A | N/A | N/A | N/A | 129.6757 | 39.7827 | 2455.7966 | N/A | 638.1623
[15 empty] | Commercial | PSC to ECM Evaporator Fan Motor (Reach-In) | College and University | New | 12.8764 | N/A | N/A | N/A | N/A | N/A | N/A | 19.3955 | N/A | 6.0819 | [14 empty] | Commercial | Demand Controlled Ventilation | Offices | New | 74535.5844 | N/A | N/A | N/A | N/A | 7561.2576 | 625.1149 | 143194.9397 | N/A | 35516.0043
[15 empty] | Commercial | PSC to ECM Evaporator Fan Motor (Reach-In) | Grocery | New | 101068.3791 | N/A | N/A | N/A | N/A | N/A | N/A | 147032.5018 | N/A | 46081.401 | [14 empty] | Commercial | Demand Controlled Ventilation | Retail | New | 66738.0802 | N/A | N/A | N/A | N/A | 6770.2403 | 13709.2494 | 128214.6702 | N/A | 44950.0452
[15 empty] | Commercial | PSC to ECM Evaporator Fan Motor (Reach-In) | Healthcare | New | 26.0327 | N/A | N/A | N/A | N/A | N/A | N/A | 39.2127 | N/A | 12.296 | [14 empty] | Industrial | Compressed Air Controls | Agriculture and Assembly | Existing | 10173.9081 | N/A | N/A | N/A | N/A | 546.583 | 1917.015 | 11806.2165 | N/A | 3905.7689
[15 empty] | Commercial | PSC to ECM Evaporator Fan Motor (Reach-In) | Hospitals | New | 185.2151 | N/A | N/A | N/A | N/A | N/A | N/A | 278.9872 | N/A | 87.4823 | [14 empty] | Industrial | Compressed Air Controls | Agriculture and Assembly | New | 608.1198 | N/A | N/A | N/A | N/A | 32.6706 | 114.5848 | 705.687 | N/A | 233.4575
[15 empty] | Commercial | PSC to ECM Evaporator Fan Motor (Reach-In) | Institutional | New | 0 | N/A | N/A | N/A | N/A | N/A | N/A | 0 | N/A | 0 | [14 empty] | Industrial | Compressed Air Equipment | Agriculture and Assembly | New | 1349.693 | N/A | N/A | N/A | N/A | 63.2977 | 194.7273 | 1552.5501 | N/A | 425.0373
[15 empty] | Commercial | PSC to ECM Evaporator Fan Motor (Reach-In) | Lodging/Hospitality | New | 6822.9746 | N/A | N/A | N/A | N/A | N/A | N/A | 10277.3618 | N/A | 3222.6842 | [14 empty] | Industrial | Compressed Air Equipment | Agriculture and Assembly | Turnover | 9338.6582 | N/A | N/A | N/A | N/A | 437.963 | 1347.3371 | 10742.247 | N/A | 2940.8746
[15 empty] | Commercial | PSC to ECM Evaporator Fan Motor (Reach-In) | Miscellaneous | New | 0 | N/A | N/A | N/A | N/A | N/A | N/A | 0 | N/A | 0 | [14 empty] | Industrial | Lighting Controls - Exterior | Agriculture and Assembly | Existing | 167.485 | N/A | N/A | N/A | N/A | 6.7952 | 0.48152 | 155.4348 | N/A | 38.6241
[15 empty] | Commercial | PSC to ECM Evaporator Fan Motor (Reach-In) | Offices | New | 0 | N/A | N/A | N/A | N/A | N/A | N/A | 0 | N/A | 0 | [14 empty] | Industrial | Lighting Controls - Exterior | Agriculture and Assembly | New | 48.6098 | N/A | N/A | N/A | N/A | 1.9722 | 0.13975 | 45.1125 | N/A | 11.21
[15 empty] | Commercial | PSC to ECM Evaporator Fan Motor (Reach-In) | Restaurants | New | 19000.3699 | N/A | N/A | N/A | N/A | N/A | N/A | 28620.0207 | N/A | 8974.4128 | [14 empty] | Industrial | Building Envelope Improvements | Agriculture and Assembly | Existing | 13309.283 | N/A | N/A | N/A | N/A | 799.1291 | 660.731 | 15431.1937 | N/A | 2924.9135
[15 empty] | Commercial | PSC to ECM Evaporator Fan Motor (Reach-In) | Retail | New | 2670.7484 | N/A | N/A | N/A | N/A | N/A | N/A | 3885.3578 | N/A | 1217.7085 | [14 empty] | Industrial | Building Envelope Improvements | Agriculture and Assembly | New | 1034.9959 | N/A | N/A | N/A | N/A | 62.1442 | 51.3817 | 1200.0062 | N/A | 227.4558
[15 empty] | Commercial | PSC to ECM Evaporator Fan Motor (Reach-In) | Schools K-12 | New | 495.8696 | N/A | N/A | N/A | N/A | N/A | N/A | 746.9222 | N/A | 234.2132 | [14 empty] | Industrial | Efficient Lighting - High Bay | Agriculture and Assembly | New | 6330.4299 | N/A | N/A | N/A | N/A | 205.3896 | 840.1673 | 7372.112 | N/A | 1993.0471
[15 empty] | Commercial | PSC to ECM Evaporator Fan Motor (Reach-In) | Warehouse | New | 0 | N/A | N/A | N/A | N/A | N/A | N/A | 0 | N/A | 0 | [14 empty] | Industrial | Efficient Lighting - High Bay | Agriculture and Assembly | Turnover | 39322.3981 | N/A | N/A | N/A | N/A | 1275.8077 | 5218.8227 | 45792.9597 | N/A | 12380.1056
[15 empty] | Commercial | PSC to ECM Evaporator Fan Motor (Walk-In, Refrigerator) | Assembly | Existing | 337.177 | N/A | N/A | N/A | N/A | N/A | N/A | 490.5192 | N/A | 236.8778 | [14 empty] | Industrial | Efficient Lighting - Other Interior Lighting | Agriculture and Assembly | New | 2178.1047 | N/A | N/A | N/A | N/A | 67.7577 | 833.1024 | 2529.2439 | N/A | 1213.4355
[15 empty] | Commercial | PSC to ECM Evaporator Fan Motor (Walk-In, Refrigerator) | College and University | Existing | 4.0833 | N/A | N/A | N/A | N/A | N/A | N/A | 6.1506 | N/A | 2.9717 | [14 empty] | Industrial | Efficient Lighting - Other Interior Lighting | Agriculture and Assembly | Turnover | 15752.6405 | N/A | N/A | N/A | N/A | 490.0418 | 6025.2212 | 18292.1743 | N/A | 8775.8929
[15 empty] | Commercial | PSC to ECM Evaporator Fan Motor (Walk-In, Refrigerator) | Grocery | Existing | 390696.9006 | N/A | N/A | N/A | N/A | N/A | N/A | 568378.9852 | N/A | 274477.2372 | [14 empty] | Industrial | Lighting Controls | Agriculture and Assembly | Existing | 1647.3443 | N/A | N/A | N/A | N/A | 67.0988 | 4.7547 | 1917.0553 | N/A | 381.3893
[15 empty] | Commercial | PSC to ECM Evaporator Fan Motor (Walk-In, Refrigerator) | Healthcare | Existing | 0 | N/A | N/A | N/A | N/A | N/A | N/A | 0 | N/A | 0 | [14 empty] | Industrial | Lighting Controls | Agriculture and Assembly | New | 471.2472 | N/A | N/A | N/A | N/A | 19.1946 | 1.3602 | 548.402 | N/A | 109.102
[15 empty] | Commercial | PSC to ECM Evaporator Fan Motor (Walk-In, Refrigerator) | Hospitals | Existing | 2327.3354 | N/A | N/A | N/A | N/A | N/A | N/A | 3505.6364 | N/A | 1693.7876 | [14 empty] | Industrial | Fan Equipment Upgrades | Agriculture and Assembly | New | 524.4934 | N/A | N/A | N/A | N/A | 24.5976 | 65.4285 | 603.3241 | N/A | 154.9274
[15 empty] | Commercial | PSC to ECM Evaporator Fan Motor (Walk-In, Refrigerator) | Institutional | Existing | 0 | N/A | N/A | N/A | N/A | N/A | N/A | 0 | N/A | 0 | [14 empty] | Industrial | Fan Equipment Upgrades | Agriculture and Assembly | Turnover | 3329.3775 | N/A | N/A | N/A | N/A | 156.1406 | 415.3266 | 3829.7788 | N/A | 983.4476
[15 empty] | Commercial | PSC to ECM Evaporator Fan Motor (Walk-In, Refrigerator) | Lodging/Hospitality | Existing | 58184.7787 | N/A | N/A | N/A | N/A | N/A | N/A | 87643.0082 | N/A | 42345.7051 | [14 empty] | Industrial | Motor Equipment Upgrades | Agriculture and Assembly | New | 336.4294 | N/A | N/A | N/A | N/A | 21.1687 | 20.6532 | 387.62 | N/A | 97.676
[15 empty] | Commercial | PSC to ECM Evaporator Fan Motor (Walk-In, Refrigerator) | Miscellaneous | Existing | 0 | N/A | N/A | N/A | N/A | N/A | N/A | 0 | N/A | 0 | [14 empty] | Industrial | Motor Equipment Upgrades | Agriculture and Assembly | Turnover | 2186.8775 | N/A | N/A | N/A | N/A | 137.602 | 134.2514 | 2519.6291 | N/A | 634.919
[15 empty] | Commercial | PSC to ECM Evaporator Fan Motor (Walk-In, Refrigerator) | Offices | Existing | 0 | N/A | N/A | N/A | N/A | N/A | N/A | 0 | N/A | 0 | [14 empty] | Industrial | Motor Optimization | Agriculture and Assembly | Existing | 9127.4743 | N/A | N/A | N/A | N/A | 574.3158 | 61.2061 | 10516.2954 | N/A | 2150.866
[15 empty] | Commercial | PSC to ECM Evaporator Fan Motor (Walk-In, Refrigerator) | Restaurants | Existing | 196123.1993 | N/A | N/A | N/A | N/A | N/A | N/A | 295417.9347 | N/A | 142734.4978 | [14 empty] | Industrial | Motor Optimization | Agriculture and Assembly | New | 711.5909 | N/A | N/A | N/A | N/A | 44.7745 | 4.7717 | 819.8654 | N/A | 167.6846
[15 empty] | Commercial | PSC to ECM Evaporator Fan Motor (Walk-In, Refrigerator) | Retail | Existing | 14331.8228 | N/A | N/A | N/A | N/A | N/A | N/A | 20849.684 | N/A | 10068.5701 | [14 empty] | Industrial | Pump Equipment Upgrade | Agriculture and Assembly | New | 648.7359 | N/A | N/A | N/A | N/A | 30.4243 | 152.6324 | 746.2401 | N/A | 263.3319
[15 empty] | Commercial | PSC to ECM Evaporator Fan Motor (Walk-In, Refrigerator) | Schools K-12 | Existing | 6387.1235 | N/A | N/A | N/A | N/A | N/A | N/A | 9620.8446 | N/A | 4648.4193 | [14 empty] | Industrial | Pump Equipment Upgrade | Agriculture and Assembly | Turnover | 4811.425 | N/A | N/A | N/A | N/A | 225.6455 | 1132.0161 | 5534.5762 | N/A | 1953.0319
[15 empty] | Commercial | PSC to ECM Evaporator Fan Motor (Walk-In, Refrigerator) | Warehouse | Existing | 0 | N/A | N/A | N/A | N/A | N/A | N/A | 0 | N/A | 0 | [14 empty] | Industrial | Process Refrig Controls | Agriculture and Assembly | Existing | 327.6933 | N/A | N/A | N/A | N/A | 15.3567 | 142.6603 | 378.2673 | N/A | 198.5359
[15 empty] | Commercial | PSC to ECM Evaporator Fan Motor (Walk-In, Refrigerator) | Assembly | New | 31.0745 | N/A | N/A | N/A | N/A | N/A | N/A | 45.2066 | N/A | 21.8308 | [14 empty] | Industrial | Process Refrig Controls | Agriculture and Assembly | New | 25.4523 | N/A | N/A | N/A | N/A | 1.1928 | 11.0806 | 29.3804 | N/A | 15.4205
[15 empty] | Commercial | PSC to ECM Evaporator Fan Motor (Walk-In, Refrigerator) | College and University | New | 0.37595 | N/A | N/A | N/A | N/A | N/A | N/A | 0.56629 | N/A | 0.27361 | [14 empty] | Industrial | Process Refrig Equipment Upgrade | Agriculture and Assembly | New | 130.8938 | N/A | N/A | N/A | N/A | 8.2361 | 14.1505 | 151.4523 | N/A | 44.1177
[15 empty] | Commercial | PSC to ECM Evaporator Fan Motor (Walk-In, Refrigerator) | Grocery | New | 35972.0931 | N/A | N/A | N/A | N/A | N/A | N/A | 52331.5689 | N/A | 25271.5615 | [14 empty] | Industrial | Process Refrig Equipment Upgrade | Agriculture and Assembly | Turnover | 696.6669 | N/A | N/A | N/A | N/A | 43.8355 | 75.3146 | 806.0873 | N/A | 234.8112
[15 empty] | Commercial | PSC to ECM Evaporator Fan Motor (Walk-In, Refrigerator) | Healthcare | New | 0 | N/A | N/A | N/A | N/A | N/A | N/A | 0 | N/A | 0 | [14 empty] | Industrial | Process Refrig System Optimization | Agriculture and Assembly | Existing | 1809.1229 | N/A | N/A | N/A | N/A | 246.9537 | 610.4495 | 2398.628 | N/A | 1508.9956
[15 empty] | Commercial | PSC to ECM Evaporator Fan Motor (Walk-In, Refrigerator) | Hospitals | New | 214.2815 | N/A | N/A | N/A | N/A | N/A | N/A | 322.7696 | N/A | 155.9498 | [14 empty] | Industrial | Process Refrig System Optimization | Agriculture and Assembly | New | 311.5318 | N/A | N/A | N/A | N/A | 42.5255 | 105.1197 | 413.0449 | N/A | 259.8498
[15 empty] | Commercial | PSC to ECM Evaporator Fan Motor (Walk-In, Refrigerator) | Institutional | New | 0 | N/A | N/A | N/A | N/A | N/A | N/A | 0 | N/A | 0 | [14 empty] | Industrial | Compressed Air Controls | Chemicals and Plastics | Existing | 57999.6137 | N/A | N/A | N/A | N/A | 3115.9713 | 5195.3904 | 67305.1089 | N/A | 16532.9169
[15 empty] | Commercial | PSC to ECM Evaporator Fan Motor (Walk-In, Refrigerator) | Lodging/Hospitality | New | 5357.1663 | N/A | N/A | N/A | N/A | N/A | N/A | 8069.433 | N/A | 3898.8373 | [14 empty] | Industrial | Compressed Air Controls | Chemicals and Plastics | New | 3409.1457 | N/A | N/A | N/A | N/A | 183.1529 | 305.3786 | 3956.1112 | N/A | 971.7844
[15 empty] | Commercial | PSC to ECM Evaporator Fan Motor (Walk-In, Refrigerator) | Miscellaneous | New | 0 | N/A | N/A | N/A | N/A | N/A | N/A | 0 | N/A | 0 | [14 empty] | Industrial | Compressed Air Equipment | Chemicals and Plastics | New | 6628.0487 | N/A | N/A | N/A | N/A | 310.8412 | 91.2281 | 7624.2362 | N/A | 1222.2303
[15 empty] | Commercial | PSC to ECM Evaporator Fan Motor (Walk-In, Refrigerator) | Offices | New | 0 | N/A | N/A | N/A | N/A | N/A | N/A | 0 | N/A | 0 | [14 empty] | Industrial | Compressed Air Equipment | Chemicals and Plastics | Turnover | 45860.12 | N/A | N/A | N/A | N/A | 2150.7409 | 631.216 | 52752.8392 | N/A | 8456.7318
[15 empty] | Commercial | PSC to ECM Evaporator Fan Motor (Walk-In, Refrigerator) | Restaurants | New | 18057.379 | N/A | N/A | N/A | N/A | N/A | N/A | 27199.6052 | N/A | 13141.7952 | [14 empty] | Industrial | Lighting Controls - Exterior | Chemicals and Plastics | Existing | 423.9334 | N/A | N/A | N/A | N/A | 17.1999 | 12.9477 | 393.4324 | N/A | 109.4933
[15 empty] | Commercial | PSC to ECM Evaporator Fan Motor (Walk-In, Refrigerator) | Retail | New | 1319.554 | N/A | N/A | N/A | N/A | N/A | N/A | 1919.664 | N/A | 927.0295 | [14 empty] | Industrial | Lighting Controls - Exterior | Chemicals and Plastics | New | 123.0399 | N/A | N/A | N/A | N/A | 4.992 | 3.7579 | 114.1875 | N/A | 31.7787
[15 empty] | Commercial | PSC to ECM Evaporator Fan Motor (Walk-In, Refrigerator) | Schools K-12 | New | 588.0728 | N/A | N/A | N/A | N/A | N/A | N/A | 885.8067 | N/A | 427.9875 | [14 empty] | Industrial | Efficient Lighting - High Bay | Chemicals and Plastics | New | 3446.9215 | N/A | N/A | N/A | N/A | 111.8347 | 457.4714 | 4014.1178 | N/A | 1085.2149
[15 empty] | Commercial | PSC to ECM Evaporator Fan Motor (Walk-In, Refrigerator) | Warehouse | New | 0 | N/A | N/A | N/A | N/A | N/A | N/A | 0 | N/A | 0 | [14 empty] | Industrial | Efficient Lighting - High Bay | Chemicals and Plastics | Turnover | 21339.647 | N/A | N/A | N/A | N/A | 692.3608 | 2832.1733 | 24851.1191 | N/A | 6718.4889
[15 empty] | Commercial | Demand Controlled Ventilation | Assembly | Existing | 83256.5938 | N/A | N/A | N/A | N/A | N/A | N/A | 159949.4125 | N/A | 61445.1365 | [14 empty] | Industrial | Efficient Lighting - Other Interior Lighting | Chemicals and Plastics | New | 10929.964 | N/A | N/A | N/A | N/A | 340.0154 | 4180.5975 | 12692.0186 | N/A | 6089.1501
[15 empty] | Commercial | Demand Controlled Ventilation | Miscellaneous | Existing | 28256.9325 | N/A | N/A | N/A | N/A | N/A | N/A | 54286.1477 | N/A | 14106.7751 | [14 empty] | Industrial | Efficient Lighting - Other Interior Lighting | Chemicals and Plastics | Turnover | 67638.3549 | N/A | N/A | N/A | N/A | 2104.1313 | 25870.9669 | 78542.5513 | N/A | 37681.7429
[15 empty] | Commercial | Demand Controlled Ventilation | Offices | Existing | 2241930.8509 | N/A | N/A | N/A | N/A | N/A | N/A | 4307112.5777 | N/A | 1068273.9863 | [14 empty] | Industrial | Lighting Controls | Chemicals and Plastics | Existing | 4471.5534 | N/A | N/A | N/A | N/A | 182.133 | 137.1054 | 5203.6574 | N/A | 1159.4428
[15 empty] | Commercial | Demand Controlled Ventilation | Retail | Existing | 1319708.4973 | N/A | N/A | N/A | N/A | N/A | N/A | 2535373.9457 | N/A | 888862.1974 | [14 empty] | Industrial | Lighting Controls | Chemicals and Plastics | New | 1279.1539 | N/A | N/A | N/A | N/A | 52.1018 | 39.221 | 1488.5831 | N/A | 331.6757
[15 empty] | Commercial | Demand Controlled Ventilation | Assembly | New | 1798.3573 | N/A | N/A | N/A | N/A | N/A | N/A | 3454.9359 | N/A | 1327.2259 | [14 empty] | Industrial | Fan Equipment Upgrades | Chemicals and Plastics | New | 571.3394 | N/A | N/A | N/A | N/A | 26.7946 | 79.8201 | 657.211 | N/A | 177.3127
[15 empty] | Commercial | Demand Controlled Ventilation | Miscellaneous | New | 650.4153 | N/A | N/A | N/A | N/A | N/A | N/A | 1249.5533 | N/A | 324.7084 | [14 empty] | Industrial | Fan Equipment Upgrades | Chemicals and Plastics | Turnover | 3626.746 | N/A | N/A | N/A | N/A | 170.0866 | 506.6815 | 4171.8414 | N/A | 1125.5451
[15 empty] | Commercial | Demand Controlled Ventilation | Offices | New | 38703.4097 | N/A | N/A | N/A | N/A | N/A | N/A | 74355.5238 | N/A | 18442.07 | [14 empty] | Industrial | Motor Equipment Upgrades | Chemicals and Plastics | New | 1267.1493 | N/A | N/A | N/A | N/A | 79.7311 | 208.1015 | 1459.9566 | N/A | 498.2049
[15 empty] | Commercial | Demand Controlled Ventilation | Retail | New | 30376.9219 | N/A | N/A | N/A | N/A | N/A | N/A | 58358.9911 | N/A | 20459.7437 | [14 empty] | Industrial | Motor Equipment Upgrades | Chemicals and Plastics | Turnover | 8117.2257 | N/A | N/A | N/A | N/A | 510.7493 | 1333.0765 | 9352.329 | N/A | 3191.4484
[15 empty] | Industrial | Compressed Air Controls | Agriculture and Assembly | Existing | 32914.9783 | N/A | N/A | N/A | N/A | N/A | N/A | 38195.8785 | N/A | 12636.0781 | [14 empty] | Industrial | Pump Equipment Upgrade | Chemicals and Plastics | New | 4174.8607 | N/A | N/A | N/A | N/A | 195.792 | 581.4837 | 4802.3371 | N/A | 1293.8769
[15 empty] | Industrial | Compressed Air Controls | Agriculture and Assembly | New | 70.551 | N/A | N/A | N/A | N/A | N/A | N/A | 81.8703 | N/A | 27.0846 | [14 empty] | Industrial | Pump Equipment Upgrade | Chemicals and Plastics | Turnover | 26746.5477 | N/A | N/A | N/A | N/A | 1254.3555 | 3725.3176 | 30766.5207 | N/A | 8289.3164
[15 empty] | Industrial | Compressed Air Equipment | Agriculture and Assembly | New | 1019.0872 | N/A | N/A | N/A | N/A | N/A | N/A | 1172.2547 | N/A | 320.9249 | [14 empty] | Industrial | Process Refrig Controls | Chemicals and Plastics | Existing | 4937.7547 | N/A | N/A | N/A | N/A | 231.3978 | 1303.709 | 5699.8138 | N/A | 2145.6549
[15 empty] | Industrial | Compressed Air Equipment | Agriculture and Assembly | Turnover | 61974.3185 | N/A | N/A | N/A | N/A | N/A | N/A | 71288.9818 | N/A | 19516.5829 | [14 empty] | Industrial | Process Refrig Controls | Chemicals and Plastics | New | 378.1951 | N/A | N/A | N/A | N/A | 17.7233 | 99.8544 | 436.5632 | N/A | 164.3411
[15 empty] | Industrial | Lighting Controls - Exterior | Agriculture and Assembly | Existing | 1681.623 | N/A | N/A | N/A | N/A | N/A | N/A | 1560.634 | N/A | 387.8034 | [14 empty] | Industrial | Process Refrig Equipment Upgrade | Chemicals and Plastics | New | 1076.0664 | N/A | N/A | N/A | N/A | 67.7081 | 82.3851 | 1245.0764 | N/A | 328.7423
[15 empty] | Industrial | Lighting Controls - Exterior | Agriculture and Assembly | New | 27.6521 | N/A | N/A | N/A | N/A | N/A | N/A | 25.6626 | N/A | 6.3769 | [14 empty] | Industrial | Process Refrig Equipment Upgrade | Chemicals and Plastics | Turnover | 5727.238 | N/A | N/A | N/A | N/A | 360.3682 | 438.4852 | 6626.7736 | N/A | 1749.6925
[15 empty] | Industrial | Building Envelope Improvements | Agriculture and Assembly | Existing | 52537.9236 | N/A | N/A | N/A | N/A | N/A | N/A | 60914.0913 | N/A | 11545.9927 | [14 empty] | Industrial | Process Heat Equipment Upgrade | Chemicals and Plastics | New | 1301.3844 | N/A | N/A | N/A | N/A | 81.8855 | 255.6405 | 1505.7834 | N/A | 553.5825
[15 empty] | Industrial | Building Envelope Improvements | Agriculture and Assembly | New | 863.9179 | N/A | N/A | N/A | N/A | N/A | N/A | 1001.6531 | N/A | 189.8589 | [14 empty] | Industrial | Process Heat Equipment Upgrade | Chemicals and Plastics | Turnover | 9282.8933 | N/A | N/A | N/A | N/A | 584.0965 | 1823.5069 | 10740.8899 | N/A | 3948.7542
[15 empty] | Industrial | Efficient Lighting - High Bay | Agriculture and Assembly | New | 2049.1891 | N/A | N/A | N/A | N/A | N/A | N/A | 2386.3863 | N/A | 645.1584 | [14 empty] | Industrial | Process Heat Improved Controls | Chemicals and Plastics | Existing | 2839.1726 | N/A | N/A | N/A | N/A | 133.0521 | 1892.4319 | 3277.3509 | N/A | 2376.5446
[15 empty] | Industrial | Efficient Lighting - High Bay | Agriculture and Assembly | Turnover | 157678.8656 | N/A | N/A | N/A | N/A | N/A | N/A | 183625.1676 | N/A | 49642.9797 | [14 empty] | Industrial | Process Heat Improved Controls | Chemicals and Plastics | New | 216.7352 | N/A | N/A | N/A | N/A | 10.1569 | 144.4634 | 250.1846 | N/A | 181.4194
[15 empty] | Industrial | Efficient Lighting - Other Interior Lighting | Agriculture and Assembly | New | 0 | N/A | N/A | N/A | N/A | N/A | N/A | 0 | N/A | 0 | [14 empty] | Industrial | Lighting Controls - Exterior | Construction | Existing | 70.4407 | N/A | N/A | N/A | N/A | 2.8579 | 1.9339 | 65.3727 | N/A | 17.9759
[15 empty] | Industrial | Efficient Lighting - Other Interior Lighting | Agriculture and Assembly | Turnover | 75671.0308 | N/A | N/A | N/A | N/A | N/A | N/A | 87870.2007 | N/A | 42156.7964 | [14 empty] | Industrial | Lighting Controls - Exterior | Construction | New | 20.4443 | N/A | N/A | N/A | N/A | 0.82947 | 0.56129 | 18.9734 | N/A | 5.2172
[15 empty] | Industrial | Lighting Controls | Agriculture and Assembly | Existing | 16302.4632 | N/A | N/A | N/A | N/A | N/A | N/A | 18971.5801 | N/A | 3774.3084 | [14 empty] | Industrial | Building Envelope Improvements | Construction | Existing | 3084.0583 | N/A | N/A | N/A | N/A | 185.1761 | 82.0732 | 3575.7524 | N/A | 606.7349
[15 empty] | Industrial | Lighting Controls | Agriculture and Assembly | New | 268.0728 | N/A | N/A | N/A | N/A | N/A | N/A | 311.963 | N/A | 62.0636 | [14 empty] | Industrial | Building Envelope Improvements | Construction | New | 236.535 | N/A | N/A | N/A | N/A | 14.2023 | 6.2947 | 274.246 | N/A | 46.5342
[15 empty] | Industrial | Fan Equipment Upgrades | Agriculture and Assembly | New | 401.936 | N/A | N/A | N/A | N/A | N/A | N/A | 462.3465 | N/A | 118.7258 | [14 empty] | Industrial | HVAC Equipment Upgrades | Construction | New | 228.7863 | N/A | N/A | N/A | N/A | 12.1634 | 3.4351 | 264.0053 | N/A | 37.8979
[15 empty] | Industrial | Fan Equipment Upgrades | Agriculture and Assembly | Turnover | 24443.1586 | N/A | N/A | N/A | N/A | N/A | N/A | 28116.9351 | N/A | 7220.1383 | [14 empty] | Industrial | HVAC Equipment Upgrades | Construction | Turnover | 1155.471 | N/A | N/A | N/A | N/A | 61.4305 | 17.3489 | 1333.342 | N/A | 191.4007
[15 empty] | Industrial | Motor Equipment Upgrades | Agriculture and Assembly | New | 226.583 | N/A | N/A | N/A | N/A | N/A | N/A | 261.0595 | N/A | 65.7841 | [14 empty] | Industrial | HVAC Recommissioning | Construction | Existing | 1707.3077 | N/A | N/A | N/A | N/A | 137.7945 | 331.9492 | 1986.4095 | N/A | 722.3641
[15 empty] | Industrial | Motor Equipment Upgrades | Agriculture and Assembly | Turnover | 16699.0625 | N/A | N/A | N/A | N/A | N/A | N/A | 19239.9637 | N/A | 4848.2603 | [14 empty] | Industrial | HVAC Recommissioning | Construction | New | 286.05 | N/A | N/A | N/A | N/A | 23.0867 | 55.6163 | 332.8119 | N/A | 121.0281
[15 empty] | Industrial | Motor Optimization | Agriculture and Assembly | Existing | 39680.2336 | N/A | N/A | N/A | N/A | N/A | N/A | 45717.911 | N/A | 9350.5457 | [14 empty] | Industrial | Efficient Lighting - High Bay | Construction | New | 886.6543 | N/A | N/A | N/A | N/A | 28.7673 | 117.6757 | 1032.5546 | N/A | 279.1507
[15 empty] | Industrial | Motor Optimization | Agriculture and Assembly | New | 652.4899 | N/A | N/A | N/A | N/A | N/A | N/A | 751.7717 | N/A | 153.7576 | [14 empty] | Industrial | Efficient Lighting - High Bay | Construction | Turnover | 5489.2365 | N/A | N/A | N/A | N/A | 178.0972 | 728.5251 | 6392.4989 | N/A | 1728.2091
[15 empty] | Industrial | Pump Equipment Upgrade | Agriculture and Assembly | New | 0 | N/A | N/A | N/A | N/A | N/A | N/A | 0 | N/A | 0 | [14 empty] | Industrial | Efficient Lighting - Other Interior Lighting | Construction | New | 1527.469 | N/A | N/A | N/A | N/A | 47.5174 | 584.241 | 1773.7172 | N/A | 850.9624
[15 empty] | Industrial | Pump Equipment Upgrade | Agriculture and Assembly | Turnover | 33880.5009 | N/A | N/A | N/A | N/A | N/A | N/A | 38972.6983 | N/A | 13752.6197 | [14 empty] | Industrial | Efficient Lighting - Other Interior Lighting | Construction | Turnover | 9450.2068 | N/A | N/A | N/A | N/A | 293.9823 | 3614.6058 | 10973.705 | N/A | 5264.7683
[15 empty] | Industrial | Process Refrig Controls | Agriculture and Assembly | Existing | 1052.194 | N/A | N/A | N/A | N/A | N/A | N/A | 1214.5823 | N/A | 637.4809 | [14 empty] | Industrial | Lighting Controls | Construction | Existing | 743.1952 | N/A | N/A | N/A | N/A | 30.2714 | 20.4841 | 864.8747 | N/A | 190.4019
[15 empty] | Industrial | Process Refrig Controls | Agriculture and Assembly | New | 17.302 | N/A | N/A | N/A | N/A | N/A | N/A | 19.9722 | N/A | 10.4825 | [14 empty] | Industrial | Lighting Controls | Construction | New | 212.602 | N/A | N/A | N/A | N/A | 8.6596 | 5.8598 | 247.4102 | N/A | 54.4673
[15 empty] | Industrial | Process Refrig Equipment Upgrade | Agriculture and Assembly | New | 104.745 | N/A | N/A | N/A | N/A | N/A | N/A | 121.1965 | N/A | 35.3042 | [14 empty] | Industrial | Fan Equipment Upgrades | Construction | New | 163.8717 | N/A | N/A | N/A | N/A | 7.6852 | 12.8842 | 188.5014 | N/A | 40.847
[15 empty] | Industrial | Process Refrig Equipment Upgrade | Agriculture and Assembly | Turnover | 6369.9167 | N/A | N/A | N/A | N/A | N/A | N/A | 7370.3933 | N/A | 2146.977 | [14 empty] | Industrial | Fan Equipment Upgrades | Construction | Turnover | 1040.2244 | N/A | N/A | N/A | N/A | 48.7843 | 81.786 | 1196.5688 | N/A | 259.2887
[15 empty] | Industrial | Process Refrig System Optimization | Agriculture and Assembly | Existing | 14571.8173 | N/A | N/A | N/A | N/A | N/A | N/A | 19320.0638 | N/A | 12154.4032 | [14 empty] | Industrial | Motor Equipment Upgrades | Construction | New | 105.6271 | N/A | N/A | N/A | N/A | 6.6462 | 8.1028 | 121.6992 | N/A | 32.2853
[15 empty] | Industrial | Process Refrig System Optimization | Agriculture and Assembly | New | 239.6146 | N/A | N/A | N/A | N/A | N/A | N/A | 317.6934 | N/A | 199.8634 | [14 empty] | Industrial | Motor Equipment Upgrades | Construction | Turnover | 676.5128 | N/A | N/A | N/A | N/A | 42.5673 | 51.8964 | 779.4499 | N/A | 206.7784
[15 empty] | Industrial | Compressed Air Controls | Chemicals and Plastics | Existing | 197565.2884 | N/A | N/A | N/A | N/A | N/A | N/A | 229262.79 | N/A | 56316.4182 | [14 empty] | Industrial | Motor Optimization | Construction | Existing | 3373.3122 | N/A | N/A | N/A | N/A | 212.2544 | 2048.5384 | 3886.5896 | N/A | 2820.8304
[15 empty] | Industrial | Compressed Air Controls | Chemicals and Plastics | New | 397.7989 | N/A | N/A | N/A | N/A | N/A | N/A | 461.6221 | N/A | 113.3935 | [14 empty] | Industrial | Motor Optimization | Construction | New | 210.408 | N/A | N/A | N/A | N/A | 13.2392 | 127.7762 | 242.4234 | N/A | 175.9474
[15 empty] | Industrial | Compressed Air Equipment | Chemicals and Plastics | New | 5940.6486 | N/A | N/A | N/A | N/A | N/A | N/A | 6833.5208 | N/A | 1095.4719 | [14 empty] | Industrial | Pump Equipment Upgrade | Construction | New | 1008.6597 | N/A | N/A | N/A | N/A | 47.304 | 11.4281 | 1160.26 | N/A | 183.5446
[15 empty] | Industrial | Compressed Air Equipment | Chemicals and Plastics | Turnover | 361271.991 | N/A | N/A | N/A | N/A | N/A | N/A | 415570.7238 | N/A | 66619.5452 | [14 empty] | Industrial | Pump Equipment Upgrade | Construction | Turnover | 6462.0514 | N/A | N/A | N/A | N/A | 303.0563 | 73.2152 | 7433.2897 | N/A | 1175.8919
[15 empty] | Industrial | Lighting Controls - Exterior | Chemicals and Plastics | Existing | 4041.4287 | N/A | N/A | N/A | N/A | N/A | N/A | 3750.6571 | N/A | 1043.8177 | [14 empty] | Industrial | Process Refrig Equipment Upgrade | Construction | New | 226.098 | N/A | N/A | N/A | N/A | 14.2265 | 33.929 | 261.6096 | N/A | 85.6924
[15 empty] | Industrial | Lighting Controls - Exterior | Chemicals and Plastics | New | 66.456 | N/A | N/A | N/A | N/A | N/A | N/A | 61.6747 | N/A | 17.1642 | [14 empty] | Industrial | Process Refrig Equipment Upgrade | Construction | Turnover | 1203.3802 | N/A | N/A | N/A | N/A | 75.7189 | 180.5832 | 1392.3864 | N/A | 456.0879
[15 empty] | Industrial | Efficient Lighting - High Bay | Chemicals and Plastics | New | 1401.4165 | N/A | N/A | N/A | N/A | N/A | N/A | 1632.0217 | N/A | 441.2163 | [14 empty] | Industrial | Lighting Controls - Exterior | Electrical and Electronic Equip. | Existing | 141.238 | N/A | N/A | N/A | N/A | 5.7303 | 5.0541 | 131.0763 | N/A | 37.2193
[15 empty] | Industrial | Efficient Lighting - High Bay | Chemicals and Plastics | Turnover | 85225.1248 | N/A | N/A | N/A | N/A | N/A | N/A | 99249.0514 | N/A | 26831.9364 | [14 empty] | Industrial | Lighting Controls - Exterior | Electrical and Electronic Equip. | New | 40.9921 | N/A | N/A | N/A | N/A | 1.6631 | 1.4669 | 38.0428 | N/A | 10.8023
[15 empty] | Industrial | Efficient Lighting - Other Interior Lighting | Chemicals and Plastics | New | 2658.3588 | N/A | N/A | N/A | N/A | N/A | N/A | 3086.9214 | N/A | 1480.988 | [14 empty] | Industrial | Building Envelope Improvements | Electrical and Electronic Equip. | Existing | 3160.386 | N/A | N/A | N/A | N/A | 189.759 | 211.2007 | 3664.2491 | N/A | 748.8472
[15 empty] | Industrial | Efficient Lighting - Other Interior Lighting | Chemicals and Plastics | Turnover | 232616.0346 | N/A | N/A | N/A | N/A | N/A | N/A | 270116.8127 | N/A | 129591.8216 | [14 empty] | Industrial | Building Envelope Improvements | Electrical and Electronic Equip. | New | 542.6165 | N/A | N/A | N/A | N/A | 32.5803 | 36.2617 | 629.1263 | N/A | 128.5719
[15 empty] | Industrial | Lighting Controls | Chemicals and Plastics | Existing | 42015.7134 | N/A | N/A | N/A | N/A | N/A | N/A | 48894.726 | N/A | 10894.3831 | [14 empty] | Industrial | HVAC Improved Controls | Electrical and Electronic Equip. | Existing | 2536.6688 | N/A | N/A | N/A | N/A | 152.3092 | 38.4741 | 2941.0921 | N/A | 470.0136
[15 empty] | Industrial | Lighting Controls | Chemicals and Plastics | New | 690.8938 | N/A | N/A | N/A | N/A | N/A | N/A | 804.0103 | N/A | 179.144 | [14 empty] | Industrial | HVAC Improved Controls | Electrical and Electronic Equip. | New | 197.264 | N/A | N/A | N/A | N/A | 11.8443 | 2.9919 | 228.7139 | N/A | 36.5506
[15 empty] | Industrial | Fan Equipment Upgrades | Chemicals and Plastics | New | 432.8089 | N/A | N/A | N/A | N/A | N/A | N/A | 497.8596 | N/A | 134.3204 | [14 empty] | Industrial | Efficient Lighting - High Bay | Electrical and Electronic Equip. | New | 1142.2002 | N/A | N/A | N/A | N/A | 37.0585 | 151.5915 | 1330.151 | N/A | 359.6057
[15 empty] | Industrial | Fan Equipment Upgrades | Chemicals and Plastics | Turnover | 26320.652 | N/A | N/A | N/A | N/A | N/A | N/A | 30276.6134 | N/A | 8168.5014 | [14 empty] | Industrial | Efficient Lighting - High Bay | Electrical and Electronic Equip. | Turnover | 7050.4654 | N/A | N/A | N/A | N/A | 228.751 | 935.7295 | 8210.6305 | N/A | 2219.7402
[15 empty] | Industrial | Motor Equipment Upgrades | Chemicals and Plastics | New | 401.01 | N/A | N/A | N/A | N/A | N/A | N/A | 462.027 | N/A | 157.665 | [14 empty] | Industrial | Efficient Lighting - Other Interior Lighting | Electrical and Electronic Equip. | New | 3483.4935 | N/A | N/A | N/A | N/A | 108.3664 | 1332.4 | 4045.0787 | N/A | 1940.6757
[15 empty] | Industrial | Motor Equipment Upgrades | Chemicals and Plastics | Turnover | 57869.1178 | N/A | N/A | N/A | N/A | N/A | N/A | 66674.3851 | N/A | 22752.3922 | [14 empty] | Industrial | Efficient Lighting - Other Interior Lighting | Electrical and Electronic Equip. | Turnover | 21493.1966 | N/A | N/A | N/A | N/A | 668.6222 | 8220.9241 | 24958.1838 | N/A | 11973.9919
[15 empty] | Industrial | Pump Equipment Upgrade | Chemicals and Plastics | New | 3163.5812 | N/A | N/A | N/A | N/A | N/A | N/A | 3639.0635 | N/A | 980.4602 | [14 empty] | Industrial | Lighting Controls | Electrical and Electronic Equip. | Existing | 1199.1702 | N/A | N/A | N/A | N/A | 48.844 | 43.0802 | 1395.5041 | N/A | 317.2481
[15 empty] | Industrial | Pump Equipment Upgrade | Chemicals and Plastics | Turnover | 192388.6344 | N/A | N/A | N/A | N/A | N/A | N/A | 221304.4078 | N/A | 59625.2746 | [14 empty] | Industrial | Lighting Controls | Electrical and Electronic Equip. | New | 343.0404 | N/A | N/A | N/A | N/A | 13.9725 | 12.3237 | 399.2046 | N/A | 90.7535
[15 empty] | Industrial | Process Refrig Controls | Chemicals and Plastics | Existing | 15854.8903 | N/A | N/A | N/A | N/A | N/A | N/A | 18301.8251 | N/A | 6889.5936 | [14 empty] | Industrial | Motor Equipment Upgrades | Electrical and Electronic Equip. | New | 70.5068 | N/A | N/A | N/A | N/A | 4.4364 | 5.1118 | 81.235 | N/A | 21.2538
[15 empty] | Industrial | Process Refrig Controls | Chemicals and Plastics | New | 260.7131 | N/A | N/A | N/A | N/A | N/A | N/A | 300.9497 | N/A | 113.2904 | [14 empty] | Industrial | Motor Equipment Upgrades | Electrical and Electronic Equip. | Turnover | 451.7071 | N/A | N/A | N/A | N/A | 28.4222 | 32.7493 | 520.4381 | N/A | 136.1639
[15 empty] | Industrial | Process Refrig Equipment Upgrade | Chemicals and Plastics | New | 888.23 | N/A | N/A | N/A | N/A | N/A | N/A | 1027.7379 | N/A | 271.3576 | [14 empty] | Industrial | Compressed Air Equipment | Lumber/Furniture/Pulp/Paper | New | 3850.7516 | N/A | N/A | N/A | N/A | 180.592 | 108.8801 | 4429.5148 | N/A | 765.9677
[15 empty] | Industrial | Process Refrig Equipment Upgrade | Chemicals and Plastics | Turnover | 54016.4303 | N/A | N/A | N/A | N/A | N/A | N/A | 62500.3987 | N/A | 16502.2201 | [14 empty] | Industrial | Compressed Air Equipment | Lumber/Furniture/Pulp/Paper | Turnover | 26643.7288 | N/A | N/A | N/A | N/A | 1249.5336 | 753.3519 | 30648.2483 | N/A | 5299.8058
[15 empty] | Industrial | Process Heat Equipment Upgrade | Chemicals and Plastics | New | 981.1397 | N/A | N/A | N/A | N/A | N/A | N/A | 1135.2402 | N/A | 417.3569 | [14 empty] | Industrial | Lighting Controls - Exterior | Lumber/Furniture/Pulp/Paper | Existing | 187.7237 | N/A | N/A | N/A | N/A | 7.6164 | 16.9994 | 174.2174 | N/A | 59.7511
[15 empty] | Industrial | Process Heat Equipment Upgrade | Chemicals and Plastics | Turnover | 59666.598 | N/A | N/A | N/A | N/A | N/A | N/A | 69037.9972 | N/A | 25380.9584 | [14 empty] | Industrial | Lighting Controls - Exterior | Lumber/Furniture/Pulp/Paper | New | 54.4838 | N/A | N/A | N/A | N/A | 2.2105 | 4.9338 | 50.5638 | N/A | 17.3418
[15 empty] | Industrial | Process Heat Improved Controls | Chemicals and Plastics | Existing | 8350.7623 | N/A | N/A | N/A | N/A | N/A | N/A | 9639.5615 | N/A | 6990.0502 | [14 empty] | Industrial | Efficient Lighting - High Bay | Lumber/Furniture/Pulp/Paper | New | 1435.4684 | N/A | N/A | N/A | N/A | 46.5735 | 190.5137 | 1671.6769 | N/A | 451.9371
[15 empty] | Industrial | Process Heat Improved Controls | Chemicals and Plastics | New | 137.3174 | N/A | N/A | N/A | N/A | N/A | N/A | 158.5101 | N/A | 114.9423 | [14 empty] | Industrial | Efficient Lighting - High Bay | Lumber/Furniture/Pulp/Paper | Turnover | 8754.3777 | N/A | N/A | N/A | N/A | 284.0341 | 1161.8708 | 10194.9241 | N/A | 2756.193
[15 empty] | Industrial | Lighting Controls - Exterior | Construction | Existing | 674.9621 | N/A | N/A | N/A | N/A | N/A | N/A | 626.4001 | N/A | 172.2449 | [14 empty] | Industrial | Efficient Lighting - Other Interior Lighting | Lumber/Furniture/Pulp/Paper | New | 2519.732 | N/A | N/A | N/A | N/A | 78.3852 | 963.7713 | 2925.9461 | N/A | 1403.7582
[15 empty] | Industrial | Lighting Controls - Exterior | Construction | New | 11.0989 | N/A | N/A | N/A | N/A | N/A | N/A | 10.3003 | N/A | 2.8323 | [14 empty] | Industrial | Efficient Lighting - Other Interior Lighting | Lumber/Furniture/Pulp/Paper | Turnover | 15606.5763 | N/A | N/A | N/A | N/A | 485.498 | 5969.3531 | 18122.5626 | N/A | 8694.5196
[15 empty] | Industrial | Building Envelope Improvements | Construction | Existing | 12181.1781 | N/A | N/A | N/A | N/A | N/A | N/A | 14123.2341 | N/A | 2396.4352 | [14 empty] | Industrial | Lighting Controls | Lumber/Furniture/Pulp/Paper | Existing | 2093.4648 | N/A | N/A | N/A | N/A | 85.2699 | 190.3186 | 2436.2168 | N/A | 668.9503
[15 empty] | Industrial | Building Envelope Improvements | Construction | New | 200.3037 | N/A | N/A | N/A | N/A | N/A | N/A | 232.2382 | N/A | 39.4063 | [14 empty] | Industrial | Lighting Controls | Lumber/Furniture/Pulp/Paper | New | 581.8719 | N/A | N/A | N/A | N/A | 23.7005 | 52.8985 | 677.1387 | N/A | 185.9326
[15 empty] | Industrial | HVAC Equipment Upgrades | Construction | New | 203.4707 | N/A | N/A | N/A | N/A | N/A | N/A | 234.7926 | N/A | 33.7044 | [14 empty] | Industrial | Fan Equipment Upgrades | Lumber/Furniture/Pulp/Paper | New | 2584.0887 | N/A | N/A | N/A | N/A | 121.1882 | 376.6316 | 2972.474 | N/A | 817.5773
[15 empty] | Industrial | HVAC Equipment Upgrades | Construction | Turnover | 12373.7769 | N/A | N/A | N/A | N/A | N/A | N/A | 14278.5726 | N/A | 2049.6838 | [14 empty] | Industrial | Fan Equipment Upgrades | Lumber/Furniture/Pulp/Paper | Turnover | 16403.2692 | N/A | N/A | N/A | N/A | 769.278 | 2390.7805 | 18868.6602 | N/A | 5189.8147
[15 empty] | Industrial | HVAC Recommissioning | Construction | Existing | 12365.1275 | N/A | N/A | N/A | N/A | N/A | N/A | 14386.5145 | N/A | 5231.7018 | [14 empty] | Industrial | Pump Equipment Upgrade | Lumber/Furniture/Pulp/Paper | New | 3114.5095 | N/A | N/A | N/A | N/A | 146.0638 | 813.8411 | 3582.6165 | N/A | 1345.2973
[15 empty] | Industrial | HVAC Recommissioning | Construction | New | 203.3285 | N/A | N/A | N/A | N/A | N/A | N/A | 236.5675 | N/A | 86.0285 | [14 empty] | Industrial | Pump Equipment Upgrade | Lumber/Furniture/Pulp/Paper | Turnover | 19953.3311 | N/A | N/A | N/A | N/A | 935.7683 | 5213.9319 | 22952.292 | N/A | 8618.7444
[15 empty] | Industrial | Efficient Lighting - High Bay | Construction | New | 360.483 | N/A | N/A | N/A | N/A | N/A | N/A | 419.8011 | N/A | 113.493 | [14 empty] | Industrial | Pump System Optimization | Lumber/Furniture/Pulp/Paper | Existing | 36058.9106 | N/A | N/A | N/A | N/A | 2268.8863 | 8474.4763 | 41545.5736 | N/A | 16729.8665
[15 empty] | Industrial | Efficient Lighting - High Bay | Construction | Turnover | 21922.2571 | N/A | N/A | N/A | N/A | N/A | N/A | 25529.5985 | N/A | 6901.9152 | [14 empty] | Industrial | Pump System Optimization | Lumber/Furniture/Pulp/Paper | New | 2760.8397 | N/A | N/A | N/A | N/A | 173.7166 | 648.8457 | 3180.9244 | N/A | 1280.9172
[15 empty] | Industrial | Efficient Lighting - Other Interior Lighting | Construction | New | 299.2053 | N/A | N/A | N/A | N/A | N/A | N/A | 347.4412 | N/A | 166.6891 | [14 empty] | Industrial | Process Refrig Equipment Upgrade | Lumber/Furniture/Pulp/Paper | New | 20.0012 | N/A | N/A | N/A | N/A | 1.2585 | 4.1994 | 23.1426 | N/A | 8.7785
[15 empty] | Industrial | Efficient Lighting - Other Interior Lighting | Construction | Turnover | 31623.0309 | N/A | N/A | N/A | N/A | N/A | N/A | 36721.0813 | N/A | 17617.3849 | [14 empty] | Industrial | Process Refrig Equipment Upgrade | Lumber/Furniture/Pulp/Paper | Turnover | 106.4538 | N/A | N/A | N/A | N/A | 6.6983 | 22.3506 | 123.1737 | N/A | 46.7223
[15 empty] | Industrial | Lighting Controls | Construction | Existing | 7018.989 | N/A | N/A | N/A | N/A | N/A | N/A | 8168.1713 | N/A | 1798.22 | [14 empty] | Industrial | Lighting Controls - Exterior | Metal Products and Machinery | Existing | 393.5757 | N/A | N/A | N/A | N/A | 15.9683 | 24.6221 | 365.2588 | N/A | 114.2541
[15 empty] | Industrial | Lighting Controls | Construction | New | 115.4182 | N/A | N/A | N/A | N/A | N/A | N/A | 134.315 | N/A | 29.5694 | [14 empty] | Industrial | Lighting Controls - Exterior | Metal Products and Machinery | New | 114.2291 | N/A | N/A | N/A | N/A | 4.6345 | 7.1462 | 106.0105 | N/A | 33.1604
[15 empty] | Industrial | Fan Equipment Upgrades | Construction | New | 131.4395 | N/A | N/A | N/A | N/A | N/A | N/A | 151.1947 | N/A | 32.7629 | [14 empty] | Industrial | Building Envelope Improvements | Metal Products and Machinery | Existing | 17176.2663 | N/A | N/A | N/A | N/A | 1031.3143 | 95.2216 | 19914.6937 | N/A | 3017.2575
[15 empty] | Industrial | Fan Equipment Upgrades | Construction | Turnover | 7993.3024 | N/A | N/A | N/A | N/A | N/A | N/A | 9194.6859 | N/A | 1992.4286 | [14 empty] | Industrial | Building Envelope Improvements | Metal Products and Machinery | New | 1309.4294 | N/A | N/A | N/A | N/A | 78.622 | 7.2592 | 1518.1929 | N/A | 230.02
[15 empty] | Industrial | Motor Equipment Upgrades | Construction | New | 44.2476 | N/A | N/A | N/A | N/A | N/A | N/A | 50.9803 | N/A | 13.5244 | [14 empty] | Industrial | HVAC Equipment Upgrades | Metal Products and Machinery | New | 1703.1575 | N/A | N/A | N/A | N/A | 90.5482 | 48.7891 | 1965.3384 | N/A | 305.3405
[15 empty] | Industrial | Motor Equipment Upgrades | Construction | Turnover | 4984.4405 | N/A | N/A | N/A | N/A | N/A | N/A | 5742.8646 | N/A | 1523.511 | [14 empty] | Industrial | HVAC Equipment Upgrades | Metal Products and Machinery | Turnover | 8601.6892 | N/A | N/A | N/A | N/A | 457.308 | 246.4063 | 9925.8169 | N/A | 1542.1028
[15 empty] | Industrial | Motor Optimization | Construction | Existing | 9808.3846 | N/A | N/A | N/A | N/A | N/A | N/A | 11300.8119 | N/A | 8201.9653 | [14 empty] | Industrial | Efficient Lighting - High Bay | Metal Products and Machinery | New | 6546.3378 | N/A | N/A | N/A | N/A | 212.3947 | 868.8223 | 7623.5478 | N/A | 2061.0226
[15 empty] | Industrial | Motor Optimization | Construction | New | 0 | N/A | N/A | N/A | N/A | N/A | N/A | 0 | N/A | 0 | [14 empty] | Industrial | Efficient Lighting - High Bay | Metal Products and Machinery | Turnover | 40549.0134 | N/A | N/A | N/A | N/A | 1315.605 | 5381.6175 | 47221.4165 | N/A | 12766.288
[15 empty] | Industrial | Pump Equipment Upgrade | Construction | New | 909.5418 | N/A | N/A | N/A | N/A | N/A | N/A | 1046.2448 | N/A | 165.5083 | [14 empty] | Industrial | Efficient Lighting - Other Interior Lighting | Metal Products and Machinery | New | 7115.9592 | N/A | N/A | N/A | N/A | 221.3672 | 2721.7805 | 8263.1459 | N/A | 3964.3447
[15 empty] | Industrial | Pump Equipment Upgrade | Construction | Turnover | 55312.4747 | N/A | N/A | N/A | N/A | N/A | N/A | 63625.8711 | N/A | 10065.1462 | [14 empty] | Industrial | Efficient Lighting - Other Interior Lighting | Metal Products and Machinery | Turnover | 44035.3935 | N/A | N/A | N/A | N/A | 1369.8773 | 16843.0805 | 51134.4807 | N/A | 24532.3889
[15 empty] | Industrial | Process Refrig Equipment Upgrade | Construction | New | 175.1933 | N/A | N/A | N/A | N/A | N/A | N/A | 202.7096 | N/A | 66.3992 | [14 empty] | Industrial | Lighting Controls | Metal Products and Machinery | Existing | 4294.063 | N/A | N/A | N/A | N/A | 174.9036 | 269.6907 | 4997.1074 | N/A | 1251.4483
[15 empty] | Industrial | Process Refrig Equipment Upgrade | Construction | Turnover | 10654.1285 | N/A | N/A | N/A | N/A | N/A | N/A | 12327.4951 | N/A | 4037.9745 | [14 empty] | Industrial | Lighting Controls | Metal Products and Machinery | New | 1228.3801 | N/A | N/A | N/A | N/A | 50.0337 | 77.149 | 1429.4964 | N/A | 357.9953
[15 empty] | Industrial | Lighting Controls - Exterior | Electrical and Electronic Equip. | Existing | 1335.2589 | N/A | N/A | N/A | N/A | N/A | N/A | 1239.1901 | N/A | 351.8702 | [14 empty] | Industrial | Fan Equipment Upgrades | Metal Products and Machinery | New | 798.7028 | N/A | N/A | N/A | N/A | 37.4574 | 24.0687 | 918.7468 | N/A | 160.3584
[15 empty] | Industrial | Lighting Controls - Exterior | Electrical and Electronic Equip. | New | 21.9566 | N/A | N/A | N/A | N/A | N/A | N/A | 20.3769 | N/A | 5.786 | [14 empty] | Industrial | Fan Equipment Upgrades | Metal Products and Machinery | Turnover | 5070.0026 | N/A | N/A | N/A | N/A | 237.7722 | 152.7831 | 5832.0177 | N/A | 1017.9222
[15 empty] | Industrial | Building Envelope Improvements | Electrical and Electronic Equip. | Existing | 26639.5222 | N/A | N/A | N/A | N/A | N/A | N/A | 30886.6848 | N/A | 6312.1825 | [14 empty] | Industrial | Motor Equipment Upgrades | Metal Products and Machinery | New | 159.1376 | N/A | N/A | N/A | N/A | 10.0132 | 17.0104 | 183.3517 | N/A | 53.4437
[15 empty] | Industrial | Building Envelope Improvements | Electrical and Electronic Equip. | New | 438.0523 | N/A | N/A | N/A | N/A | N/A | N/A | 507.8914 | N/A | 103.7956 | [14 empty] | Industrial | Motor Equipment Upgrades | Metal Products and Machinery | Turnover | 1019.4326 | N/A | N/A | N/A | N/A | 64.1444 | 108.9685 | 1174.5478 | N/A | 342.3592
[15 empty] | Industrial | HVAC Improved Controls | Electrical and Electronic Equip. | Existing | 10714.4599 | N/A | N/A | N/A | N/A | N/A | N/A | 12422.6757 | N/A | 1985.2579 | [14 empty] | Industrial | Pump Equipment Upgrade | Metal Products and Machinery | New | 1352.3722 | N/A | N/A | N/A | N/A | 63.4233 | 40.7534 | 1555.632 | N/A | 271.5205
[15 empty] | Industrial | HVAC Improved Controls | Electrical and Electronic Equip. | New | 176.1854 | N/A | N/A | N/A | N/A | N/A | N/A | 204.2748 | N/A | 32.645 | [14 empty] | Industrial | Pump Equipment Upgrade | Metal Products and Machinery | Turnover | 8664.0703 | N/A | N/A | N/A | N/A | 406.3263 | 261.0893 | 9966.2694 | N/A | 1739.5159
[15 empty] | Industrial | Efficient Lighting - High Bay | Electrical and Electronic Equip. | New | 468.4294 | N/A | N/A | N/A | N/A | N/A | N/A | 545.5102 | N/A | 147.4784 | [14 empty] | Industrial | Process Refrig Controls | Metal Products and Machinery | Existing | 1076.3011 | N/A | N/A | N/A | N/A | 50.4387 | 691.0347 | 1242.41 | N/A | 874.5568
[15 empty] | Industrial | Efficient Lighting - High Bay | Electrical and Electronic Equip. | Turnover | 28486.861 | N/A | N/A | N/A | N/A | N/A | N/A | 33174.4182 | N/A | 8968.6887 | [14 empty] | Industrial | Process Refrig Controls | Metal Products and Machinery | New | 82.7436 | N/A | N/A | N/A | N/A | 3.8776 | 53.1252 | 95.5137 | N/A | 67.234
[15 empty] | Industrial | Efficient Lighting - Other Interior Lighting | Electrical and Electronic Equip. | New | 888.5677 | N/A | N/A | N/A | N/A | N/A | N/A | 1031.8166 | N/A | 495.0265 | [14 empty] | Industrial | Process Refrig Equipment Upgrade | Metal Products and Machinery | New | 202.0017 | N/A | N/A | N/A | N/A | 12.7103 | 26.1853 | 233.7287 | N/A | 72.4321
[15 empty] | Industrial | Efficient Lighting - Other Interior Lighting | Electrical and Electronic Equip. | Turnover | 74781.4724 | N/A | N/A | N/A | N/A | N/A | N/A | 86837.2338 | N/A | 41661.218 | [14 empty] | Industrial | Process Refrig Equipment Upgrade | Metal Products and Machinery | Turnover | 1075.1306 | N/A | N/A | N/A | N/A | 67.6492 | 139.3684 | 1243.9936 | N/A | 385.5114
[15 empty] | Industrial | Lighting Controls | Electrical and Electronic Equip. | Existing | 11174.0522 | N/A | N/A | N/A | N/A | N/A | N/A | 13003.5212 | N/A | 2956.1667 | [14 empty] | Industrial | Process Other Systems Optimization | Metal Products and Machinery | Existing | 9810.4301 | N/A | N/A | N/A | N/A | 1185.2195 | 1814.005 | 12959.6766 | N/A | 6126.451
[15 empty] | Industrial | Lighting Controls | Electrical and Electronic Equip. | New | 183.7428 | N/A | N/A | N/A | N/A | N/A | N/A | 213.826 | N/A | 48.6103 | [14 empty] | Industrial | Process Other Systems Optimization | Metal Products and Machinery | New | 767.8901 | N/A | N/A | N/A | N/A | 92.7705 | 141.9873 | 1014.3905 | N/A | 479.5346
[15 empty] | Industrial | Motor Equipment Upgrades | Electrical and Electronic Equip. | New | 58.4643 | N/A | N/A | N/A | N/A | N/A | N/A | 67.3602 | N/A | 17.6237 | [14 empty] | Industrial | HVAC Equipment Upgrades | Miscellaneous Manufacturing | New | 952.6846 | N/A | N/A | N/A | N/A | 50.6494 | 229.9453 | 1099.339 | N/A | 373.4509
[15 empty] | Industrial | Motor Equipment Upgrades | Electrical and Electronic Equip. | Turnover | 3555.425 | N/A | N/A | N/A | N/A | N/A | N/A | 4096.4124 | N/A | 1071.7579 | [14 empty] | Industrial | HVAC Equipment Upgrades | Miscellaneous Manufacturing | Turnover | 4811.473 | N/A | N/A | N/A | N/A | 255.8015 | 1161.3244 | 5552.142 | N/A | 1886.09
[15 empty] | Industrial | Compressed Air Equipment | Lumber/Furniture/Pulp/Paper | New | 3341.3656 | N/A | N/A | N/A | N/A | N/A | N/A | 3843.5687 | N/A | 664.6438 | [14 empty] | Industrial | Efficient Lighting - High Bay | Miscellaneous Manufacturing | New | 330.9236 | N/A | N/A | N/A | N/A | 10.7368 | 43.9198 | 385.3776 | N/A | 104.1867
[15 empty] | Industrial | Compressed Air Equipment | Lumber/Furniture/Pulp/Paper | Turnover | 203200.3333 | N/A | N/A | N/A | N/A | N/A | N/A | 233741.0917 | N/A | 40419.3538 | [14 empty] | Industrial | Efficient Lighting - High Bay | Miscellaneous Manufacturing | Turnover | 2018.1776 | N/A | N/A | N/A | N/A | 65.4794 | 267.8502 | 2350.2718 | N/A | 635.3949
[15 empty] | Industrial | Lighting Controls - Exterior | Lumber/Furniture/Pulp/Paper | Existing | 1657.9558 | N/A | N/A | N/A | N/A | N/A | N/A | 1538.6697 | N/A | 527.7157 | [14 empty] | Industrial | Efficient Lighting - Other Interior Lighting | Miscellaneous Manufacturing | New | 364.6701 | N/A | N/A | N/A | N/A | 11.3444 | 139.4825 | 423.4597 | N/A | 203.1599
[15 empty] | Industrial | Lighting Controls - Exterior | Lumber/Furniture/Pulp/Paper | New | 27.2629 | N/A | N/A | N/A | N/A | N/A | N/A | 25.3014 | N/A | 8.6776 | [14 empty] | Industrial | Efficient Lighting - Other Interior Lighting | Miscellaneous Manufacturing | Turnover | 2222.8469 | N/A | N/A | N/A | N/A | 69.1496 | 850.2158 | 2581.1992 | N/A | 1238.3617
[15 empty] | Industrial | Efficient Lighting - High Bay | Lumber/Furniture/Pulp/Paper | New | 609.3664 | N/A | N/A | N/A | N/A | N/A | N/A | 709.6386 | N/A | 191.8505 | [14 empty] | Industrial | Fan Equipment Upgrades | Miscellaneous Manufacturing | New | 33.7529 | N/A | N/A | N/A | N/A | 1.5829 | 2.6538 | 38.8259 | N/A | 8.4133
[15 empty] | Industrial | Efficient Lighting - High Bay | Lumber/Furniture/Pulp/Paper | Turnover | 37057.7385 | N/A | N/A | N/A | N/A | N/A | N/A | 43155.6469 | N/A | 11667.1093 | [14 empty] | Industrial | Fan Equipment Upgrades | Miscellaneous Manufacturing | Turnover | 214.2563 | N/A | N/A | N/A | N/A | 10.0482 | 16.8456 | 246.4587 | N/A | 53.406
[15 empty] | Industrial | Efficient Lighting - Other Interior Lighting | Lumber/Furniture/Pulp/Paper | New | 879.5508 | N/A | N/A | N/A | N/A | N/A | N/A | 1021.346 | N/A | 490.0032 | [14 empty] | Industrial | Motor Equipment Upgrades | Miscellaneous Manufacturing | New | 9.9237 | N/A | N/A | N/A | N/A | 0.62442 | 1.6875 | 11.4337 | N/A | 3.9595
[15 empty] | Industrial | Efficient Lighting - Other Interior Lighting | Lumber/Furniture/Pulp/Paper | Turnover | 53488.6159 | N/A | N/A | N/A | N/A | N/A | N/A | 62111.6875 | N/A | 29798.8367 | [14 empty] | Industrial | Motor Equipment Upgrades | Miscellaneous Manufacturing | Turnover | 65.0292 | N/A | N/A | N/A | N/A | 4.0917 | 11.0583 | 74.9239 | N/A | 25.9462
[15 empty] | Industrial | Lighting Controls | Lumber/Furniture/Pulp/Paper | Existing | 16459.3217 | N/A | N/A | N/A | N/A | N/A | N/A | 19154.1203 | N/A | 5259.4478 | [14 empty] | Industrial | Pump Equipment Upgrade | Miscellaneous Manufacturing | New | 133.348 | N/A | N/A | N/A | N/A | 6.2537 | 1.5108 | 153.3901 | N/A | 24.2652
[15 empty] | Industrial | Lighting Controls | Lumber/Furniture/Pulp/Paper | New | 270.6522 | N/A | N/A | N/A | N/A | N/A | N/A | 314.9646 | N/A | 86.4848 | [14 empty] | Industrial | Pump Equipment Upgrade | Miscellaneous Manufacturing | Turnover | 854.3039 | N/A | N/A | N/A | N/A | 40.065 | 9.6793 | 982.7047 | N/A | 155.4567
[15 empty] | Industrial | Fan Equipment Upgrades | Lumber/Furniture/Pulp/Paper | New | 1949.0959 | N/A | N/A | N/A | N/A | N/A | N/A | 2242.0426 | N/A | 616.6726 | [14 empty] | Industrial | Pump System Optimization | Miscellaneous Manufacturing | Existing | 1286.4918 | N/A | N/A | N/A | N/A | 80.9482 | 37.2181 | 1482.2423 | N/A | 331.7498
[15 empty] | Industrial | Fan Equipment Upgrades | Lumber/Furniture/Pulp/Paper | Turnover | 118531.4576 | N/A | N/A | N/A | N/A | N/A | N/A | 136346.5889 | N/A | 37502.0547 | [14 empty] | Industrial | Pump System Optimization | Miscellaneous Manufacturing | New | 97.9963 | N/A | N/A | N/A | N/A | 6.1661 | 2.835 | 112.9073 | N/A | 25.2705
[15 empty] | Industrial | Pump Equipment Upgrade | Lumber/Furniture/Pulp/Paper | New | 2217.8242 | N/A | N/A | N/A | N/A | N/A | N/A | 2551.1604 | N/A | 957.9784 | [14 empty] | Industrial | Process Refrig Equipment Upgrade | Miscellaneous Manufacturing | New | 3.7178 | N/A | N/A | N/A | N/A | 0.23393 | 0.76379 | 4.3017 | N/A | 1.6149
[15 empty] | Industrial | Pump Equipment Upgrade | Lumber/Furniture/Pulp/Paper | Turnover | 134873.7822 | N/A | N/A | N/A | N/A | N/A | N/A | 155145.1446 | N/A | 58258.0746 | [14 empty] | Industrial | Process Refrig Equipment Upgrade | Miscellaneous Manufacturing | Turnover | 19.7875 | N/A | N/A | N/A | N/A | 1.2451 | 4.0652 | 22.8954 | N/A | 8.5954
[15 empty] | Industrial | Pump System Optimization | Lumber/Furniture/Pulp/Paper | Existing | 119865.1997 | N/A | N/A | N/A | N/A | N/A | N/A | 138103.6862 | N/A | 55612.5728 | [14 empty] | Industrial | Lighting Controls - Exterior | Primary Resources Industries | Existing | 263.8584 | N/A | N/A | N/A | N/A | 10.7053 | 10.6475 | 244.8744 | N/A | 70.738
[15 empty] | Industrial | Pump System Optimization | Lumber/Furniture/Pulp/Paper | New | 1971.0275 | N/A | N/A | N/A | N/A | N/A | N/A | 2270.9358 | N/A | 914.4765 | [14 empty] | Industrial | Lighting Controls - Exterior | Primary Resources Industries | New | 76.5807 | N/A | N/A | N/A | N/A | 3.1071 | 3.0903 | 71.0709 | N/A | 20.5306
[15 empty] | Industrial | Process Refrig Equipment Upgrade | Lumber/Furniture/Pulp/Paper | New | 14.9774 | N/A | N/A | N/A | N/A | N/A | N/A | 17.3298 | N/A | 6.5735 | [14 empty] | Industrial | Building Envelope Improvements | Primary Resources Industries | Existing | 1772.3605 | N/A | N/A | N/A | N/A | 106.4178 | 12.2577 | 2054.9295 | N/A | 313.7726
[15 empty] | Industrial | Process Refrig Equipment Upgrade | Lumber/Furniture/Pulp/Paper | Turnover | 910.8292 | N/A | N/A | N/A | N/A | N/A | N/A | 1053.8865 | N/A | 399.761 | [14 empty] | Industrial | Building Envelope Improvements | Primary Resources Industries | New | 137.8276 | N/A | N/A | N/A | N/A | 8.2756 | 0.95322 | 159.8015 | N/A | 24.4005
[15 empty] | Industrial | Lighting Controls - Exterior | Metal Products and Machinery | Existing | 3585.4857 | N/A | N/A | N/A | N/A | N/A | N/A | 3327.5181 | N/A | 1040.8576 | [14 empty] | Industrial | HVAC Equipment Upgrades | Primary Resources Industries | New | 427.7561 | N/A | N/A | N/A | N/A | 22.7416 | 59.191 | 493.604 | N/A | 123.6251
[15 empty] | Industrial | Lighting Controls - Exterior | Metal Products and Machinery | New | 58.9587 | N/A | N/A | N/A | N/A | N/A | N/A | 54.7167 | N/A | 17.1156 | [14 empty] | Industrial | HVAC Equipment Upgrades | Primary Resources Industries | Turnover | 2168.1488 | N/A | N/A | N/A | N/A | 115.2694 | 300.0189 | 2501.9095 | N/A | 626.6132
[15 empty] | Industrial | Building Envelope Improvements | Metal Products and Machinery | Existing | 74367.7617 | N/A | N/A | N/A | N/A | N/A | N/A | 86224.2799 | N/A | 13063.7637 | [14 empty] | Industrial | Efficient Lighting - High Bay | Primary Resources Industries | New | 4321.0647 | N/A | N/A | N/A | N/A | 140.1961 | 573.4867 | 5032.1026 | N/A | 1360.4266
[15 empty] | Industrial | Building Envelope Improvements | Metal Products and Machinery | New | 1222.8813 | N/A | N/A | N/A | N/A | N/A | N/A | 1417.8463 | N/A | 214.8166 | [14 empty] | Industrial | Efficient Lighting - High Bay | Primary Resources Industries | Turnover | 26895.4551 | N/A | N/A | N/A | N/A | 872.6179 | 3569.5334 | 31321.144 | N/A | 8467.6569
[15 empty] | Industrial | HVAC Equipment Upgrades | Metal Products and Machinery | New | 1385.3499 | N/A | N/A | N/A | N/A | N/A | N/A | 1598.608 | N/A | 248.3642 | [14 empty] | Industrial | Efficient Lighting - Other Interior Lighting | Primary Resources Industries | New | 3573.8106 | N/A | N/A | N/A | N/A | 111.1761 | 1366.9454 | 4149.9561 | N/A | 1990.9919
[15 empty] | Industrial | HVAC Equipment Upgrades | Metal Products and Machinery | Turnover | 84248.0569 | N/A | N/A | N/A | N/A | N/A | N/A | 97217.0427 | N/A | 15103.9126 | [14 empty] | Industrial | Efficient Lighting - Other Interior Lighting | Primary Resources Industries | Turnover | 22225.6233 | N/A | N/A | N/A | N/A | 691.407 | 8501.0697 | 25808.6874 | N/A | 12382.0313
[15 empty] | Industrial | Efficient Lighting - High Bay | Metal Products and Machinery | New | 2657.4478 | N/A | N/A | N/A | N/A | N/A | N/A | 3094.7349 | N/A | 836.6602 | [14 empty] | Industrial | Lighting Controls | Primary Resources Industries | Existing | 3767.934 | N/A | N/A | N/A | N/A | 153.4735 | 152.6449 | 4384.8381 | N/A | 1014.1129
[15 empty] | Industrial | Efficient Lighting - High Bay | Metal Products and Machinery | Turnover | 161608.8588 | N/A | N/A | N/A | N/A | N/A | N/A | 188201.8474 | N/A | 50880.2821 | [14 empty] | Industrial | Lighting Controls | Primary Resources Industries | New | 1077.8732 | N/A | N/A | N/A | N/A | 43.9034 | 43.6663 | 1254.3477 | N/A | 290.102
[15 empty] | Industrial | Efficient Lighting - Other Interior Lighting | Metal Products and Machinery | New | 1122.1545 | N/A | N/A | N/A | N/A | N/A | N/A | 1303.0607 | N/A | 625.1592 | [14 empty] | Industrial | Motor Equipment Upgrades | Primary Resources Industries | New | 38.5999 | N/A | N/A | N/A | N/A | 2.4288 | 3.3898 | 44.4732 | N/A | 12.2269
[15 empty] | Industrial | Efficient Lighting - Other Interior Lighting | Metal Products and Machinery | Turnover | 142186.066 | N/A | N/A | N/A | N/A | N/A | N/A | 165108.3383 | N/A | 79212.7329 | [14 empty] | Industrial | Motor Equipment Upgrades | Primary Resources Industries | Turnover | 247.2929 | N/A | N/A | N/A | N/A | 15.5601 | 21.7167 | 284.9206 | N/A | 78.3324
[15 empty] | Industrial | Lighting Controls | Metal Products and Machinery | Existing | 38557.0813 | N/A | N/A | N/A | N/A | N/A | N/A | 44869.8302 | N/A | 11236.955 | [14 empty] | Industrial | Process Refrig Equipment Upgrade | Primary Resources Industries | New | 271.0962 | N/A | N/A | N/A | N/A | 17.0579 | 11.0103 | 313.6753 | N/A | 73.0757
[15 empty] | Industrial | Lighting Controls | Metal Products and Machinery | New | 634.0211 | N/A | N/A | N/A | N/A | N/A | N/A | 737.8261 | N/A | 184.7771 | [14 empty] | Industrial | Process Refrig Equipment Upgrade | Primary Resources Industries | Turnover | 1442.8779 | N/A | N/A | N/A | N/A | 90.7885 | 58.6011 | 1669.5002 | N/A | 388.9369
[15 empty] | Industrial | Fan Equipment Upgrades | Metal Products and Machinery | New | 690.4578 | N/A | N/A | N/A | N/A | N/A | N/A | 794.2328 | N/A | 138.6256 | [14 empty] | Industrial | Process Other Systems Optimization | Primary Resources Industries | Existing | 153.6357 | N/A | N/A | N/A | N/A | 18.5611 | 36.735 | 202.9544 | N/A | 104.2698
[15 empty] | Industrial | Fan Equipment Upgrades | Metal Products and Machinery | Turnover | 41989.1971 | N/A | N/A | N/A | N/A | N/A | N/A | 48300.1214 | N/A | 8430.3187 | [14 empty] | Industrial | Process Other Systems Optimization | Primary Resources Industries | New | 12.0255 | N/A | N/A | N/A | N/A | 1.4528 | 2.8753 | 15.8858 | N/A | 8.1615
[15 empty] | Industrial | Motor Equipment Upgrades | Metal Products and Machinery | New | 107.4158 | N/A | N/A | N/A | N/A | N/A | N/A | 123.7601 | N/A | 36.0738 | [14 empty] | Industrial | Compressed Air Equipment | Stone/Clay/Glass/Concrete | New | 152.1889 | N/A | N/A | N/A | N/A | 7.1373 | 20.0727 | 175.0628 | N/A | 46.0421
[15 empty] | Industrial | Motor Equipment Upgrades | Metal Products and Machinery | Turnover | 7604.6173 | N/A | N/A | N/A | N/A | N/A | N/A | 8761.723 | N/A | 2553.8819 | [14 empty] | Industrial | Compressed Air Equipment | Stone/Clay/Glass/Concrete | Turnover | 1053.0103 | N/A | N/A | N/A | N/A | 49.3839 | 138.8851 | 1211.2764 | N/A | 318.5696
[15 empty] | Industrial | Pump Equipment Upgrade | Metal Products and Machinery | New | 1169.0907 | N/A | N/A | N/A | N/A | N/A | N/A | 1344.8035 | N/A | 234.7224 | [14 empty] | Industrial | Lighting Controls - Exterior | Stone/Clay/Glass/Concrete | Existing | 63.0334 | N/A | N/A | N/A | N/A | 2.5574 | 2.8768 | 58.4983 | N/A | 17.2318
[15 empty] | Industrial | Pump Equipment Upgrade | Metal Products and Machinery | Turnover | 71096.5653 | N/A | N/A | N/A | N/A | N/A | N/A | 81782.2911 | N/A | 14274.3074 | [14 empty] | Industrial | Lighting Controls - Exterior | Stone/Clay/Glass/Concrete | New | 18.2944 | N/A | N/A | N/A | N/A | 0.74225 | 0.83494 | 16.9782 | N/A | 5.0013
[15 empty] | Industrial | Process Refrig Controls | Metal Products and Machinery | Existing | 3264.4924 | N/A | N/A | N/A | N/A | N/A | N/A | 3768.3117 | N/A | 2652.5887 | [14 empty] | Industrial | Building Envelope Improvements | Stone/Clay/Glass/Concrete | Existing | 379.3418 | N/A | N/A | N/A | N/A | 22.7768 | 15.4952 | 439.8206 | N/A | 80.0291
[15 empty] | Industrial | Process Refrig Controls | Metal Products and Machinery | New | 53.6803 | N/A | N/A | N/A | N/A | N/A | N/A | 61.965 | N/A | 43.6184 | [14 empty] | Industrial | Building Envelope Improvements | Stone/Clay/Glass/Concrete | New | 29.4995 | N/A | N/A | N/A | N/A | 1.7712 | 1.205 | 34.2026 | N/A | 6.2235
[15 empty] | Industrial | Process Refrig Equipment Upgrade | Metal Products and Machinery | New | 158.8277 | N/A | N/A | N/A | N/A | N/A | N/A | 183.7736 | N/A | 56.9511 | [14 empty] | Industrial | Efficient Lighting - High Bay | Stone/Clay/Glass/Concrete | New | 501.4347 | N/A | N/A | N/A | N/A | 16.269 | 66.5498 | 583.9465 | N/A | 157.8697
[15 empty] | Industrial | Process Refrig Equipment Upgrade | Metal Products and Machinery | Turnover | 9658.8762 | N/A | N/A | N/A | N/A | N/A | N/A | 11175.9257 | N/A | 3463.3991 | [14 empty] | Industrial | Efficient Lighting - High Bay | Stone/Clay/Glass/Concrete | Turnover | 3100.8145 | N/A | N/A | N/A | N/A | 100.6053 | 411.5365 | 3611.0583 | N/A | 976.2479
[15 empty] | Industrial | Process Other Systems Optimization | Metal Products and Machinery | Existing | 37774.7263 | N/A | N/A | N/A | N/A | N/A | N/A | 49900.7927 | N/A | 23589.6906 | [14 empty] | Industrial | Efficient Lighting - Other Interior Lighting | Stone/Clay/Glass/Concrete | New | 920.1682 | N/A | N/A | N/A | N/A | 28.6251 | 351.9548 | 1068.5115 | N/A | 512.6314
[15 empty] | Industrial | Process Other Systems Optimization | Metal Products and Machinery | New | 621.1563 | N/A | N/A | N/A | N/A | N/A | N/A | 820.5537 | N/A | 387.9018 | [14 empty] | Industrial | Efficient Lighting - Other Interior Lighting | Stone/Clay/Glass/Concrete | Turnover | 5687.7959 | N/A | N/A | N/A | N/A | 176.9391 | 2175.5228 | 6604.7438 | N/A | 3168.7061
[15 empty] | Industrial | HVAC Equipment Upgrades | Miscellaneous Manufacturing | New | 675.5793 | N/A | N/A | N/A | N/A | N/A | N/A | 779.5767 | N/A | 264.826 | [14 empty] | Industrial | Lighting Controls | Stone/Clay/Glass/Concrete | Existing | 614.8247 | N/A | N/A | N/A | N/A | 25.0427 | 28.17 | 715.4867 | N/A | 168.7382
[15 empty] | Industrial | HVAC Equipment Upgrades | Miscellaneous Manufacturing | Turnover | 41084.3808 | N/A | N/A | N/A | N/A | N/A | N/A | 47408.8323 | N/A | 16105.0138 | [14 empty] | Industrial | Lighting Controls | Stone/Clay/Glass/Concrete | New | 175.8797 | N/A | N/A | N/A | N/A | 7.1638 | 8.0585 | 204.6755 | N/A | 48.2701
[15 empty] | Industrial | Efficient Lighting - High Bay | Miscellaneous Manufacturing | New | 140.4794 | N/A | N/A | N/A | N/A | N/A | N/A | 163.5955 | N/A | 44.228 | [14 empty] | Industrial | Fan Equipment Upgrades | Stone/Clay/Glass/Concrete | New | 247.439 | N/A | N/A | N/A | N/A | 11.6044 | 19.4545 | 284.6288 | N/A | 61.6772
[15 empty] | Industrial | Efficient Lighting - High Bay | Miscellaneous Manufacturing | Turnover | 8543.0512 | N/A | N/A | N/A | N/A | N/A | N/A | 9948.8235 | N/A | 2689.6599 | [14 empty] | Industrial | Fan Equipment Upgrades | Stone/Clay/Glass/Concrete | Turnover | 1570.6925 | N/A | N/A | N/A | N/A | 73.6621 | 123.4933 | 1806.7656 | N/A | 391.5143
[15 empty] | Industrial | Efficient Lighting - Other Interior Lighting | Miscellaneous Manufacturing | New | 133.2383 | N/A | N/A | N/A | N/A | N/A | N/A | 154.718 | N/A | 74.2279 | [14 empty] | Industrial | Pump Equipment Upgrade | Stone/Clay/Glass/Concrete | New | 419.5394 | N/A | N/A | N/A | N/A | 19.6755 | 32.9856 | 482.5957 | N/A | 104.5753
[15 empty] | Industrial | Efficient Lighting - Other Interior Lighting | Miscellaneous Manufacturing | Turnover | 8102.6931 | N/A | N/A | N/A | N/A | N/A | N/A | 9408.9543 | N/A | 4514.0601 | [14 empty] | Industrial | Pump Equipment Upgrade | Stone/Clay/Glass/Concrete | Turnover | 2687.8099 | N/A | N/A | N/A | N/A | 126.0525 | 211.3249 | 3091.7844 | N/A | 669.9695
[15 empty] | Industrial | Fan Equipment Upgrades | Miscellaneous Manufacturing | New | 27.0727 | N/A | N/A | N/A | N/A | N/A | N/A | 31.1417 | N/A | 6.7482 | [14 empty] | Industrial | Process Refrig Equipment Upgrade | Stone/Clay/Glass/Concrete | New | 44.5376 | N/A | N/A | N/A | N/A | 2.8024 | 10.8403 | 51.5329 | N/A | 21.0369
[15 empty] | Industrial | Fan Equipment Upgrades | Miscellaneous Manufacturing | Turnover | 1646.3902 | N/A | N/A | N/A | N/A | N/A | N/A | 1893.8406 | N/A | 410.3829 | [14 empty] | Industrial | Process Refrig Equipment Upgrade | Stone/Clay/Glass/Concrete | Turnover | 237.0464 | N/A | N/A | N/A | N/A | 14.9154 | 57.6963 | 274.2776 | N/A | 111.9663
[15 empty] | Industrial | Motor Equipment Upgrades | Miscellaneous Manufacturing | New | 6.9165 | N/A | N/A | N/A | N/A | N/A | N/A | 7.9689 | N/A | 2.7596 | [14 empty] | Industrial | Process Heat Equipment Upgrade | Stone/Clay/Glass/Concrete | New | 2517.0921 | N/A | N/A | N/A | N/A | 158.38 | 494.4509 | 2912.4335 | N/A | 1070.7199
[15 empty] | Industrial | Motor Equipment Upgrades | Miscellaneous Manufacturing | Turnover | 420.615 | N/A | N/A | N/A | N/A | N/A | N/A | 484.615 | N/A | 167.8224 | [14 empty] | Industrial | Process Heat Equipment Upgrade | Stone/Clay/Glass/Concrete | Turnover | 17954.6473 | N/A | N/A | N/A | N/A | 1129.739 | 3526.9631 | 20774.6534 | N/A | 7637.5421
[15 empty] | Industrial | Pump Equipment Upgrade | Miscellaneous Manufacturing | New | 120.2443 | N/A | N/A | N/A | N/A | N/A | N/A | 138.3169 | N/A | 21.8807 | [14 empty] | Industrial | Compressed Air Equipment | Textiles and Leather | New | 113.8206 | N/A | N/A | N/A | N/A | 5.3379 | 0.1621 | 130.9277 | N/A | 19.5843
[15 empty] | Industrial | Pump Equipment Upgrade | Miscellaneous Manufacturing | Turnover | 7312.4859 | N/A | N/A | N/A | N/A | N/A | N/A | 8411.5435 | N/A | 1330.6445 | [14 empty] | Industrial | Compressed Air Equipment | Textiles and Leather | Turnover | 787.5358 | N/A | N/A | N/A | N/A | 36.9337 | 1.1216 | 905.9014 | N/A | 135.5057
[15 empty] | Industrial | Pump System Optimization | Miscellaneous Manufacturing | Existing | 5004.6582 | N/A | N/A | N/A | N/A | N/A | N/A | 5766.1585 | N/A | 1290.5595 | [14 empty] | Industrial | Lighting Controls - Exterior | Textiles and Leather | Existing | 43.8436 | N/A | N/A | N/A | N/A | 1.7788 | 0.28258 | 40.6892 | N/A | 10.2674
[15 empty] | Industrial | Pump System Optimization | Miscellaneous Manufacturing | New | 82.2951 | N/A | N/A | N/A | N/A | N/A | N/A | 94.817 | N/A | 21.2216 | [14 empty] | Industrial | Lighting Controls - Exterior | Textiles and Leather | New | 12.7249 | N/A | N/A | N/A | N/A | 0.51628 | 0.082016 | 11.8094 | N/A | 2.98
[15 empty] | Industrial | Process Refrig Equipment Upgrade | Miscellaneous Manufacturing | New | 2.7901 | N/A | N/A | N/A | N/A | N/A | N/A | 3.2284 | N/A | 1.212 | [14 empty] | Industrial | Building Envelope Improvements | Textiles and Leather | Existing | 855.3961 | N/A | N/A | N/A | N/A | 51.3605 | 182.7212 | 991.7727 | N/A | 328.2416
[15 empty] | Industrial | Process Refrig Equipment Upgrade | Miscellaneous Manufacturing | Turnover | 169.6787 | N/A | N/A | N/A | N/A | N/A | N/A | 196.3289 | N/A | 73.7056 | [14 empty] | Industrial | Building Envelope Improvements | Textiles and Leather | New | 65.8699 | N/A | N/A | N/A | N/A | 3.955 | 14.0705 | 76.3716 | N/A | 25.2763
[15 empty] | Industrial | Lighting Controls - Exterior | Primary Resources Industries | Existing | 2477.2277 | N/A | N/A | N/A | N/A | N/A | N/A | 2298.9967 | N/A | 664.1218 | [14 empty] | Industrial | HVAC Equipment Upgrades | Textiles and Leather | New | 126.9982 | N/A | N/A | N/A | N/A | 6.7518 | 0.42634 | 146.548 | N/A | 19.5564
[15 empty] | Industrial | Lighting Controls - Exterior | Primary Resources Industries | New | 40.7348 | N/A | N/A | N/A | N/A | N/A | N/A | 37.804 | N/A | 10.9206 | [14 empty] | Industrial | HVAC Equipment Upgrades | Textiles and Leather | Turnover | 641.3962 | N/A | N/A | N/A | N/A | 34.0998 | 2.1532 | 740.1315 | N/A | 98.7685
[15 empty] | Industrial | Building Envelope Improvements | Primary Resources Industries | Existing | 7645.1641 | N/A | N/A | N/A | N/A | N/A | N/A | 8864.0394 | N/A | 1353.4735 | [14 empty] | Industrial | Efficient Lighting - High Bay | Textiles and Leather | New | 373.3439 | N/A | N/A | N/A | N/A | 12.1131 | 49.5498 | 434.7782 | N/A | 117.5421
[15 empty] | Industrial | Building Envelope Improvements | Primary Resources Industries | New | 125.7148 | N/A | N/A | N/A | N/A | N/A | N/A | 145.7576 | N/A | 22.2561 | [14 empty] | Industrial | Efficient Lighting - High Bay | Textiles and Leather | Turnover | 2306.9329 | N/A | N/A | N/A | N/A | 74.848 | 306.1734 | 2686.5423 | N/A | 726.3055
[15 empty] | Industrial | HVAC Equipment Upgrades | Primary Resources Industries | New | 318.0011 | N/A | N/A | N/A | N/A | N/A | N/A | 366.9536 | N/A | 91.905 | [14 empty] | Industrial | Efficient Lighting - Other Interior Lighting | Textiles and Leather | New | 1266.9098 | N/A | N/A | N/A | N/A | 39.4117 | 484.5798 | 1471.1524 | N/A | 705.8032
[15 empty] | Industrial | HVAC Equipment Upgrades | Primary Resources Industries | Turnover | 19338.7798 | N/A | N/A | N/A | N/A | N/A | N/A | 22315.7548 | N/A | 5589.0695 | [14 empty] | Industrial | Efficient Lighting - Other Interior Lighting | Textiles and Leather | Turnover | 7825.0097 | N/A | N/A | N/A | N/A | 243.4247 | 2992.9848 | 9086.5047 | N/A | 4359.361
[15 empty] | Industrial | Efficient Lighting - High Bay | Primary Resources Industries | New | 1728.827 | N/A | N/A | N/A | N/A | N/A | N/A | 2013.3081 | N/A | 544.2969 | [14 empty] | Industrial | Lighting Controls | Textiles and Leather | Existing | 404.0125 | N/A | N/A | N/A | N/A | 16.456 | 2.6142 | 470.1594 | N/A | 94.9841
[15 empty] | Industrial | Efficient Lighting - High Bay | Primary Resources Industries | Turnover | 105136.1208 | N/A | N/A | N/A | N/A | N/A | N/A | 122436.4326 | N/A | 33100.6333 | [14 empty] | Industrial | Lighting Controls | Textiles and Leather | New | 115.5737 | N/A | N/A | N/A | N/A | 4.7075 | 0.74783 | 134.496 | N/A | 27.1716
[15 empty] | Industrial | Efficient Lighting - Other Interior Lighting | Primary Resources Industries | New | 816.825 | N/A | N/A | N/A | N/A | N/A | N/A | 948.508 | N/A | 455.0582 | [14 empty] | Industrial | Fan Equipment Upgrades | Textiles and Leather | New | 146.5859 | N/A | N/A | N/A | N/A | 6.8746 | 0.60457 | 168.6176 | N/A | 25.6178
[15 empty] | Industrial | Efficient Lighting - Other Interior Lighting | Primary Resources Industries | Turnover | 70741.8565 | N/A | N/A | N/A | N/A | N/A | N/A | 82146.3784 | N/A | 39410.7231 | [14 empty] | Industrial | Fan Equipment Upgrades | Textiles and Leather | Turnover | 930.4975 | N/A | N/A | N/A | N/A | 43.6383 | 3.8377 | 1070.3502 | N/A | 162.6166
[15 empty] | Industrial | Lighting Controls | Primary Resources Industries | Existing | 34866.9767 | N/A | N/A | N/A | N/A | N/A | N/A | 40575.5641 | N/A | 9384.201 | [14 empty] | Industrial | Motor Equipment Upgrades | Textiles and Leather | New | 35.6173 | N/A | N/A | N/A | N/A | 2.2411 | 1.0329 | 41.0367 | N/A | 9.1872
[15 empty] | Industrial | Lighting Controls | Primary Resources Industries | New | 573.3421 | N/A | N/A | N/A | N/A | N/A | N/A | 667.2125 | N/A | 154.311 | [14 empty] | Industrial | Motor Equipment Upgrades | Textiles and Leather | Turnover | 228.1576 | N/A | N/A | N/A | N/A | 14.3561 | 6.6167 | 262.8737 | N/A | 58.8515
[15 empty] | Industrial | Motor Equipment Upgrades | Primary Resources Industries | New | 31.4853 | N/A | N/A | N/A | N/A | N/A | N/A | 36.276 | N/A | 9.9733 | [14 empty] | Industrial | Motor Optimization | Textiles and Leather | Existing | 16211.2362 | N/A | N/A | N/A | N/A | 1020.0378 | 5391.3611 | 18677.9105 | N/A | 9102.7899
[15 empty] | Industrial | Motor Equipment Upgrades | Primary Resources Industries | Turnover | 1914.7324 | N/A | N/A | N/A | N/A | N/A | N/A | 2206.0748 | N/A | 606.5099 | [14 empty] | Industrial | Motor Optimization | Textiles and Leather | New | 1124.8827 | N/A | N/A | N/A | N/A | 70.7795 | 374.1016 | 1296.0429 | N/A | 631.6342
[15 empty] | Industrial | Process Refrig Equipment Upgrade | Primary Resources Industries | New | 234.2921 | N/A | N/A | N/A | N/A | N/A | N/A | 271.0906 | N/A | 63.1549 | [14 empty] | Industrial | Pump Equipment Upgrade | Textiles and Leather | New | 248.5403 | N/A | N/A | N/A | N/A | 11.656 | 1.0251 | 285.8956 | N/A | 43.4357
[15 empty] | Industrial | Process Refrig Equipment Upgrade | Primary Resources Industries | Turnover | 14248.1339 | N/A | N/A | N/A | N/A | N/A | N/A | 16485.9848 | N/A | 3840.6752 | [14 empty] | Industrial | Pump Equipment Upgrade | Textiles and Leather | Turnover | 1592.2916 | N/A | N/A | N/A | N/A | 74.6751 | 6.5671 | 1831.6111 | N/A | 278.2738
[15 empty] | Industrial | Process Other Systems Optimization | Primary Resources Industries | Existing | 577.2839 | N/A | N/A | N/A | N/A | N/A | N/A | 762.5978 | N/A | 391.7922 | [14 empty] | Industrial | Process Refrig Equipment Upgrade | Textiles and Leather | New | 26.4321 | N/A | N/A | N/A | N/A | 1.6632 | 1.9271 | 30.5836 | N/A | 7.9785
[15 empty] | Industrial | Process Other Systems Optimization | Primary Resources Industries | New | 9.4927 | N/A | N/A | N/A | N/A | N/A | N/A | 12.5399 | N/A | 6.4425 | [14 empty] | Industrial | Process Refrig Equipment Upgrade | Textiles and Leather | Turnover | 140.6819 | N/A | N/A | N/A | N/A | 8.852 | 10.2567 | 162.7778 | N/A | 42.4647
[15 empty] | Industrial | Compressed Air Equipment | Stone/Clay/Glass/Concrete | New | 115.9672 | N/A | N/A | N/A | N/A | N/A | N/A | 133.3969 | N/A | 35.0838 | [14 empty] | Industrial | Lighting Controls - Exterior | Transportation Equipment | Existing | 180.8496 | N/A | N/A | N/A | N/A | 7.3375 | 2.1709 | 167.8379 | N/A | 43.3572
[15 empty] | Industrial | Compressed Air Equipment | Stone/Clay/Glass/Concrete | Turnover | 7052.3774 | N/A | N/A | N/A | N/A | N/A | N/A | 8112.341 | N/A | 2133.5714 | [14 empty] | Industrial | Lighting Controls - Exterior | Transportation Equipment | New | 52.4887 | N/A | N/A | N/A | N/A | 2.1296 | 0.63007 | 48.7123 | N/A | 12.5837
[15 empty] | Industrial | Lighting Controls - Exterior | Stone/Clay/Glass/Concrete | Existing | 587.2506 | N/A | N/A | N/A | N/A | N/A | N/A | 544.9993 | N/A | 160.5405 | [14 empty] | Industrial | Building Envelope Improvements | Transportation Equipment | Existing | 10094.2761 | N/A | N/A | N/A | N/A | 606.0905 | 146.0554 | 11703.6155 | N/A | 1863.2992
[15 empty] | Industrial | Lighting Controls - Exterior | Stone/Clay/Glass/Concrete | New | 9.6566 | N/A | N/A | N/A | N/A | N/A | N/A | 8.9618 | N/A | 2.6399 | [14 empty] | Industrial | Building Envelope Improvements | Transportation Equipment | New | 784.981 | N/A | N/A | N/A | N/A | 47.1326 | 11.358 | 910.1312 | N/A | 144.8994
[15 empty] | Industrial | Building Envelope Improvements | Stone/Clay/Glass/Concrete | Existing | 1519.7209 | N/A | N/A | N/A | N/A | N/A | N/A | 1762.0114 | N/A | 320.6127 | [14 empty] | Industrial | HVAC Recommissioning | Transportation Equipment | Existing | 4213.5167 | N/A | N/A | N/A | N/A | 340.0673 | 833.1447 | 4902.3206 | N/A | 1796.6616
[15 empty] | Industrial | Building Envelope Improvements | Stone/Clay/Glass/Concrete | New | 24.9898 | N/A | N/A | N/A | N/A | N/A | N/A | 28.974 | N/A | 5.2721 | [14 empty] | Industrial | HVAC Recommissioning | Transportation Equipment | New | 713.3609 | N/A | N/A | N/A | N/A | 57.5744 | 141.0539 | 829.9775 | N/A | 304.1802
[15 empty] | Industrial | Efficient Lighting - High Bay | Stone/Clay/Glass/Concrete | New | 204.5549 | N/A | N/A | N/A | N/A | N/A | N/A | 238.2147 | N/A | 64.4012 | [14 empty] | Industrial | Efficient Lighting - High Bay | Transportation Equipment | New | 1492.3608 | N/A | N/A | N/A | N/A | 48.4194 | 198.0644 | 1737.9311 | N/A | 469.8489
[15 empty] | Industrial | Efficient Lighting - High Bay | Stone/Clay/Glass/Concrete | Turnover | 12439.7107 | N/A | N/A | N/A | N/A | N/A | N/A | 14486.6844 | N/A | 3916.4685 | [14 empty] | Industrial | Efficient Lighting - High Bay | Transportation Equipment | Turnover | 9409.8917 | N/A | N/A | N/A | N/A | 305.3022 | 1248.8698 | 10958.304 | N/A | 2962.5725
[15 empty] | Industrial | Efficient Lighting - Other Interior Lighting | Stone/Clay/Glass/Concrete | New | 323.1054 | N/A | N/A | N/A | N/A | N/A | N/A | 375.1943 | N/A | 180.004 | [14 empty] | Industrial | Efficient Lighting - Other Interior Lighting | Transportation Equipment | New | 4475.3173 | N/A | N/A | N/A | N/A | 139.2206 | 1711.7623 | 5196.7976 | N/A | 2493.2268
[15 empty] | Industrial | Efficient Lighting - Other Interior Lighting | Stone/Clay/Glass/Concrete | Turnover | 19649.1922 | N/A | N/A | N/A | N/A | N/A | N/A | 22816.9016 | N/A | 10946.6858 | [14 empty] | Industrial | Efficient Lighting - Other Interior Lighting | Transportation Equipment | Turnover | 32331.6467 | N/A | N/A | N/A | N/A | 1005.7907 | 12366.5186 | 37543.9353 | N/A | 18012.1591
[15 empty] | Industrial | Lighting Controls | Stone/Clay/Glass/Concrete | Existing | 5645.7301 | N/A | N/A | N/A | N/A | N/A | N/A | 6570.0759 | N/A | 1549.467 | [14 empty] | Industrial | Lighting Controls | Transportation Equipment | Existing | 4195.0107 | N/A | N/A | N/A | N/A | 170.869 | 50.5544 | 4881.8379 | N/A | 1009.6655
[15 empty] | Industrial | Lighting Controls | Stone/Clay/Glass/Concrete | New | 92.8367 | N/A | N/A | N/A | N/A | N/A | N/A | 108.0364 | N/A | 25.479 | [14 empty] | Industrial | Lighting Controls | Transportation Equipment | New | 1200.0448 | N/A | N/A | N/A | N/A | 48.8796 | 14.4618 | 1396.5218 | N/A | 288.8297
[15 empty] | Industrial | Fan Equipment Upgrades | Stone/Clay/Glass/Concrete | New | 198.4678 | N/A | N/A | N/A | N/A | N/A | N/A | 228.2972 | N/A | 49.4705 | [14 empty] | Industrial | Fan Equipment Upgrades | Transportation Equipment | New | 190.8159 | N/A | N/A | N/A | N/A | 8.9489 | 33.6172 | 219.4952 | N/A | 66.1778
[15 empty] | Industrial | Fan Equipment Upgrades | Stone/Clay/Glass/Concrete | Turnover | 12069.531 | N/A | N/A | N/A | N/A | N/A | N/A | 13883.5666 | N/A | 3008.4785 | [14 empty] | Industrial | Fan Equipment Upgrades | Transportation Equipment | Turnover | 1211.2602 | N/A | N/A | N/A | N/A | 56.8055 | 213.3952 | 1393.3111 | N/A | 420.0832
[15 empty] | Industrial | Pump Equipment Upgrade | Stone/Clay/Glass/Concrete | New | 336.5074 | N/A | N/A | N/A | N/A | N/A | N/A | 387.084 | N/A | 83.8786 | [14 empty] | Industrial | Pump Equipment Upgrade | Transportation Equipment | New | 323.5334 | N/A | N/A | N/A | N/A | 15.173 | 56.9989 | 372.16 | N/A | 112.2062
[15 empty] | Industrial | Pump Equipment Upgrade | Stone/Clay/Glass/Concrete | Turnover | 20464.2124 | N/A | N/A | N/A | N/A | N/A | N/A | 23539.9582 | N/A | 5100.9556 | [14 empty] | Industrial | Pump Equipment Upgrade | Transportation Equipment | Turnover | 2072.74 | N/A | N/A | N/A | N/A | 97.207 | 365.1674 | 2384.2703 | N/A | 718.8573
[15 empty] | Industrial | Process Refrig Equipment Upgrade | Stone/Clay/Glass/Concrete | New | 32.8565 | N/A | N/A | N/A | N/A | N/A | N/A | 38.017 | N/A | 15.5194 | [14 empty] | Industrial | Lighting Controls - Exterior | Water and Wastewater | Existing | 0.86273 | N/A | N/A | N/A | N/A | 0.035003 | 0.023686 | 0.80066 | N/A | 0.22016
[15 empty] | Industrial | Process Refrig Equipment Upgrade | Stone/Clay/Glass/Concrete | Turnover | 1998.1212 | N/A | N/A | N/A | N/A | N/A | N/A | 2311.9515 | N/A | 943.7904 | [14 empty] | Industrial | Lighting Controls - Exterior | Water and Wastewater | New | 0.25039 | N/A | N/A | N/A | N/A | 0.010159 | 0.0068744 | 0.23238 | N/A | 0.063898
[15 empty] | Industrial | Process Heat Equipment Upgrade | Stone/Clay/Glass/Concrete | New | 1897.6861 | N/A | N/A | N/A | N/A | N/A | N/A | 2195.7419 | N/A | 807.2371 | [14 empty] | Industrial | Building Envelope Improvements | Water and Wastewater | Existing | 37.7722 | N/A | N/A | N/A | N/A | 2.268 | 1.0052 | 43.7943 | N/A | 7.431
[15 empty] | Industrial | Process Heat Equipment Upgrade | Stone/Clay/Glass/Concrete | Turnover | 115405.0453 | N/A | N/A | N/A | N/A | N/A | N/A | 133530.8777 | N/A | 49090.9614 | [14 empty] | Industrial | Building Envelope Improvements | Water and Wastewater | New | 2.897 | N/A | N/A | N/A | N/A | 0.17394 | 0.077095 | 3.3588 | N/A | 0.56993
[15 empty] | Industrial | Compressed Air Equipment | Textiles and Leather | New | 105.4289 | N/A | N/A | N/A | N/A | N/A | N/A | 121.2747 | N/A | 18.1404 | [14 empty] | Industrial | HVAC Equipment Upgrades | Water and Wastewater | New | 2.8021 | N/A | N/A | N/A | N/A | 0.14897 | 0.042072 | 3.2334 | N/A | 0.46416
[15 empty] | Industrial | Compressed Air Equipment | Textiles and Leather | Turnover | 6411.5053 | N/A | N/A | N/A | N/A | N/A | N/A | 7375.1466 | N/A | 1103.1825 | [14 empty] | Industrial | HVAC Equipment Upgrades | Water and Wastewater | Turnover | 14.1517 | N/A | N/A | N/A | N/A | 0.75237 | 0.21248 | 16.3302 | N/A | 2.3442
[15 empty] | Industrial | Lighting Controls - Exterior | Textiles and Leather | Existing | 436.9006 | N/A | N/A | N/A | N/A | N/A | N/A | 405.4666 | N/A | 102.3146 | [14 empty] | Industrial | HVAC Recommissioning | Water and Wastewater | Existing | 20.9104 | N/A | N/A | N/A | N/A | 1.6876 | 4.0656 | 24.3287 | N/A | 8.8472
[15 empty] | Industrial | Lighting Controls - Exterior | Textiles and Leather | New | 7.1843 | N/A | N/A | N/A | N/A | N/A | N/A | 6.6674 | N/A | 1.6824 | [14 empty] | Industrial | HVAC Recommissioning | Water and Wastewater | New | 3.5034 | N/A | N/A | N/A | N/A | 0.28276 | 0.68116 | 4.0761 | N/A | 1.4823
[15 empty] | Industrial | Building Envelope Improvements | Textiles and Leather | Existing | 2850.8187 | N/A | N/A | N/A | N/A | N/A | N/A | 3305.3272 | N/A | 1093.9463 | [14 empty] | Industrial | Efficient Lighting - High Bay | Water and Wastewater | New | 10.8594 | N/A | N/A | N/A | N/A | 0.35233 | 1.4412 | 12.6463 | N/A | 3.4189
[15 empty] | Industrial | Building Envelope Improvements | Textiles and Leather | New | 46.878 | N/A | N/A | N/A | N/A | N/A | N/A | 54.3518 | N/A | 17.9885 | [14 empty] | Industrial | Efficient Lighting - High Bay | Water and Wastewater | Turnover | 67.2298 | N/A | N/A | N/A | N/A | 2.1813 | 8.9227 | 78.2926 | N/A | 21.1664
[15 empty] | Industrial | HVAC Equipment Upgrades | Textiles and Leather | New | 116.8384 | N/A | N/A | N/A | N/A | N/A | N/A | 134.8243 | N/A | 17.9919 | [14 empty] | Industrial | Efficient Lighting - Other Interior Lighting | Water and Wastewater | New | 18.7078 | N/A | N/A | N/A | N/A | 0.58197 | 7.1555 | 21.7237 | N/A | 10.4222
[15 empty] | Industrial | HVAC Equipment Upgrades | Textiles and Leather | Turnover | 7105.3603 | N/A | N/A | N/A | N/A | N/A | N/A | 8199.146 | N/A | 1094.1533 | [14 empty] | Industrial | Efficient Lighting - Other Interior Lighting | Water and Wastewater | Turnover | 115.7421 | N/A | N/A | N/A | N/A | 3.6006 | 44.2701 | 134.4012 | N/A | 64.4806
[15 empty] | Industrial | Efficient Lighting - High Bay | Textiles and Leather | New | 152.648 | N/A | N/A | N/A | N/A | N/A | N/A | 177.7665 | N/A | 48.0591 | [14 empty] | Industrial | Lighting Controls | Water and Wastewater | Existing | 9.1023 | N/A | N/A | N/A | N/A | 0.37075 | 0.25088 | 10.5926 | N/A | 2.332
[15 empty] | Industrial | Efficient Lighting - High Bay | Textiles and Leather | Turnover | 9283.0678 | N/A | N/A | N/A | N/A | N/A | N/A | 10810.611 | N/A | 2922.6437 | [14 empty] | Industrial | Lighting Controls | Water and Wastewater | New | 2.6039 | N/A | N/A | N/A | N/A | 0.10606 | 0.071768 | 3.0302 | N/A | 0.66709
[15 empty] | Industrial | Efficient Lighting - Other Interior Lighting | Textiles and Leather | New | 289.5593 | N/A | N/A | N/A | N/A | N/A | N/A | 336.24 | N/A | 161.3152 | [14 empty] | Industrial | Fan Equipment Upgrades | Water and Wastewater | New | 2.007 | N/A | N/A | N/A | N/A | 0.094125 | 0.1578 | 2.3087 | N/A | 0.50028
[15 empty] | Industrial | Efficient Lighting - Other Interior Lighting | Textiles and Leather | Turnover | 27114.8772 | N/A | N/A | N/A | N/A | N/A | N/A | 31486.1536 | N/A | 15105.8647 | [14 empty] | Industrial | Fan Equipment Upgrades | Water and Wastewater | Turnover | 12.7402 | N/A | N/A | N/A | N/A | 0.59749 | 1.0017 | 14.6551 | N/A | 3.1757
[15 empty] | Industrial | Lighting Controls | Textiles and Leather | Existing | 3968.1406 | N/A | N/A | N/A | N/A | N/A | N/A | 4617.8235 | N/A | 932.9176 | [14 empty] | Industrial | Motor Equipment Upgrades | Water and Wastewater | New | 1.2937 | N/A | N/A | N/A | N/A | 0.0814 | 0.09924 | 1.4905 | N/A | 0.39542
[15 empty] | Industrial | Lighting Controls | Textiles and Leather | New | 65.2509 | N/A | N/A | N/A | N/A | N/A | N/A | 75.9341 | N/A | 15.3406 | [14 empty] | Industrial | Motor Equipment Upgrades | Water and Wastewater | Turnover | 8.2856 | N/A | N/A | N/A | N/A | 0.52135 | 0.6356 | 9.5464 | N/A | 2.5325
[15 empty] | Industrial | Fan Equipment Upgrades | Textiles and Leather | New | 134.7378 | N/A | N/A | N/A | N/A | N/A | N/A | 154.9887 | N/A | 23.5472 | [14 empty] | Industrial | Motor Optimization | Water and Wastewater | Existing | 41.3149 | N/A | N/A | N/A | N/A | 2.5996 | 25.0896 | 47.6013 | N/A | 34.5483
[15 empty] | Industrial | Fan Equipment Upgrades | Textiles and Leather | Turnover | 8193.886 | N/A | N/A | N/A | N/A | N/A | N/A | 9425.4169 | N/A | 1431.989 | [14 empty] | Industrial | Motor Optimization | Water and Wastewater | New | 2.577 | N/A | N/A | N/A | N/A | 0.16215 | 1.5649 | 2.9691 | N/A | 2.1549
[15 empty] | Industrial | Motor Equipment Upgrades | Textiles and Leather | New | 30.5762 | N/A | N/A | N/A | N/A | N/A | N/A | 35.2287 | N/A | 7.8869 | [14 empty] | Industrial | Pump Equipment Upgrade | Water and Wastewater | New | 12.3536 | N/A | N/A | N/A | N/A | 0.57936 | 0.13997 | 14.2104 | N/A | 2.248
[15 empty] | Industrial | Motor Equipment Upgrades | Textiles and Leather | Turnover | 1859.4496 | N/A | N/A | N/A | N/A | N/A | N/A | 2142.3803 | N/A | 479.6309 | [14 empty] | Industrial | Pump Equipment Upgrade | Water and Wastewater | Turnover | 79.1444 | N/A | N/A | N/A | N/A | 3.7117 | 0.89671 | 91.0397 | N/A | 14.4018
[15 empty] | Industrial | Motor Optimization | Textiles and Leather | Existing | 52624.1795 | N/A | N/A | N/A | N/A | N/A | N/A | 60631.3858 | N/A | 29549.0638 | [14 empty] | Industrial | Process Refrig Equipment Upgrade | Water and Wastewater | New | 2.7692 | N/A | N/A | N/A | N/A | 0.17424 | 0.41555 | 3.2041 | N/A | 1.0495
[15 empty] | Industrial | Motor Optimization | Textiles and Leather | New | 41.6602 | N/A | N/A | N/A | N/A | N/A | N/A | 47.9991 | N/A | 23.3926 | [14 empty] | Industrial | Process Refrig Equipment Upgrade | Water and Wastewater | Turnover | 14.7385 | N/A | N/A | N/A | N/A | 0.92737 | 2.2117 | 17.0534 | N/A | 5.586
[15 empty] | Industrial | Pump Equipment Upgrade | Textiles and Leather | New | 228.4516 | N/A | N/A | N/A | N/A | N/A | N/A | 262.7875 | N/A | 39.9249
[15 empty] | Industrial | Pump Equipment Upgrade | Textiles and Leather | Turnover | 13892.9521 | N/A | N/A | N/A | N/A | N/A | N/A | 15981.0456 | N/A | 2427.9755
[15 empty] | Industrial | Process Refrig Equipment Upgrade | Textiles and Leather | New | 21.9075 | N/A | N/A | N/A | N/A | N/A | N/A | 25.3483 | N/A | 6.6128
[15 empty] | Industrial | Process Refrig Equipment Upgrade | Textiles and Leather | Turnover | 1332.2702 | N/A | N/A | N/A | N/A | N/A | N/A | 1541.5202 | N/A | 402.145
[15 empty] | Industrial | Lighting Controls - Exterior | Transportation Equipment | Existing | 1782.101 | N/A | N/A | N/A | N/A | N/A | N/A | 1653.8829 | N/A | 427.2436
[15 empty] | Industrial | Lighting Controls - Exterior | Transportation Equipment | New | 29.3043 | N/A | N/A | N/A | N/A | N/A | N/A | 27.196 | N/A | 7.0255
[15 empty] | Industrial | Building Envelope Improvements | Transportation Equipment | Existing | 42708.5898 | N/A | N/A | N/A | N/A | N/A | N/A | 49517.6582 | N/A | 7883.565
[15 empty] | Industrial | Building Envelope Improvements | Transportation Equipment | New | 702.2873 | N/A | N/A | N/A | N/A | N/A | N/A | 814.2536 | N/A | 129.635
[15 empty] | Industrial | HVAC Recommissioning | Transportation Equipment | Existing | 31401.0917 | N/A | N/A | N/A | N/A | N/A | N/A | 36534.3795 | N/A | 13389.5602
[15 empty] | Industrial | HVAC Recommissioning | Transportation Equipment | New | 516.3502 | N/A | N/A | N/A | N/A | N/A | N/A | 600.7604 | N/A | 220.1739
[15 empty] | Industrial | Efficient Lighting - High Bay | Transportation Equipment | New | 573.5631 | N/A | N/A | N/A | N/A | N/A | N/A | 667.9438 | N/A | 180.5783
[15 empty] | Industrial | Efficient Lighting - High Bay | Transportation Equipment | Turnover | 34880.413 | N/A | N/A | N/A | N/A | N/A | N/A | 40620.0391 | N/A | 10981.6089
[15 empty] | Industrial | Efficient Lighting - Other Interior Lighting | Transportation Equipment | New | 43.7605 | N/A | N/A | N/A | N/A | N/A | N/A | 50.8153 | N/A | 24.3793
[15 empty] | Industrial | Efficient Lighting - Other Interior Lighting | Transportation Equipment | Turnover | 103202.6883 | N/A | N/A | N/A | N/A | N/A | N/A | 119840.3252 | N/A | 57494.8521
[15 empty] | Industrial | Lighting Controls | Transportation Equipment | Existing | 40744.0181 | N/A | N/A | N/A | N/A | N/A | N/A | 47414.8227 | N/A | 9806.3703
[15 empty] | Industrial | Lighting Controls | Transportation Equipment | New | 669.9825 | N/A | N/A | N/A | N/A | N/A | N/A | 779.6752 | N/A | 161.253
[15 empty] | Industrial | Fan Equipment Upgrades | Transportation Equipment | New | 141.1843 | N/A | N/A | N/A | N/A | N/A | N/A | 162.4041 | N/A | 48.9648
[15 empty] | Industrial | Fan Equipment Upgrades | Transportation Equipment | Turnover | 8585.9188 | N/A | N/A | N/A | N/A | N/A | N/A | 9876.3718 | N/A | 2977.7252
[15 empty] | Industrial | Pump Equipment Upgrade | Transportation Equipment | New | 239.3817 | N/A | N/A | N/A | N/A | N/A | N/A | 275.3605 | N/A | 83.0212
[15 empty] | Industrial | Pump Equipment Upgrade | Transportation Equipment | Turnover | 14557.6542 | N/A | N/A | N/A | N/A | N/A | N/A | 16745.6516 | N/A | 5048.8125
[15 empty] | Industrial | Lighting Controls - Exterior | Water and Wastewater | Existing | 8.2666 | N/A | N/A | N/A | N/A | N/A | N/A | 7.6719 | N/A | 2.1096
[15 empty] | Industrial | Lighting Controls - Exterior | Water and Wastewater | New | 0.13593 | N/A | N/A | N/A | N/A | N/A | N/A | 0.12615 | N/A | 0.034689
[15 empty] | Industrial | Building Envelope Improvements | Water and Wastewater | Existing | 149.1898 | N/A | N/A | N/A | N/A | N/A | N/A | 172.9753 | N/A | 29.3505
[15 empty] | Industrial | Building Envelope Improvements | Water and Wastewater | New | 2.4532 | N/A | N/A | N/A | N/A | N/A | N/A | 2.8444 | N/A | 0.48263
[15 empty] | Industrial | HVAC Equipment Upgrades | Water and Wastewater | New | 2.492 | N/A | N/A | N/A | N/A | N/A | N/A | 2.8756 | N/A | 0.4128
[15 empty] | Industrial | HVAC Equipment Upgrades | Water and Wastewater | Turnover | 151.5487 | N/A | N/A | N/A | N/A | N/A | N/A | 174.8778 | N/A | 25.1036
[15 empty] | Industrial | HVAC Recommissioning | Water and Wastewater | Existing | 151.4428 | N/A | N/A | N/A | N/A | N/A | N/A | 176.1999 | N/A | 64.0756
[15 empty] | Industrial | HVAC Recommissioning | Water and Wastewater | New | 2.4903 | N/A | N/A | N/A | N/A | N/A | N/A | 2.8974 | N/A | 1.0536
[15 empty] | Industrial | Efficient Lighting - High Bay | Water and Wastewater | New | 4.415 | N/A | N/A | N/A | N/A | N/A | N/A | 5.1415 | N/A | 1.39
[15 empty] | Industrial | Efficient Lighting - High Bay | Water and Wastewater | Turnover | 268.4944 | N/A | N/A | N/A | N/A | N/A | N/A | 312.6756 | N/A | 84.5317
[15 empty] | Industrial | Efficient Lighting - Other Interior Lighting | Water and Wastewater | New | 3.6645 | N/A | N/A | N/A | N/A | N/A | N/A | 4.2553 | N/A | 2.0415
[15 empty] | Industrial | Efficient Lighting - Other Interior Lighting | Water and Wastewater | Turnover | 387.3053 | N/A | N/A | N/A | N/A | N/A | N/A | 449.7441 | N/A | 215.7702
[15 empty] | Industrial | Lighting Controls | Water and Wastewater | Existing | 85.9656 | N/A | N/A | N/A | N/A | N/A | N/A | 100.0403 | N/A | 22.0238
[15 empty] | Industrial | Lighting Controls | Water and Wastewater | New | 1.4136 | N/A | N/A | N/A | N/A | N/A | N/A | 1.645 | N/A | 0.36215
[15 empty] | Industrial | Fan Equipment Upgrades | Water and Wastewater | New | 1.6098 | N/A | N/A | N/A | N/A | N/A | N/A | 1.8518 | N/A | 0.40127
[15 empty] | Industrial | Fan Equipment Upgrades | Water and Wastewater | Turnover | 97.8985 | N/A | N/A | N/A | N/A | N/A | N/A | 112.6126 | N/A | 24.4024
[15 empty] | Industrial | Motor Equipment Upgrades | Water and Wastewater | New | 0.54193 | N/A | N/A | N/A | N/A | N/A | N/A | 0.62438 | N/A | 0.16564
[15 empty] | Industrial | Motor Equipment Upgrades | Water and Wastewater | Turnover | 61.0473 | N/A | N/A | N/A | N/A | N/A | N/A | 70.3361 | N/A | 18.6593
[15 empty] | Industrial | Motor Optimization | Water and Wastewater | Existing | 120.1289 | N/A | N/A | N/A | N/A | N/A | N/A | 138.4075 | N/A | 100.4542
[15 empty] | Industrial | Motor Optimization | Water and Wastewater | New | 0 | N/A | N/A | N/A | N/A | N/A | N/A | 0 | N/A | 0
[15 empty] | Industrial | Pump Equipment Upgrade | Water and Wastewater | New | 11.1397 | N/A | N/A | N/A | N/A | N/A | N/A | 12.814 | N/A | 2.0271
[15 empty] | Industrial | Pump Equipment Upgrade | Water and Wastewater | Turnover | 677.4435 | N/A | N/A | N/A | N/A | N/A | N/A | 779.2624 | N/A | 123.2736
[15 empty] | Industrial | Process Refrig Equipment Upgrade | Water and Wastewater | New | 2.1457 | N/A | N/A | N/A | N/A | N/A | N/A | 2.4827 | N/A | 0.81323
[15 empty] | Industrial | Process Refrig Equipment Upgrade | Water and Wastewater | Turnover | 130.4872 | N/A | N/A | N/A | N/A | N/A | N/A | 150.9819 | N/A | 49.4554

## Staff ROG33
Combined Measures Savings & Costs
Category | Economic Potential |  | Achievable Potential
($ Nominal / $ NPV) | RIM | TRC | RIM | TRC
Total Avoided Costs | 18568.8619 | 292296056.7676 | 2445.373 | 56945650.6314
Avoided Generation | N/A | N/A | N/A | N/A
Avoided T&D | N/A | N/A | N/A | N/A
Avoided O&M | N/A | N/A | N/A | N/A
Avoided Fuel | N/A | N/A | N/A | N/A
Administrative Costs | N/A | N/A | 99.2143 | 5040877.184
Incentive Costs | N/A | N/A | 63.8189 | 10837242.6849
Lost Revenues | 17232.8744 | 447254359.2864 | 2269.4339 | 86647684.4384
Utility Equipment | N/A | N/A | N/A | N/A
Customer Equipment | 4960.8954 | 165914718.6085 | 653.873 | 31166367.4102
EE
Combined Measures Savings & Costs
Category | Economic Potential |  | Achievable Potential
($ Nominal / $ NPV) | RIM | TRC | RIM | TRC
Total Avoided Costs | 18568.8619 | 292296056.7676 | 2445.373 | 56945650.6314
Avoided Generation | N/A | N/A | N/A | N/A
Avoided T&D | N/A | N/A | N/A | N/A
Avoided O&M | N/A | N/A | N/A | N/A
Avoided Fuel | N/A | N/A | N/A | N/A
Administrative Costs | N/A | N/A | 99.2143 | 5040877.184
Incentive Costs | N/A | N/A | 63.8189 | 10837242.6849
Lost Revenues | 17232.8744 | 447254359.2864 | 2269.4339 | 86647684.4384
Utility Equipment | N/A | N/A | N/A | N/A
Customer Equipment | 4960.8954 | 165914718.6085 | 653.873 | 31166367.4102
DR
Combined Measures Savings & Costs
Category | Economic Potential |  | Achievable Potential
($ Nominal / $ NPV) | RIM | TRC | RIM | TRC
Total Avoided Costs
Avoided Generation | N/A | N/A | N/A | N/A
Avoided T&D | N/A | N/A | N/A | N/A
Avoided O&M | N/A | N/A | N/A | N/A
Avoided Fuel | N/A | N/A | N/A | N/A
Administrative Costs | N/A | N/A
Incentive Costs | N/A | N/A
Lost Revenues
Utility Equipment | N/A | N/A | N/A | N/A
Customer Equipment

## Staff ROG34
Q34
| Net Firm Summer Peak Demand | [7 empty] | Net Firm Winter Peak Demand | [6 empty] | Net Energy for Load
| Year | No New | 2019 | Economic Potential |  | Achievable Potential |  |  | Year | No New | 2019 | Economic Potential |  | Achievable Potential |  | Year | No New | 2019 | Economic Potential |  | Achievable Potential
|  | DSM | TYSP | RIM | TRC | RIM | TRC |  |  | DSM | TYSP | RIM | TRC | RIM | TRC |  | DSM | TYSP | RIM | TRC | RIM | TRC
|  | (MW) | (MW) | (MW) | (MW) | (MW) | (MW) |  |  | (MW) | (MW) | (MW) | (MW) | (MW) | (MW) |  | (GWHS) | (GWHS) | (GWHS) | (GWHS) | (GWHS) | (GWHS)
| 2020 |  |  | 0 | 92.6351 | 0 | 0.86116 |  | 2020 |  |  | 0 | 42.4073 | 0 | 0.54826 | 2020 |  |  | 0.033867 | 464.5402 | 0.0024683 | 6.335
| 2021 |  |  |  |  | 0 | 0.95135 |  | 2021 |  |  |  |  | 0 | 0.59227 | 2021 |  |  |  |  | 0.0025368 | 7.1099
| 2022 |  |  |  |  | 0 | 1.1565 |  | 2022 |  |  |  |  | 0 | 0.6893 | 2022 |  |  |  |  | 0.0025789 | 8.8196
| 2023 |  |  |  |  | 0 | 1.4237 |  | 2023 |  |  |  |  | 0 | 0.7956 | 2023 |  |  |  |  | 0.0026454 | 10.9546
| 2024 |  |  |  |  | 0 | 1.7484 |  | 2024 |  |  |  |  | 0 | 0.9063 | 2024 |  |  |  |  | 0.0026925 | 13.2742
| 2025 |  |  |  |  | 0 | 2.1303 |  | 2025 |  |  |  |  | 0 | 1.0234 | 2025 |  |  |  |  | 0.0027253 | 15.7842
| 2026 |  |  |  |  | 0 | 2.5229 |  | 2026 |  |  |  |  | 0 | 1.1381 | 2026 |  |  |  |  | 0.0027173 | 18.2114
| 2027 |  |  |  |  | 0 | 2.7971 |  | 2027 |  |  |  |  | 0 | 1.2234 | 2027 |  |  |  |  | 0.0026645 | 19.7619
| 2028 |  |  |  |  | 0 | 2.8097 |  | 2028 |  |  |  |  | 0 | 1.2504 | 2028 |  |  |  |  | 0.0026063 | 19.5921
| 2029 |  |  |  |  | 0 | 2.5023 |  | 2029 |  |  |  |  | 0 | 1.1997 | 2029 |  |  |  |  | 0.0025669 | 17.4603
TRC-GWhs
| Year | 2020 | 2021 | 2022 | 2023 | 2024 | 2025 | 2026 | 2027 | 2028 | 2029
| Residential | 4.0918 | 4.39 | 5.1762 | 6.0155 | 6.8521 | 7.5934 | 8.1594 | 8.4795 | 8.4988 | 8.2129
| Commercial | 1.8939 | 2.3654 | 3.2946 | 4.6544 | 6.2319 | 8.0711 | 9.969 | 11.2151 | 11.0321 | 9.1882
| Industrial | 0.34926 | 0.35455 | 0.34872 | 0.28476 | 0.19018 | 0.11963 | 0.083021 | 0.067312 | 0.061192 | 0.059103
| Total | 6.335 | 7.1099 | 8.8196 | 10.9546 | 13.2742 | 15.7842 | 18.2114 | 19.7619 | 19.5921 | 17.4603
TRC-Summer MW
| Year | 2020 | 2021 | 2022 | 2023 | 2024 | 2025 | 2026 | 2027 | 2028 | 2029
| Residential | 0.61737 | 0.64042 | 0.71782 | 0.80167 | 0.88561 | 0.959 | 1.0133 | 1.0409 | 1.0376 | 1.0051
| Commercial | 0.1954 | 0.26184 | 0.39038 | 0.58269 | 0.83668 | 1.1551 | 1.4985 | 1.7473 | 1.764 | 1.4894
| Industrial | 0.04839 | 0.049092 | 0.048267 | 0.039342 | 0.02614 | 0.016266 | 0.011129 | 0.0089215 | 0.0080623 | 0.0077685
| Total | 0.86116 | 0.95135 | 1.1565 | 1.4237 | 1.7484 | 2.1303 | 2.5229 | 2.7971 | 2.8097 | 2.5023
TRC-Winter MW
| Year | 2020 | 2021 | 2022 | 2023 | 2024 | 2025 | 2026 | 2027 | 2028 | 2029
| Residential | 0.43776 | 0.46831 | 0.54191 | 0.61984 | 0.69756 | 0.76684 | 0.82086 | 0.85338 | 0.85942 | 0.83771
| Commercial | 0.06341 | 0.076188 | 0.10043 | 0.13747 | 0.1833 | 0.24069 | 0.30645 | 0.36133 | 0.38313 | 0.35441
| Industrial | 0.047087 | 0.04777 | 0.046967 | 0.038283 | 0.025437 | 0.015831 | 0.010833 | 0.008687 | 0.0078516 | 0.0075661
| Total | 0.54826 | 0.59227 | 0.6893 | 0.7956 | 0.9063 | 1.0234 | 1.1381 | 1.2234 | 1.2504 | 1.1997
RIM-GWhs
| Year | 2020 | 2021 | 2022 | 2023 | 2024 | 2025 | 2026 | 2027 | 2028 | 2029
| Residential | 0 | 0 | 0 | 0 | 0 | 0 | 0 | 0 | 0 | 0
| Commercial | 0 | 0 | 0 | 0 | 0 | 0 | 0 | 0 | 0 | 0
| Industrial | 0.0024683 | 0.0025368 | 0.0025789 | 0.0026454 | 0.0026925 | 0.0027253 | 0.0027173 | 0.0026645 | 0.0026063 | 0.0025669
| Total | 0.0024683 | 0.0025368 | 0.0025789 | 0.0026454 | 0.0026925 | 0.0027253 | 0.0027173 | 0.0026645 | 0.0026063 | 0.0025669
RIM-Summer MW
| Year | 2020 | 2021 | 2022 | 2023 | 2024 | 2025 | 2026 | 2027 | 2028 | 2029
| Residential | 0 | 0 | 0 | 0 | 0 | 0 | 0 | 0 | 0 | 0
| Commercial | 0 | 0 | 0 | 0 | 0 | 0 | 0 | 0 | 0 | 0
| Industrial | 0 | 0 | 0 | 0 | 0 | 0 | 0 | 0 | 0 | 0
| Total | 0 | 0 | 0 | 0 | 0 | 0 | 0 | 0 | 0 | 0
RIM-Winter MW
| Year | 2020 | 2021 | 2022 | 2023 | 2024 | 2025 | 2026 | 2027 | 2028 | 2029
| Residential | 0 | 0 | 0 | 0 | 0 | 0 | 0 | 0 | 0 | 0
| Commercial | 0 | 0 | 0 | 0 | 0 | 0 | 0 | 0 | 0 | 0
| Industrial | 0 | 0 | 0 | 0 | 0 | 0 | 0 | 0 | 0 | 0
| Total | 0 | 0 | 0 | 0 | 0 | 0 | 0 | 0 | 0 | 0

## Staff ROG36
Q36
Number of Unique Measures Impacted by Sensitivity
| Sensitivity Name | RIM |  | TRC
|  | Now | Now | Now | Now
|  | Passing | Failing | Passing | Failing
| Sensitivity #1: Higher Fuel Prices | 19 | 229 | 88 | 160
| Sensitivity #2: Lower Fuel Prices | 0 | 248 | 69 | 179
| Sensitivity #3: Shorter free-ridership exclusion periods | 2 | 246 | 112 | 136
| Sensitivity #4: Longer free-ridership exclusion periods | 0 | 248 | 61 | 187
| Sensitivity #5: Carbon dioxide (CO2) costs | 1 | 247 | 79 | 169